## Data Renewable
Source 1
Units | 10
Nominal Capacity (kW) | 0.25
Inverter Efficiency | 1
Investment Cost (USD/kW) | 1500
OyM | 0.02
Invesment (USD) | 3750
OyM Cost (USD) | 75
Total Nominal Capacity (kW) | 2.5

## Time Series
| Renewable Energy 1 (kWh) | Battery Flow Out 1 (kWh) | Battery Flow in 1 (kWh) | Curtailment 1 (kWh) | Energy Demand 1 (kWh) | SOC 1 (kWh) | Gen energy 1 (kWh) | Gen thermal energy 1 (kWh) | Fuel Flow CHP 1 (l/h) | CHP efficiency 1 | Comb thermal energy 1 (kWh) | Fuel Flow Com 1 (l/h) | Thermal energy demand 1 (kWh) | Thermal curtailment 1 (kWh) | Total Fuel Flow 1 (l/h) | Thermal demand Drier 1 (kWh) | Refrigeration demand 1 (kWh) | Elect. for refrig. 1 (kWh) | Total Elect. Used 1 (kWh) | Total Elect. Produced 1 (kWh) | CO2 emissions Elect. Demand 1 (kg of CO2) | CO2 emissions Elect. Refrigeration 1 (kg of CO2) | CO2 emissions Elect. Used 1 (kg of CO2) | CO2 emissions Elect. Curtailment 1 (kg of CO2) | CO2 emissions Elect. Produced 1 (kg of CO2)
2016-03-21 01:00 | 0 | 0 | 0 | 0.85338 | 11.945 | 151.8151 | 12.7984 | 18.228 | 3.9175 | 0.8 | 0 | 0 | 18.228 | 0 | 3.9175 | 0 | 10.663 | 3.5543 | 15.4993 | 16.3527 | 4.6585 | 1.3862 | 6.0447 | 0.33282 | 6.3776
2016-03-21 02:00 | 0 | 0 | 0 | 1.3275 | 11.157 | 151.8151 | 12.4845 | 17.781 | 3.8214 | 0.8 | 0 | 0 | 17.781 | 0 | 3.8214 | 0 | 10.402 | 3.4673 | 14.6243 | 15.9519 | 4.3512 | 1.3523 | 5.7035 | 0.51774 | 6.2212
2016-03-21 03:00 | 0 | 0 | 0 | 1.3736 | 10.696 | 151.8151 | 12.0696 | 17.19 | 3.6944 | 0.8 | 0 | 0 | 17.19 | 0 | 3.6944 | 0 | 10.056 | 3.352 | 14.048 | 15.4216 | 4.1714 | 1.3073 | 5.4787 | 0.53569 | 6.0144
2016-03-21 04:00 | 0 | 0 | 0 | 1.2043 | 10.279 | 151.8151 | 11.4833 | 16.355 | 3.5149 | 0.8 | 0 | 0 | 16.355 | 0 | 3.5149 | 0 | 9.568 | 3.1893 | 13.4683 | 14.6726 | 4.0088 | 1.2438 | 5.2527 | 0.46968 | 5.7223
2016-03-21 05:00 | 0 | 9.638 | 0 | 0 | 9.638 | 141.6699 | 0 | 0 | 0 | 0 | 0 | 0 | 0 | 0 | 0 | 0 | 0 | 0 | 9.638 | 9.638 | 3.7588 | 0 | 3.7588 | 0 | 3.7588
2016-03-21 06:00 | 0 | 8.888 | 0 | 0 | 8.888 | 132.3141 | 0 | 0 | 0 | 0 | 0 | 0 | 0 | 0 | 0 | 0 | 0 | 0 | 8.888 | 8.888 | 3.4663 | 0 | 3.4663 | 0 | 3.4663
2016-03-21 07:00 | 0.01 | 8.153 | 0 | 0 | 8.163 | 123.732 | 0 | 0 | 0 | 0 | 0 | 0 | 0 | 0 | 0 | 0 | 0 | 0 | 8.163 | 8.163 | 3.1836 | 0 | 3.1836 | 0 | 3.1836
2016-03-21 08:00 | 0.11 | 7.803 | 0 | 0 | 7.913 | 115.5183 | 0 | 0 | 0 | 0 | 0 | 0 | 0 | 0 | 0 | 0 | 0 | 0 | 7.913 | 7.913 | 3.0861 | 0 | 3.0861 | 0 | 3.0861
2016-03-21 09:00 | 0.29 | 0 | 0 | 22.126 | 8.164 | 115.5183 | 30 | 42.7273 | 9.1827 | 0.8 | 28.1117 | 3.1551 | 70.839 | 0 | 12.3378 | 70.839 | 0 | 0 | 8.164 | 30.29 | 3.184 | 0 | 3.184 | 8.6291 | 11.8131
2016-03-21 10:00 | 0.82 | 0 | 0 | 22.654 | 8.166 | 115.5183 | 30 | 42.7273 | 9.1827 | 0.8 | 28.3277 | 3.1793 | 71.055 | 0 | 12.3621 | 71.055 | 0 | 0 | 8.166 | 30.82 | 3.1847 | 0 | 3.1847 | 8.8351 | 12.0198
2016-03-21 11:00 | 1.28 | 0 | 0 | 22.886 | 8.394 | 115.5183 | 30 | 42.7273 | 9.1827 | 0.8 | 28.0547 | 3.1487 | 70.782 | 0 | 12.3314 | 70.782 | 0 | 0 | 8.394 | 31.28 | 3.2737 | 0 | 3.2737 | 8.9255 | 12.1992
2016-03-21 12:00 | 1.19 | 0 | 0 | 15.0352 | 8.868 | 115.5183 | 22.7132 | 32.3491 | 6.9523 | 0.8 | 53.8849 | 6.0477 | 86.234 | 0 | 13 | 70.026 | 9.481 | 3.1603 | 12.0283 | 27.0635 | 3.4585 | 1.2325 | 4.6911 | 5.8637 | 10.5548
2016-03-21 13:00 | 1.12 | 0 | 0 | 6.656 | 9.464 | 115.5183 | 15 | 21.3636 | 4.5914 | 0.8 | 67.5184 | 7.5778 | 88.882 | 0 | 12.1692 | 69.046 | 11.604 | 3.868 | 13.332 | 19.988 | 3.691 | 1.5085 | 5.1995 | 2.5958 | 7.7953
2016-03-21 14:00 | 0.95 | 0 | 0 | 6.003 | 9.947 | 115.5183 | 15 | 21.3636 | 4.5914 | 0.8 | 2.0344 | 0.22832 | 23.398 | 0 | 4.8197 | 0 | 13.688 | 4.5627 | 14.5097 | 20.5127 | 3.8793 | 1.7794 | 5.6588 | 2.3412 | 7.9999
2016-03-21 15:00 | 0.85 | 0 | 1.2482 | 4.7188 | 9.883 | 116.7041 | 15 | 21.3636 | 4.5914 | 0.8 | 71.6604 | 8.0427 | 93.024 | 0 | 12.6341 | 67.513 | 14.924 | 4.9747 | 14.8577 | 19.5765 | 3.8544 | 1.9401 | 5.7945 | 1.8403 | 7.6348
2016-03-21 16:00 | 0.77 | 0 | 0 | 5.914 | 9.856 | 116.7041 | 15 | 21.3636 | 4.5914 | 0.8 | 72.3654 | 8.1218 | 93.729 | 0 | 12.7132 | 67.252 | 15.489 | 5.163 | 15.019 | 20.933 | 3.8438 | 2.0136 | 5.8574 | 2.3065 | 8.1639
2016-03-21 17:00 | 0.43 | 0 | 0 | 20.642 | 9.788 | 116.7041 | 30 | 42.7273 | 9.1827 | 0.8 | 24.3787 | 2.7361 | 67.106 | 0 | 11.9188 | 67.106 | 0 | 0 | 9.788 | 30.43 | 3.8173 | 0 | 3.8173 | 8.0504 | 11.8677
2016-03-21 18:00 | 0.1 | 0 | 19.89 | 0 | 10.21 | 135.5996 | 30 | 42.7273 | 9.1827 | 0.8 | 24.3527 | 2.7332 | 67.08 | 0 | 11.9159 | 67.08 | 0 | 0 | 10.21 | 10.21 | 3.9819 | 0 | 3.9819 | 0 | 3.9819
2016-03-21 19:00 | 0 | 0 | 17.069 | 0 | 12.931 | 151.8151 | 30 | 42.7273 | 9.1827 | 0.8 | 24.4017 | 2.7387 | 67.129 | 0 | 11.9214 | 67.129 | 0 | 0 | 12.931 | 12.931 | 5.0431 | 0 | 5.0431 | 0 | 5.0431
2016-03-21 20:00 | 0 | 19.602 | 0 | 0 | 19.602 | 131.1814 | 0 | 0 | 0 | 0 | 0 | 0 | 0 | 0 | 0 | 0 | 0 | 0 | 19.602 | 19.602 | 7.6448 | 0 | 7.6448 | 0 | 7.6448
2016-03-21 21:00 | 0 | 20.315 | 0 | 0 | 20.315 | 109.7972 | 0 | 0 | 0 | 0 | 0 | 0 | 0 | 0 | 0 | 0 | 0 | 0 | 20.315 | 20.315 | 7.9229 | 0 | 7.9229 | 0 | 7.9229
2016-03-21 22:00 | 0 | 18.955 | 0 | 0 | 18.955 | 89.8446 | 0 | 0 | 0 | 0 | 0 | 0 | 0 | 0 | 0 | 0 | 0 | 0 | 18.955 | 18.955 | 7.3924 | 0 | 7.3924 | 0 | 7.3924
2016-03-21 23:00 | 0 | 17.064 | 0 | 0 | 17.064 | 71.8825 | 0 | 0 | 0 | 0 | 0 | 0 | 0 | 0 | 0 | 0 | 0 | 0 | 17.064 | 17.064 | 6.655 | 0 | 6.655 | 0 | 6.655
2016-03-22 | 0 | 1.44 | 0 | 0 | 13.804 | 70.3667 | 12.364 | 17.6093 | 3.7845 | 0.78974 | 0 | 0 | 17.225 | 0.3843 | 3.7845 | 0 | 10.076 | 3.3587 | 17.1627 | 17.1627 | 5.3836 | 1.3099 | 6.6934 | 0 | 6.6934
2016-03-22 01:00 | 0 | 0.23632 | 0 | 0 | 11.615 | 70.1179 | 11.3787 | 16.206 | 3.4829 | 0.8 | 0 | 0 | 16.206 | 0 | 3.4829 | 0 | 9.48 | 3.16 | 14.775 | 14.775 | 4.5299 | 1.2324 | 5.7623 | 0 | 5.7623
2016-03-22 02:00 | 0 | 0.54115 | 0 | 0 | 11.25 | 69.5483 | 10.7089 | 15.252 | 3.2779 | 0.8 | 0 | 0 | 15.252 | 0 | 3.2779 | 0 | 8.923 | 2.9743 | 14.2243 | 14.2243 | 4.3875 | 1.16 | 5.5475 | 0 | 5.5475
2016-03-22 03:00 | 0 | 0 | 0 | 0 | 10.89 | 69.5483 | 10.89 | 15.51 | 3.3333 | 0.7683 | 0 | 0 | 14.464 | 1.046 | 3.3333 | 0 | 8.461 | 2.8203 | 13.7103 | 13.7103 | 4.2471 | 1.0999 | 5.347 | 0 | 5.347
2016-03-22 04:00 | 0 | 0 | 0 | 0 | 11.086 | 69.5483 | 11.086 | 15.7892 | 3.3933 | 0.744 | 0 | 0 | 13.908 | 1.8812 | 3.3933 | 0 | 8.136 | 2.712 | 13.798 | 13.798 | 4.3235 | 1.0577 | 5.3812 | 0 | 5.3812
2016-03-22 05:00 | 0 | 10.484 | 0 | 0 | 10.484 | 58.5125 | 0 | 0 | 0 | 0 | 0 | 0 | 0 | 0 | 0 | 0 | 0 | 0 | 10.484 | 10.484 | 4.0888 | 0 | 4.0888 | 0 | 4.0888
2016-03-22 06:00 | 0 | 10.132 | 0 | 0 | 10.132 | 47.8472 | 0 | 0 | 0 | 0 | 0 | 0 | 0 | 0 | 0 | 0 | 0 | 0 | 10.132 | 10.132 | 3.9515 | 0 | 3.9515 | 0 | 3.9515
2016-03-22 07:00 | 0.03 | 8.648 | 0 | 0 | 8.678 | 38.7441 | 0 | 0 | 0 | 0 | 0 | 0 | 0 | 0 | 0 | 0 | 0 | 0 | 8.678 | 8.678 | 3.3844 | 0 | 3.3844 | 0 | 3.3844
2016-03-22 08:00 | 0.16 | 7.962 | 0 | 0 | 8.122 | 30.363 | 0 | 0 | 0 | 0 | 0 | 0 | 0 | 0 | 0 | 0 | 0 | 0 | 8.122 | 8.122 | 3.1676 | 0 | 3.1676 | 0 | 3.1676
2016-03-22 09:00 | 0.43 | 0 | 22.494 | 0 | 7.936 | 51.7323 | 30 | 42.7273 | 9.1827 | 0.8 | 28.6557 | 3.2161 | 71.383 | 0 | 12.3989 | 71.383 | 0 | 0 | 7.936 | 7.936 | 3.095 | 0 | 3.095 | 0 | 3.095
2016-03-22 10:00 | 0.77 | 0 | 22.584 | 0 | 8.186 | 73.1871 | 30 | 42.7273 | 9.1827 | 0.8 | 28.8397 | 3.2368 | 71.567 | 0 | 12.4195 | 71.567 | 0 | 0 | 8.186 | 8.186 | 3.1925 | 0 | 3.1925 | 0 | 3.1925
2016-03-22 11:00 | 0.99 | 0 | 22.452 | 0 | 8.538 | 94.5165 | 30 | 42.7273 | 9.1827 | 0.8 | 28.3857 | 3.1858 | 71.113 | 0 | 12.3686 | 71.113 | 0 | 0 | 8.538 | 8.538 | 3.3298 | 0 | 3.3298 | 0 | 3.3298
2016-03-22 12:00 | 0.87 | 0 | 0 | 14.459 | 9.102 | 94.5165 | 22.691 | 32.3174 | 6.9455 | 0.8 | 53.9456 | 6.0545 | 86.263 | 0 | 13 | 70.016 | 9.505 | 3.1683 | 12.2703 | 26.7293 | 3.5498 | 1.2356 | 4.7854 | 5.639 | 10.4244
2016-03-22 13:00 | 0.76 | 0 | 6.436 | 0 | 9.324 | 100.6307 | 15 | 21.3636 | 4.5914 | 0.8 | 68.1364 | 7.6472 | 89.5 | 0 | 12.2385 | 68.817 | 12.099 | 4.033 | 13.357 | 13.357 | 3.6364 | 1.5729 | 5.2092 | 0 | 5.2092
2016-03-22 14:00 | 0.76 | 0 | 13.499 | 0 | 9.761 | 113.4548 | 22.5 | 32.0455 | 6.8871 | 0.699 | 0 | 0 | 25.159 | 6.8865 | 6.8871 | 0 | 14.718 | 4.906 | 14.667 | 14.667 | 3.8068 | 1.9133 | 5.7201 | 0 | 5.7201
2016-03-22 15:00 | 0.56 | 0 | 5.864 | 0 | 9.696 | 119.0256 | 15 | 21.3636 | 4.5914 | 0.8 | 73.6594 | 8.267 | 95.023 | 0 | 12.8584 | 66.773 | 16.526 | 5.5087 | 15.2047 | 15.2047 | 3.7814 | 2.1484 | 5.9298 | 0 | 5.9298
2016-03-22 16:00 | 0.3 | 0 | 5.9909 | 0 | 9.219 | 124.7169 | 14.9099 | 21.2353 | 4.5638 | 0.8 | 75.1667 | 8.4362 | 96.402 | 0 | 13 | 66.262 | 17.632 | 5.8773 | 15.0963 | 15.0963 | 3.5954 | 2.2922 | 5.8876 | 0 | 5.8876
2016-03-22 17:00 | 0.23 | 0 | 0 | 21.074 | 9.156 | 124.7169 | 30 | 42.7273 | 9.1827 | 0.8 | 23.3257 | 2.6179 | 66.053 | 0 | 11.8007 | 66.053 | 0 | 0 | 9.156 | 30.23 | 3.5708 | 0 | 3.5708 | 8.2189 | 11.7897
2016-03-22 18:00 | 0.09 | 0 | 20.405 | 0 | 9.685 | 144.1016 | 30 | 42.7273 | 9.1827 | 0.8 | 23.4017 | 2.6265 | 66.129 | 0 | 11.8092 | 66.129 | 0 | 0 | 9.685 | 9.685 | 3.7771 | 0 | 3.7771 | 0 | 3.7771
2016-03-22 19:00 | 0 | 0 | 0 | 17.043 | 12.957 | 144.1016 | 30 | 42.7273 | 9.1827 | 0.8 | 23.8427 | 2.676 | 66.57 | 0 | 11.8587 | 66.57 | 0 | 0 | 12.957 | 30 | 5.0532 | 0 | 5.0532 | 6.6468 | 11.7
2016-03-22 20:00 | 0 | 19.354 | 0 | 0 | 19.354 | 123.729 | 0 | 0 | 0 | 0 | 0 | 0 | 0 | 0 | 0 | 0 | 0 | 0 | 19.354 | 19.354 | 7.5481 | 0 | 7.5481 | 0 | 7.5481
2016-03-22 21:00 | 0 | 19.145 | 0 | 0 | 19.145 | 103.5764 | 0 | 0 | 0 | 0 | 0 | 0 | 0 | 0 | 0 | 0 | 0 | 0 | 19.145 | 19.145 | 7.4665 | 0 | 7.4665 | 0 | 7.4665
2016-03-22 22:00 | 0 | 18.513 | 0 | 0 | 18.513 | 84.089 | 0 | 0 | 0 | 0 | 0 | 0 | 0 | 0 | 0 | 0 | 0 | 0 | 18.513 | 18.513 | 7.2201 | 0 | 7.2201 | 0 | 7.2201
2016-03-22 23:00 | 0 | 16.268 | 0 | 0 | 16.268 | 66.9648 | 0 | 0 | 0 | 0 | 0 | 0 | 0 | 0 | 0 | 0 | 0 | 0 | 16.268 | 16.268 | 6.3445 | 0 | 6.3445 | 0 | 6.3445
2016-03-23 | 0 | 0.58702 | 0 | 0 | 13.747 | 66.3469 | 13.16 | 18.743 | 4.0282 | 0.8 | 0 | 0 | 18.743 | 0 | 4.0282 | 0 | 10.964 | 3.6547 | 17.4017 | 17.4017 | 5.3613 | 1.4253 | 6.7867 | 0 | 6.7867
2016-03-23 01:00 | 0 | 0 | 0.70555 | 0 | 11.786 | 67.0172 | 12.4916 | 17.791 | 3.8236 | 0.8 | 0 | 0 | 17.791 | 0 | 3.8236 | 0 | 10.408 | 3.4693 | 15.2553 | 15.2553 | 4.5965 | 1.353 | 5.9496 | 0 | 5.9496
2016-03-23 02:00 | 0 | 0 | 1.0026 | 0 | 10.857 | 67.9697 | 11.8596 | 16.891 | 3.6301 | 0.8 | 0 | 0 | 16.891 | 0 | 3.6301 | 0 | 9.881 | 3.2937 | 14.1507 | 14.1507 | 4.2342 | 1.2845 | 5.5188 | 0 | 5.5188
2016-03-23 03:00 | 0 | 0 | 0.51847 | 0 | 10.592 | 68.4622 | 11.1105 | 15.824 | 3.4008 | 0.8 | 0 | 0 | 15.824 | 0 | 3.4008 | 0 | 9.257 | 3.0857 | 13.6777 | 13.6777 | 4.1309 | 1.2034 | 5.3343 | 0 | 5.3343
2016-03-23 04:00 | 0 | 0 | 0 | 0.40094 | 9.907 | 68.4622 | 10.3079 | 14.681 | 3.1552 | 0.8 | 0 | 0 | 14.681 | 0 | 3.1552 | 0 | 8.588 | 2.8627 | 12.7697 | 13.1706 | 3.8637 | 1.1164 | 4.9802 | 0.15637 | 5.1365
2016-03-23 05:00 | 0 | 9.47 | 0 | 0 | 9.47 | 58.4938 | 0 | 0 | 0 | 0 | 0 | 0 | 0 | 0 | 0 | 0 | 0 | 0 | 9.47 | 9.47 | 3.6933 | 0 | 3.6933 | 0 | 3.6933
2016-03-23 06:00 | 0 | 9.529 | 0 | 0 | 9.529 | 48.4633 | 0 | 0 | 0 | 0 | 0 | 0 | 0 | 0 | 0 | 0 | 0 | 0 | 9.529 | 9.529 | 3.7163 | 0 | 3.7163 | 0 | 3.7163
2016-03-23 07:00 | 0.01 | 8.232 | 0 | 0 | 8.242 | 39.798 | 0 | 0 | 0 | 0 | 0 | 0 | 0 | 0 | 0 | 0 | 0 | 0 | 8.242 | 8.242 | 3.2144 | 0 | 3.2144 | 0 | 3.2144
2016-03-23 08:00 | 0.18 | 7.543 | 0 | 0 | 7.723 | 31.858 | 0 | 0 | 0 | 0 | 0 | 0 | 0 | 0 | 0 | 0 | 0 | 0 | 7.723 | 7.723 | 3.012 | 0 | 3.012 | 0 | 3.012
2016-03-23 09:00 | 0.61 | 0 | 23.216 | 0 | 7.394 | 53.9132 | 30 | 42.7273 | 9.1827 | 0.8 | 28.6537 | 3.2159 | 71.381 | 0 | 12.3986 | 71.381 | 0 | 0 | 7.394 | 7.394 | 2.8837 | 0 | 2.8837 | 0 | 2.8837
2016-03-23 10:00 | 0.69 | 0 | 0 | 22.958 | 7.732 | 53.9132 | 30 | 42.7273 | 9.1827 | 0.8 | 28.6957 | 3.2206 | 71.423 | 0 | 12.4034 | 71.423 | 0 | 0 | 7.732 | 30.69 | 3.0155 | 0 | 3.0155 | 8.9536 | 11.9691
2016-03-23 11:00 | 0.63 | 0 | 22.423 | 0 | 8.207 | 75.215 | 30 | 42.7273 | 9.1827 | 0.8 | 28.1317 | 3.1573 | 70.859 | 0 | 12.3401 | 70.859 | 0 | 0 | 8.207 | 8.207 | 3.2007 | 0 | 3.2007 | 0 | 3.2007
2016-03-23 12:00 | 1.05 | 0 | 0 | 7.266 | 8.784 | 75.215 | 15 | 21.3636 | 4.5914 | 0.8 | 66.0544 | 7.4135 | 87.418 | 0 | 12.0049 | 69.588 | 10.431 | 3.477 | 12.261 | 19.527 | 3.4258 | 1.356 | 4.7818 | 2.8337 | 7.6155
2016-03-23 13:00 | 0.77 | 0 | 0 | 6.43 | 9.34 | 75.215 | 15 | 21.3636 | 4.5914 | 0.8 | 69.4734 | 7.7972 | 90.837 | 0 | 12.3886 | 68.322 | 13.171 | 4.3903 | 13.7303 | 20.1603 | 3.6426 | 1.7122 | 5.3548 | 2.5077 | 7.8625
2016-03-23 14:00 | 0.91 | 0 | 13.784 | 0 | 9.626 | 88.3098 | 22.5 | 32.0455 | 6.8871 | 0.71636 | 0 | 0 | 26.343 | 5.7025 | 6.8871 | 0 | 15.411 | 5.137 | 14.763 | 14.763 | 3.7541 | 2.0034 | 5.7576 | 0 | 5.7576
2016-03-23 15:00 | 0.58 | 0 | 6.011 | 0 | 9.569 | 94.0203 | 15 | 21.3636 | 4.5914 | 0.8 | 74.1324 | 8.3201 | 95.496 | 0 | 12.9115 | 66.598 | 16.906 | 5.6353 | 15.2043 | 15.2043 | 3.7319 | 2.1978 | 5.9297 | 0 | 5.9297
2016-03-23 16:00 | 0.5 | 0 | 5.7527 | 0 | 9.509 | 99.4854 | 14.7617 | 21.0243 | 4.5184 | 0.8 | 75.5707 | 8.4816 | 96.595 | 0 | 13 | 66.191 | 17.787 | 5.929 | 15.438 | 15.438 | 3.7085 | 2.3123 | 6.0208 | 0 | 6.0208
2016-03-23 17:00 | 0.17 | 0 | 21.004 | 0 | 9.166 | 119.4392 | 30 | 42.7273 | 9.1827 | 0.8 | 23.2857 | 2.6134 | 66.013 | 0 | 11.7962 | 66.013 | 0 | 0 | 9.166 | 9.166 | 3.5747 | 0 | 3.5747 | 0 | 3.5747
2016-03-23 18:00 | 0.07 | 0 | 20.241 | 0 | 9.829 | 138.6682 | 30 | 42.7273 | 9.1827 | 0.8 | 23.4327 | 2.6299 | 66.16 | 0 | 11.8127 | 66.16 | 0 | 0 | 9.829 | 9.829 | 3.8333 | 0 | 3.8333 | 0 | 3.8333
2016-03-23 19:00 | 0 | 0 | 13.8389 | 2.4101 | 13.751 | 151.8151 | 30 | 42.7273 | 9.1827 | 0.8 | 23.7807 | 2.669 | 66.508 | 0 | 11.8517 | 66.508 | 0 | 0 | 13.751 | 16.1611 | 5.3629 | 0 | 5.3629 | 0.93994 | 6.3028
2016-03-23 20:00 | 0 | 20.558 | 0 | 0 | 20.558 | 130.1751 | 0 | 0 | 0 | 0 | 0 | 0 | 0 | 0 | 0 | 0 | 0 | 0 | 20.558 | 20.558 | 8.0176 | 0 | 8.0176 | 0 | 8.0176
2016-03-23 21:00 | 0 | 20.824 | 0 | 0 | 20.824 | 108.2551 | 0 | 0 | 0 | 0 | 0 | 0 | 0 | 0 | 0 | 0 | 0 | 0 | 20.824 | 20.824 | 8.1214 | 0 | 8.1214 | 0 | 8.1214
2016-03-23 22:00 | 0 | 18.554 | 0 | 0 | 18.554 | 88.7246 | 0 | 0 | 0 | 0 | 0 | 0 | 0 | 0 | 0 | 0 | 0 | 0 | 18.554 | 18.554 | 7.2361 | 0 | 7.2361 | 0 | 7.2361
2016-03-23 23:00 | 0 | 15.953 | 0 | 0 | 15.953 | 71.932 | 0 | 0 | 0 | 0 | 0 | 0 | 0 | 0 | 0 | 0 | 0 | 0 | 15.953 | 15.953 | 6.2217 | 0 | 6.2217 | 0 | 6.2217
2016-03-24 | 0 | 1.1893 | 0 | 0 | 13.056 | 70.68 | 11.8667 | 16.901 | 3.6323 | 0.8 | 0 | 0 | 16.901 | 0 | 3.6323 | 0 | 9.887 | 3.2957 | 16.3517 | 16.3517 | 5.0918 | 1.2853 | 6.3772 | 0 | 6.3772
2016-03-24 01:00 | 0 | 0.19896 | 0 | 0 | 11.466 | 70.4706 | 11.267 | 16.047 | 3.4487 | 0.8 | 0 | 0 | 16.047 | 0 | 3.4487 | 0 | 9.388 | 3.1293 | 14.5953 | 14.5953 | 4.4717 | 1.2204 | 5.6922 | 0 | 5.6922
2016-03-24 02:00 | 0 | 0.018149 | 0 | 0 | 10.826 | 70.4515 | 10.8079 | 15.393 | 3.3082 | 0.8 | 0 | 0 | 15.393 | 0 | 3.3082 | 0 | 9.005 | 3.0017 | 13.8277 | 13.8277 | 4.2221 | 1.1706 | 5.3928 | 0 | 5.3928
2016-03-24 03:00 | 0 | 0 | 0.064596 | 0 | 10.197 | 70.5129 | 10.2616 | 14.615 | 3.141 | 0.8 | 0 | 0 | 14.615 | 0 | 3.141 | 0 | 8.55 | 2.85 | 13.047 | 13.047 | 3.9768 | 1.1115 | 5.0883 | 0 | 5.0883
2016-03-24 04:00 | 0 | 0.69079 | 0 | 0 | 10.397 | 69.7857 | 9.7062 | 13.824 | 2.971 | 0.8 | 0 | 0 | 13.824 | 0 | 2.971 | 0 | 8.087 | 2.6957 | 13.0927 | 13.0927 | 4.0548 | 1.0513 | 5.1061 | 0 | 5.1061
2016-03-24 05:00 | 0 | 10.051 | 0 | 0 | 10.051 | 59.2057 | 0 | 0 | 0 | 0 | 0 | 0 | 0 | 0 | 0 | 0 | 0 | 0 | 10.051 | 10.051 | 3.9199 | 0 | 3.9199 | 0 | 3.9199
2016-03-24 06:00 | 0 | 9.629 | 0 | 0 | 9.629 | 49.0699 | 0 | 0 | 0 | 0 | 0 | 0 | 0 | 0 | 0 | 0 | 0 | 0 | 9.629 | 9.629 | 3.7553 | 0 | 3.7553 | 0 | 3.7553
2016-03-24 07:00 | 0 | 8.32 | 0 | 0 | 8.32 | 40.312 | 0 | 0 | 0 | 0 | 0 | 0 | 0 | 0 | 0 | 0 | 0 | 0 | 8.32 | 8.32 | 3.2448 | 0 | 3.2448 | 0 | 3.2448
2016-03-24 08:00 | 0.06 | 8.068 | 0 | 0 | 8.128 | 31.8194 | 0 | 0 | 0 | 0 | 0 | 0 | 0 | 0 | 0 | 0 | 0 | 0 | 8.128 | 8.128 | 3.1699 | 0 | 3.1699 | 0 | 3.1699
2016-03-24 09:00 | 0.23 | 0 | 22.26 | 0 | 7.97 | 52.9664 | 30 | 42.7273 | 9.1827 | 0.8 | 28.5447 | 3.2037 | 71.272 | 0 | 12.3864 | 71.272 | 0 | 0 | 7.97 | 7.97 | 3.1083 | 0 | 3.1083 | 0 | 3.1083
2016-03-24 10:00 | 0.51 | 0 | 22.431 | 0 | 8.079 | 74.2758 | 30 | 42.7273 | 9.1827 | 0.8 | 28.6777 | 3.2186 | 71.405 | 0 | 12.4013 | 71.405 | 0 | 0 | 8.079 | 8.079 | 3.1508 | 0 | 3.1508 | 0 | 3.1508
2016-03-24 11:00 | 0.71 | 0 | 12.4376 | 9.9264 | 8.346 | 86.0915 | 30 | 42.7273 | 9.1827 | 0.8 | 28.2707 | 3.1729 | 70.998 | 0 | 12.3557 | 70.998 | 0 | 0 | 8.346 | 18.2724 | 3.2549 | 0 | 3.2549 | 3.8713 | 7.1262
2016-03-24 12:00 | 0.88 | 0 | 15.3357 | 0 | 8.401 | 100.6605 | 22.8567 | 32.5535 | 6.9962 | 0.8 | 53.4935 | 6.0038 | 86.047 | 0 | 13 | 70.096 | 9.331 | 3.1103 | 11.5113 | 11.5113 | 3.2764 | 1.213 | 4.4894 | 0 | 4.4894
2016-03-24 13:00 | 1.06 | 0 | 0 | 7.451 | 8.609 | 100.6605 | 15 | 21.3636 | 4.5914 | 0.8 | 67.2444 | 7.5471 | 88.608 | 0 | 12.1384 | 69.147 | 11.384 | 3.7947 | 12.4037 | 19.8547 | 3.3575 | 1.4799 | 4.8374 | 2.9059 | 7.7433
2016-03-24 14:00 | 0.99 | 0 | 0 | 7.045 | 8.945 | 100.6605 | 15 | 21.3636 | 4.5914 | 0.8 | 1.4924 | 0.16749 | 22.856 | 0 | 4.7589 | 0 | 13.371 | 4.457 | 13.402 | 20.447 | 3.4886 | 1.7382 | 5.2268 | 2.7475 | 7.9743
2016-03-24 15:00 | 0.94 | 0 | 6.563 | 0 | 9.377 | 106.8953 | 15 | 21.3636 | 4.5914 | 0.8 | 71.6134 | 8.0374 | 92.977 | 0 | 12.6288 | 67.53 | 14.886 | 4.962 | 14.339 | 14.339 | 3.657 | 1.9352 | 5.5922 | 0 | 5.5922
2016-03-24 16:00 | 0.63 | 0 | 6.405 | 0 | 9.225 | 112.9801 | 15 | 21.3636 | 4.5914 | 0.8 | 72.8214 | 8.173 | 94.185 | 0 | 12.7644 | 67.083 | 15.855 | 5.285 | 14.51 | 14.51 | 3.5978 | 2.0612 | 5.6589 | 0 | 5.6589
2016-03-24 17:00 | 0.51 | 0 | 21.08 | 0 | 9.43 | 133.0061 | 30 | 42.7273 | 9.1827 | 0.8 | 24.2487 | 2.7215 | 66.976 | 0 | 11.9043 | 66.976 | 0 | 0 | 9.43 | 9.43 | 3.6777 | 0 | 3.6777 | 0 | 3.6777
2016-03-24 18:00 | 0.1 | 0 | 19.799 | 0 | 10.301 | 151.8151 | 30 | 42.7273 | 9.1827 | 0.8 | 24.4437 | 2.7434 | 67.171 | 0 | 11.9261 | 67.171 | 0 | 0 | 10.301 | 10.301 | 4.0174 | 0 | 4.0174 | 0 | 4.0174
2016-03-24 19:00 | 0 | 0 | 0 | 16.371 | 13.629 | 151.8151 | 30 | 42.7273 | 9.1827 | 0.8 | 24.8797 | 2.7923 | 67.607 | 0 | 11.9751 | 67.607 | 0 | 0 | 13.629 | 30 | 5.3153 | 0 | 5.3153 | 6.3847 | 11.7
2016-03-24 20:00 | 0 | 18.963 | 0 | 0 | 18.963 | 131.8541 | 0 | 0 | 0 | 0 | 0 | 0 | 0 | 0 | 0 | 0 | 0 | 0 | 18.963 | 18.963 | 7.3956 | 0 | 7.3956 | 0 | 7.3956
2016-03-24 21:00 | 0 | 19.97 | 0 | 0 | 19.97 | 110.833 | 0 | 0 | 0 | 0 | 0 | 0 | 0 | 0 | 0 | 0 | 0 | 0 | 19.97 | 19.97 | 7.7883 | 0 | 7.7883 | 0 | 7.7883
2016-03-24 22:00 | 0 | 19.239 | 0 | 0 | 19.239 | 90.5814 | 0 | 0 | 0 | 0 | 0 | 0 | 0 | 0 | 0 | 0 | 0 | 0 | 19.239 | 19.239 | 7.5032 | 0 | 7.5032 | 0 | 7.5032
2016-03-24 23:00 | 0 | 17.121 | 0 | 0 | 17.121 | 72.5593 | 0 | 0 | 0 | 0 | 0 | 0 | 0 | 0 | 0 | 0 | 0 | 0 | 17.121 | 17.121 | 6.6772 | 0 | 6.6772 | 0 | 6.6772
2016-03-25 | 0 | 1.8455 | 0 | 0 | 14.521 | 70.6167 | 12.6755 | 18.053 | 3.8799 | 0.76006 | 0 | 0 | 16.519 | 1.534 | 3.8799 | 0 | 9.664 | 3.2213 | 17.7423 | 17.7423 | 5.6632 | 1.2563 | 6.9195 | 0 | 6.9195
2016-03-25 01:00 | 0 | 0 | 0 | 0 | 12.344 | 70.6167 | 12.344 | 17.5808 | 3.7784 | 0.74432 | 0 | 0 | 15.498 | 2.0828 | 3.7784 | 0 | 9.067 | 3.0223 | 15.3663 | 15.3663 | 4.8142 | 1.1787 | 5.9929 | 0 | 5.9929
2016-03-25 02:00 | 0 | 0 | 0 | 0 | 11.8 | 70.6167 | 11.8 | 16.8061 | 3.6119 | 0.72997 | 0 | 0 | 14.302 | 2.5041 | 3.6119 | 0 | 8.367 | 2.789 | 14.589 | 14.589 | 4.602 | 1.0877 | 5.6897 | 0 | 5.6897
2016-03-25 03:00 | 0 | 0 | 0 | 0 | 11.442 | 70.6167 | 11.442 | 16.2962 | 3.5023 | 0.70695 | 0 | 0 | 13.07 | 3.2262 | 3.5023 | 0 | 7.646 | 2.5487 | 13.9907 | 13.9907 | 4.4624 | 0.99398 | 5.4564 | 0 | 5.4564
2016-03-25 04:00 | 0 | 0 | 0 | 0 | 11.317 | 70.6167 | 11.317 | 16.1182 | 3.464 | 0.67668 | 0 | 0 | 11.889 | 4.2292 | 3.464 | 0 | 6.955 | 2.3183 | 13.6353 | 13.6353 | 4.4136 | 0.90415 | 5.3178 | 0 | 5.3178
2016-03-25 05:00 | 0 | 10.584 | 0 | 0 | 10.584 | 59.4757 | 0 | 0 | 0 | 0 | 0 | 0 | 0 | 0 | 0 | 0 | 0 | 0 | 10.584 | 10.584 | 4.1278 | 0 | 4.1278 | 0 | 4.1278
2016-03-25 06:00 | 0 | 10.568 | 0 | 0 | 10.568 | 48.3514 | 0 | 0 | 0 | 0 | 0 | 0 | 0 | 0 | 0 | 0 | 0 | 0 | 10.568 | 10.568 | 4.1215 | 0 | 4.1215 | 0 | 4.1215
2016-03-25 07:00 | 0.03 | 9.119 | 0 | 0 | 9.149 | 38.7525 | 0 | 0 | 0 | 0 | 0 | 0 | 0 | 0 | 0 | 0 | 0 | 0 | 9.149 | 9.149 | 3.5681 | 0 | 3.5681 | 0 | 3.5681
2016-03-25 08:00 | 0.27 | 7.97 | 0 | 0 | 8.24 | 30.363 | 0 | 0 | 0 | 0 | 0 | 0 | 0 | 0 | 0 | 0 | 0 | 0 | 8.24 | 8.24 | 3.2136 | 0 | 3.2136 | 0 | 3.2136
2016-03-25 09:00 | 0.65 | 0 | 22.535 | 0 | 8.115 | 51.7713 | 30 | 42.7273 | 9.1827 | 0.8 | 29.3477 | 3.2938 | 72.075 | 0 | 12.4765 | 72.075 | 0 | 0 | 8.115 | 8.115 | 3.1648 | 0 | 3.1648 | 0 | 3.1648
2016-03-25 10:00 | 0.96 | 0 | 23.17 | 0 | 7.79 | 73.7828 | 30 | 42.7273 | 9.1827 | 0.8 | 29.4697 | 3.3075 | 72.197 | 0 | 12.4902 | 72.197 | 0 | 0 | 7.79 | 7.79 | 3.0381 | 0 | 3.0381 | 0 | 3.0381
2016-03-25 11:00 | 1.22 | 0 | 23.29 | 0 | 7.93 | 95.9083 | 30 | 42.7273 | 9.1827 | 0.8 | 28.8787 | 3.2412 | 71.606 | 0 | 12.4239 | 71.606 | 0 | 0 | 7.93 | 7.93 | 3.0927 | 0 | 3.0927 | 0 | 3.0927
2016-03-25 12:00 | 0.61 | 0 | 15.8653 | 0 | 8.451 | 110.9803 | 23.7063 | 33.7635 | 7.2563 | 0.8 | 51.1765 | 5.7437 | 84.94 | 0 | 13 | 70.505 | 8.444 | 2.8147 | 11.2657 | 11.2657 | 3.2959 | 1.0977 | 4.3936 | 0 | 4.3936
2016-03-25 13:00 | 0.85 | 0 | 6.576 | 0 | 9.274 | 117.2275 | 15 | 21.3636 | 4.5914 | 0.8 | 67.2004 | 7.5421 | 88.564 | 0 | 12.1335 | 69.164 | 11.349 | 3.783 | 13.057 | 13.057 | 3.6169 | 1.4754 | 5.0922 | 0 | 5.0922
2016-03-25 14:00 | 1.03 | 0 | 6.619 | 0 | 9.411 | 123.5155 | 15 | 21.3636 | 4.5914 | 0.8 | 2.3514 | 0.2639 | 23.715 | 0 | 4.8553 | 0 | 13.873 | 4.6243 | 14.0353 | 14.0353 | 3.6703 | 1.8035 | 5.4738 | 0 | 5.4738
2016-03-25 15:00 | 1.14 | 0 | 6.946 | 0 | 9.194 | 130.1142 | 15 | 21.3636 | 4.5914 | 0.8 | 72.7964 | 8.1702 | 94.16 | 0 | 12.7616 | 67.092 | 15.835 | 5.2783 | 14.4723 | 14.4723 | 3.5857 | 2.0585 | 5.6442 | 0 | 5.6442
2016-03-25 16:00 | 1.03 | 0 | 0 | 6.72 | 9.31 | 130.1142 | 15 | 21.3636 | 4.5914 | 0.8 | 74.3164 | 8.3408 | 95.68 | 0 | 12.9321 | 66.53 | 17.053 | 5.6843 | 14.9943 | 21.7143 | 3.6309 | 2.2169 | 5.8478 | 2.6208 | 8.4686
2016-03-25 17:00 | 0.73 | 0 | 0 | 21.326 | 9.404 | 130.1142 | 30 | 42.7273 | 9.1827 | 0.8 | 23.5987 | 2.6486 | 66.326 | 0 | 11.8313 | 66.326 | 0 | 0 | 9.404 | 30.73 | 3.6676 | 0 | 3.6676 | 8.3171 | 11.9847
2016-03-25 18:00 | 0.15 | 0 | 6.212 | 13.937 | 10.001 | 136.0157 | 30 | 42.7273 | 9.1827 | 0.8 | 23.5587 | 2.6441 | 66.286 | 0 | 11.8268 | 66.286 | 0 | 0 | 10.001 | 23.938 | 3.9004 | 0 | 3.9004 | 5.4354 | 9.3358
2016-03-25 19:00 | 0 | 0 | 16.631 | 0 | 13.369 | 151.8151 | 30 | 42.7273 | 9.1827 | 0.8 | 23.6887 | 2.6587 | 66.416 | 0 | 11.8414 | 66.416 | 0 | 0 | 13.369 | 13.369 | 5.2139 | 0 | 5.2139 | 0 | 5.2139
2016-03-25 20:00 | 0 | 19.42 | 0 | 0 | 19.42 | 131.373 | 0 | 0 | 0 | 0 | 0 | 0 | 0 | 0 | 0 | 0 | 0 | 0 | 19.42 | 19.42 | 7.5738 | 0 | 7.5738 | 0 | 7.5738
2016-03-25 21:00 | 0 | 20.233 | 0 | 0 | 20.233 | 110.0751 | 0 | 0 | 0 | 0 | 0 | 0 | 0 | 0 | 0 | 0 | 0 | 0 | 20.233 | 20.233 | 7.8909 | 0 | 7.8909 | 0 | 7.8909
2016-03-25 22:00 | 0 | 19.837 | 0 | 0 | 19.837 | 89.1941 | 0 | 0 | 0 | 0 | 0 | 0 | 0 | 0 | 0 | 0 | 0 | 0 | 19.837 | 19.837 | 7.7364 | 0 | 7.7364 | 0 | 7.7364
2016-03-25 23:00 | 0 | 17.818 | 0 | 0 | 17.818 | 70.4383 | 0 | 0 | 0 | 0 | 0 | 0 | 0 | 0 | 0 | 0 | 0 | 0 | 17.818 | 17.818 | 6.949 | 0 | 6.949 | 0 | 6.949
2016-03-26 | 0 | 0 | 0 | 0 | 14.782 | 70.4383 | 14.782 | 21.0532 | 4.5246 | 0.72994 | 0 | 0 | 17.915 | 3.1382 | 4.5246 | 0 | 10.48 | 3.4933 | 18.2753 | 18.2753 | 5.765 | 1.3624 | 7.1274 | 0 | 7.1274
2016-03-26 01:00 | 0 | 0 | 0 | 0 | 12.902 | 70.4383 | 12.902 | 18.3756 | 3.9492 | 0.75819 | 0 | 0 | 16.741 | 1.6346 | 3.9492 | 0 | 9.793 | 3.2643 | 16.1663 | 16.1663 | 5.0318 | 1.2731 | 6.3049 | 0 | 6.3049
2016-03-26 02:00 | 0 | 0 | 0 | 0 | 12.278 | 70.4383 | 12.278 | 17.4868 | 3.7582 | 0.7552 | 0 | 0 | 15.82 | 1.6668 | 3.7582 | 0 | 9.255 | 3.085 | 15.363 | 15.363 | 4.7884 | 1.2031 | 5.9916 | 0 | 5.9916
2016-03-26 03:00 | 0 | 0 | 0 | 0 | 11.429 | 70.4383 | 11.429 | 16.2777 | 3.4983 | 0.75927 | 0 | 0 | 14.867 | 1.4107 | 3.4983 | 0 | 8.697 | 2.899 | 14.328 | 14.328 | 4.4573 | 1.1306 | 5.5879 | 0 | 5.5879
2016-03-26 04:00 | 0 | 0 | 1.02 | 0 | 11.026 | 71.4072 | 12.046 | 17.1564 | 3.6872 | 0.71101 | 0 | 0 | 13.908 | 3.2484 | 3.6872 | 0 | 8.136 | 2.712 | 13.738 | 13.738 | 4.3001 | 1.0577 | 5.3578 | 0 | 5.3578
2016-03-26 05:00 | 0 | 10.949 | 0 | 0 | 10.949 | 59.882 | 0 | 0 | 0 | 0 | 0 | 0 | 0 | 0 | 0 | 0 | 0 | 0 | 10.949 | 10.949 | 4.2701 | 0 | 4.2701 | 0 | 4.2701
2016-03-26 06:00 | 0 | 10.512 | 0 | 0 | 10.512 | 48.8167 | 0 | 0 | 0 | 0 | 0 | 0 | 0 | 0 | 0 | 0 | 0 | 0 | 10.512 | 10.512 | 4.0997 | 0 | 4.0997 | 0 | 4.0997
2016-03-26 07:00 | 0.02 | 9.258 | 0 | 0 | 9.278 | 39.0714 | 0 | 0 | 0 | 0 | 0 | 0 | 0 | 0 | 0 | 0 | 0 | 0 | 9.278 | 9.278 | 3.6184 | 0 | 3.6184 | 0 | 3.6184
2016-03-26 08:00 | 0.25 | 8.273 | 0 | 0 | 8.523 | 30.363 | 0 | 0 | 0 | 0 | 0 | 0 | 0 | 0 | 0 | 0 | 0 | 0 | 8.523 | 8.523 | 3.324 | 0 | 3.324 | 0 | 3.324
2016-03-26 09:00 | 0.74 | 0 | 0 | 22.652 | 8.088 | 30.363 | 30 | 42.7273 | 9.1827 | 0.8 | 29.0557 | 3.261 | 71.783 | 0 | 12.4438 | 71.783 | 0 | 0 | 8.088 | 30.74 | 3.1543 | 0 | 3.1543 | 8.8343 | 11.9886
2016-03-26 10:00 | 1.16 | 0 | 22.924 | 0 | 8.236 | 52.1408 | 30 | 42.7273 | 9.1827 | 0.8 | 29.2967 | 3.2881 | 72.024 | 0 | 12.4708 | 72.024 | 0 | 0 | 8.236 | 8.236 | 3.212 | 0 | 3.212 | 0 | 3.212
2016-03-26 11:00 | 1.07 | 0 | 18.2945 | 4.0995 | 8.676 | 69.5206 | 30 | 42.7273 | 9.1827 | 0.8 | 28.7617 | 3.228 | 71.489 | 0 | 12.4108 | 71.489 | 0 | 0 | 8.676 | 12.7755 | 3.3836 | 0 | 3.3836 | 1.5988 | 4.9824
2016-03-26 12:00 | 1.14 | 0 | 16.0888 | 0 | 8.845 | 84.805 | 23.7938 | 33.8881 | 7.2831 | 0.8 | 50.9379 | 5.7169 | 84.826 | 0 | 13 | 70.547 | 8.353 | 2.7843 | 11.6293 | 11.6293 | 3.4495 | 1.0859 | 4.5354 | 0 | 4.5354
2016-03-26 13:00 | 1.24 | 0 | 6.971 | 0 | 9.269 | 91.4274 | 15 | 21.3636 | 4.5914 | 0.8 | 66.8104 | 7.4984 | 88.174 | 0 | 12.0897 | 69.308 | 11.037 | 3.679 | 12.948 | 12.948 | 3.6149 | 1.4348 | 5.0497 | 0 | 5.0497
2016-03-26 14:00 | 1.25 | 0 | 0 | 14.373 | 9.377 | 91.4274 | 22.5 | 32.0455 | 6.8871 | 0.67893 | 0 | 0 | 23.791 | 8.2545 | 6.8871 | 0 | 13.917 | 4.639 | 14.016 | 28.389 | 3.657 | 1.8092 | 5.4662 | 5.6055 | 11.0717
2016-03-26 15:00 | 1.16 | 0 | 6.423 | 0 | 9.737 | 97.5293 | 15 | 21.3636 | 4.5914 | 0.8 | 73.2724 | 8.2236 | 94.636 | 0 | 12.815 | 66.916 | 16.216 | 5.4053 | 15.1423 | 15.1423 | 3.7974 | 2.1081 | 5.9055 | 0 | 5.9055
2016-03-26 16:00 | 0.93 | 0 | 0 | 6.0792 | 9.588 | 97.5293 | 14.7372 | 20.9893 | 4.5109 | 0.8 | 75.6377 | 8.4891 | 96.627 | 0 | 13 | 66.179 | 17.812 | 5.9373 | 15.5253 | 21.6045 | 3.7393 | 2.3156 | 6.0549 | 2.3709 | 8.4258
2016-03-26 17:00 | 0.4 | 0 | 20.926 | 0 | 9.474 | 117.409 | 30 | 42.7273 | 9.1827 | 0.8 | 23.0657 | 2.5887 | 65.793 | 0 | 11.7715 | 65.793 | 0 | 0 | 9.474 | 9.474 | 3.6949 | 0 | 3.6949 | 0 | 3.6949
2016-03-26 18:00 | 0.15 | 0 | 20.009 | 0 | 10.141 | 136.4175 | 30 | 42.7273 | 9.1827 | 0.8 | 23.1017 | 2.5928 | 65.829 | 0 | 11.7755 | 65.829 | 0 | 0 | 10.141 | 10.141 | 3.955 | 0 | 3.955 | 0 | 3.955
2016-03-26 19:00 | 0 | 0 | 16.208 | 0 | 13.792 | 151.8151 | 30 | 42.7273 | 9.1827 | 0.8 | 23.2457 | 2.6089 | 65.973 | 0 | 11.7917 | 65.973 | 0 | 0 | 13.792 | 13.792 | 5.3789 | 0 | 5.3789 | 0 | 5.3789
2016-03-26 20:00 | 0 | 20.191 | 0 | 0 | 20.191 | 130.5614 | 0 | 0 | 0 | 0 | 0 | 0 | 0 | 0 | 0 | 0 | 0 | 0 | 20.191 | 20.191 | 7.8745 | 0 | 7.8745 | 0 | 7.8745
2016-03-26 21:00 | 0 | 21.196 | 0 | 0 | 21.196 | 108.2499 | 0 | 0 | 0 | 0 | 0 | 0 | 0 | 0 | 0 | 0 | 0 | 0 | 21.196 | 21.196 | 8.2664 | 0 | 8.2664 | 0 | 8.2664
2016-03-26 22:00 | 0 | 20.09 | 0 | 0 | 20.09 | 87.1025 | 0 | 0 | 0 | 0 | 0 | 0 | 0 | 0 | 0 | 0 | 0 | 0 | 20.09 | 20.09 | 7.8351 | 0 | 7.8351 | 0 | 7.8351
2016-03-26 23:00 | 0 | 17.217 | 0 | 0 | 17.217 | 68.9793 | 0 | 0 | 0 | 0 | 0 | 0 | 0 | 0 | 0 | 0 | 0 | 0 | 17.217 | 17.217 | 6.7146 | 0 | 6.7146 | 0 | 6.7146
2016-03-27 | 0 | 0 | 0 | 0 | 14.04 | 68.9793 | 14.04 | 19.9964 | 4.2975 | 0.77797 | 0 | 0 | 19.059 | 0.93736 | 4.2975 | 0 | 11.15 | 3.7167 | 17.7567 | 17.7567 | 5.4756 | 1.4495 | 6.9251 | 0 | 6.9251
2016-03-27 01:00 | 0 | 0 | 0.78727 | 0 | 12.765 | 69.7272 | 13.5523 | 19.3017 | 4.1482 | 0.75742 | 0 | 0 | 17.553 | 1.7487 | 4.1482 | 0 | 10.269 | 3.423 | 16.188 | 16.188 | 4.9784 | 1.335 | 6.3133 | 0 | 6.3133
2016-03-27 02:00 | 0 | 0 | 0 | 0 | 12.141 | 69.7272 | 12.141 | 17.2917 | 3.7163 | 0.79172 | 0 | 0 | 16.987 | 0.30473 | 3.7163 | 0 | 9.937 | 3.3123 | 15.4533 | 15.4533 | 4.735 | 1.2918 | 6.0268 | 0 | 6.0268
2016-03-27 03:00 | 0 | 0 | 0 | 0 | 11.831 | 69.7272 | 11.831 | 16.8502 | 3.6214 | 0.79567 | 0 | 0 | 16.695 | 0.15521 | 3.6214 | 0 | 9.766 | 3.2553 | 15.0863 | 15.0863 | 4.6141 | 1.2696 | 5.8837 | 0 | 5.8837
2016-03-27 04:00 | 0 | 0 | 0 | 0 | 11.359 | 69.7272 | 11.359 | 16.178 | 3.4769 | 0.75756 | 0 | 0 | 14.717 | 1.461 | 3.4769 | 0 | 8.609 | 2.8697 | 14.2287 | 14.2287 | 4.43 | 1.1192 | 5.5492 | 0 | 5.5492
2016-03-27 05:00 | 0 | 10.392 | 0 | 0 | 10.392 | 58.7883 | 0 | 0 | 0 | 0 | 0 | 0 | 0 | 0 | 0 | 0 | 0 | 0 | 10.392 | 10.392 | 4.0529 | 0 | 4.0529 | 0 | 4.0529
2016-03-27 06:00 | 0 | 10.016 | 0 | 0 | 10.016 | 48.2451 | 0 | 0 | 0 | 0 | 0 | 0 | 0 | 0 | 0 | 0 | 0 | 0 | 10.016 | 10.016 | 3.9062 | 0 | 3.9062 | 0 | 3.9062
2016-03-27 07:00 | 0.02 | 8.84 | 0 | 0 | 8.86 | 38.9399 | 0 | 0 | 0 | 0 | 0 | 0 | 0 | 0 | 0 | 0 | 0 | 0 | 8.86 | 8.86 | 3.4554 | 0 | 3.4554 | 0 | 3.4554
2016-03-27 08:00 | 0.13 | 8.148 | 0 | 0 | 8.278 | 30.363 | 0 | 0 | 0 | 0 | 0 | 0 | 0 | 0 | 0 | 0 | 0 | 0 | 8.278 | 8.278 | 3.2284 | 0 | 3.2284 | 0 | 3.2284
2016-03-27 09:00 | 0.45 | 0 | 0 | 22.024 | 8.426 | 30.363 | 30 | 42.7273 | 9.1827 | 0.8 | 29.9797 | 3.3647 | 72.707 | 0 | 12.5475 | 72.707 | 0 | 0 | 8.426 | 30.45 | 3.2861 | 0 | 3.2861 | 8.5894 | 11.8755
2016-03-27 10:00 | 0.77 | 0 | 22.399 | 0 | 8.371 | 51.6421 | 30 | 42.7273 | 9.1827 | 0.8 | 30.3107 | 3.4019 | 73.038 | 0 | 12.5846 | 73.038 | 0 | 0 | 8.371 | 8.371 | 3.2647 | 0 | 3.2647 | 0 | 3.2647
2016-03-27 11:00 | 0.68 | 0 | 0.64191 | 21.5681 | 8.47 | 52.2519 | 30 | 42.7273 | 9.1827 | 0.8 | 29.7217 | 3.3358 | 72.449 | 0 | 12.5185 | 72.449 | 0 | 0 | 8.47 | 30.0381 | 3.3033 | 0 | 3.3033 | 8.4116 | 11.7149
2016-03-27 12:00 | 0.77 | 0 | 16.1701 | 0 | 8.881 | 67.6135 | 24.2811 | 34.5822 | 7.4322 | 0.8 | 49.6088 | 5.5678 | 84.191 | 0 | 13 | 70.782 | 7.844 | 2.6147 | 11.4957 | 11.4957 | 3.4636 | 1.0197 | 4.4833 | 0 | 4.4833
2016-03-27 13:00 | 1.05 | 0 | 6.816 | 0 | 9.234 | 74.0887 | 15 | 21.3636 | 4.5914 | 0.8 | 68.1334 | 7.6468 | 89.497 | 0 | 12.2382 | 68.818 | 12.097 | 4.0323 | 13.2663 | 13.2663 | 3.6013 | 1.5726 | 5.1739 | 0 | 5.1739
2016-03-27 14:00 | 1.14 | 0 | 14.168 | 0 | 9.472 | 87.5483 | 22.5 | 32.0455 | 6.8871 | 0.73187 | 0 | 0 | 27.4 | 4.6455 | 6.8871 | 0 | 16.029 | 5.343 | 14.815 | 14.815 | 3.6941 | 2.0838 | 5.7778 | 0 | 5.7778
2016-03-27 15:00 | 1.06 | 0 | 5.963 | 0 | 9.231 | 93.2131 | 14.134 | 20.1302 | 4.3263 | 0.8 | 77.2828 | 8.6737 | 97.413 | 0 | 13 | 65.888 | 18.442 | 6.1473 | 15.3783 | 15.3783 | 3.6001 | 2.3975 | 5.9976 | 0 | 5.9976
2016-03-27 16:00 | 0.74 | 0 | 4.4693 | 0 | 9.034 | 97.459 | 12.7633 | 18.1781 | 3.9067 | 0.8 | 81.0209 | 9.0933 | 99.199 | 0 | 13 | 65.227 | 19.874 | 6.6247 | 15.6587 | 15.6587 | 3.5233 | 2.5836 | 6.1069 | 0 | 6.1069
2016-03-27 17:00 | 0.14 | 0 | 21.189 | 0 | 8.951 | 117.5885 | 30 | 42.7273 | 9.1827 | 0.8 | 22.0717 | 2.4772 | 64.799 | 0 | 11.6599 | 64.799 | 0 | 0 | 8.951 | 8.951 | 3.4909 | 0 | 3.4909 | 0 | 3.4909
2016-03-27 18:00 | 0.04 | 0 | 19.97 | 0 | 10.07 | 136.56 | 30 | 42.7273 | 9.1827 | 0.8 | 21.8987 | 2.4578 | 64.626 | 0 | 11.6405 | 64.626 | 0 | 0 | 10.07 | 10.07 | 3.9273 | 0 | 3.9273 | 0 | 3.9273
2016-03-27 19:00 | 0 | 0 | 16.058 | 0 | 13.942 | 151.8151 | 30 | 42.7273 | 9.1827 | 0.8 | 22.0227 | 2.4717 | 64.75 | 0 | 11.6544 | 64.75 | 0 | 0 | 13.942 | 13.942 | 5.4374 | 0 | 5.4374 | 0 | 5.4374
2016-03-27 20:00 | 0 | 19.913 | 0 | 0 | 19.913 | 130.8541 | 0 | 0 | 0 | 0 | 0 | 0 | 0 | 0 | 0 | 0 | 0 | 0 | 19.913 | 19.913 | 7.7661 | 0 | 7.7661 | 0 | 7.7661
2016-03-27 21:00 | 0 | 20.307 | 0 | 0 | 20.307 | 109.4783 | 0 | 0 | 0 | 0 | 0 | 0 | 0 | 0 | 0 | 0 | 0 | 0 | 20.307 | 20.307 | 7.9197 | 0 | 7.9197 | 0 | 7.9197
2016-03-27 22:00 | 0 | 19.524 | 0 | 0 | 19.524 | 88.9267 | 0 | 0 | 0 | 0 | 0 | 0 | 0 | 0 | 0 | 0 | 0 | 0 | 19.524 | 19.524 | 7.6144 | 0 | 7.6144 | 0 | 7.6144
2016-03-27 23:00 | 0 | 17.868 | 0 | 0 | 17.868 | 70.1183 | 0 | 0 | 0 | 0 | 0 | 0 | 0 | 0 | 0 | 0 | 0 | 0 | 17.868 | 17.868 | 6.9685 | 0 | 6.9685 | 0 | 6.9685
2016-03-28 | 0 | 1.0809 | 0 | 0 | 14.771 | 68.9805 | 13.6901 | 19.498 | 4.1904 | 0.8 | 0 | 0 | 19.498 | 0 | 4.1904 | 0 | 11.406 | 3.802 | 18.573 | 18.573 | 5.7607 | 1.4828 | 7.2435 | 0 | 7.2435
2016-03-28 01:00 | 0 | 0 | 0.33138 | 0 | 12.566 | 69.2953 | 12.8974 | 18.369 | 3.9478 | 0.8 | 0 | 0 | 18.369 | 0 | 3.9478 | 0 | 10.746 | 3.582 | 16.148 | 16.148 | 4.9007 | 1.397 | 6.2977 | 0 | 6.2977
2016-03-28 02:00 | 0 | 0 | 0.80519 | 0 | 11.435 | 70.0602 | 12.2402 | 17.433 | 3.7466 | 0.8 | 0 | 0 | 17.433 | 0 | 3.7466 | 0 | 10.198 | 3.3993 | 14.8343 | 14.8343 | 4.4597 | 1.3257 | 5.7854 | 0 | 5.7854
2016-03-28 03:00 | 0 | 0 | 0.15609 | 0 | 11.521 | 70.2085 | 11.6771 | 16.631 | 3.5743 | 0.8 | 0 | 0 | 16.631 | 0 | 3.5743 | 0 | 9.729 | 3.243 | 14.764 | 14.764 | 4.4932 | 1.2648 | 5.758 | 0 | 5.758
2016-03-28 04:00 | 0 | 0 | 0.17209 | 0 | 11.076 | 70.372 | 11.2481 | 16.02 | 3.4429 | 0.8 | 0 | 0 | 16.02 | 0 | 3.4429 | 0 | 9.372 | 3.124 | 14.2 | 14.2 | 4.3196 | 1.2184 | 5.538 | 0 | 5.538
2016-03-28 05:00 | 0 | 10.734 | 0 | 0 | 10.734 | 59.073 | 0 | 0 | 0 | 0 | 0 | 0 | 0 | 0 | 0 | 0 | 0 | 0 | 10.734 | 10.734 | 4.1863 | 0 | 4.1863 | 0 | 4.1863
2016-03-28 06:00 | 0 | 9.819 | 0 | 0 | 9.819 | 48.7372 | 0 | 0 | 0 | 0 | 0 | 0 | 0 | 0 | 0 | 0 | 0 | 0 | 9.819 | 9.819 | 3.8294 | 0 | 3.8294 | 0 | 3.8294
2016-03-28 07:00 | 0.02 | 8.522 | 0 | 0 | 8.542 | 39.7667 | 0 | 0 | 0 | 0 | 0 | 0 | 0 | 0 | 0 | 0 | 0 | 0 | 8.542 | 8.542 | 3.3314 | 0 | 3.3314 | 0 | 3.3314
2016-03-28 08:00 | 0.14 | 7.811 | 0 | 0 | 7.951 | 31.5446 | 0 | 0 | 0 | 0 | 0 | 0 | 0 | 0 | 0 | 0 | 0 | 0 | 7.951 | 7.951 | 3.1009 | 0 | 3.1009 | 0 | 3.1009
2016-03-28 09:00 | 0.34 | 0 | 0.50753 | 21.7715 | 8.061 | 32.0268 | 30 | 42.7273 | 9.1827 | 0.8 | 27.8977 | 3.1311 | 70.625 | 0 | 12.3138 | 70.625 | 0 | 0 | 8.061 | 29.8325 | 3.1438 | 0 | 3.1438 | 8.4909 | 11.6347
2016-03-28 10:00 | 0.81 | 0 | 22.758 | 0 | 8.052 | 53.6469 | 30 | 42.7273 | 9.1827 | 0.8 | 27.9987 | 3.1424 | 70.726 | 0 | 12.3251 | 70.726 | 0 | 0 | 8.052 | 8.052 | 3.1403 | 0 | 3.1403 | 0 | 3.1403
2016-03-28 11:00 | 1.19 | 0 | 23.105 | 0 | 8.085 | 75.5966 | 30 | 42.7273 | 9.1827 | 0.8 | 27.5777 | 3.0951 | 70.305 | 0 | 12.2779 | 70.305 | 0 | 0 | 8.085 | 8.085 | 3.1532 | 0 | 3.1532 | 0 | 3.1532
2016-03-28 12:00 | 1.19 | 0 | 6.979 | 0 | 9.211 | 82.2267 | 15 | 21.3636 | 4.5914 | 0.8 | 67.2064 | 7.5428 | 88.57 | 0 | 12.1342 | 69.161 | 11.354 | 3.7847 | 12.9957 | 12.9957 | 3.5923 | 1.476 | 5.0683 | 0 | 5.0683
2016-03-28 13:00 | 1.06 | 0 | 6.109 | 0 | 9.951 | 88.0302 | 15 | 21.3636 | 4.5914 | 0.8 | 70.0404 | 7.8609 | 91.404 | 0 | 12.4522 | 68.112 | 13.626 | 4.542 | 14.493 | 14.493 | 3.8809 | 1.7714 | 5.6523 | 0 | 5.6523
2016-03-28 14:00 | 1.01 | 0 | 13.793 | 0 | 9.717 | 101.1336 | 22.5 | 32.0455 | 6.8871 | 0.7024 | 0 | 0 | 25.391 | 6.6545 | 6.8871 | 0 | 14.854 | 4.9513 | 14.6683 | 14.6683 | 3.7896 | 1.931 | 5.7207 | 0 | 5.7207
2016-03-28 15:00 | 0.9 | 0 | 6.204 | 0 | 9.696 | 107.0274 | 15 | 21.3636 | 4.5914 | 0.8 | 72.3244 | 8.1172 | 93.688 | 0 | 12.7086 | 67.267 | 15.456 | 5.152 | 14.848 | 14.848 | 3.7814 | 2.0093 | 5.7907 | 0 | 5.7907
2016-03-28 16:00 | 0.8 | 0 | 6.252 | 0 | 9.548 | 112.9668 | 15 | 21.3636 | 4.5914 | 0.8 | 72.6194 | 8.1503 | 93.983 | 0 | 12.7417 | 67.158 | 15.693 | 5.231 | 14.779 | 14.779 | 3.7237 | 2.0401 | 5.7638 | 0 | 5.7638
2016-03-28 17:00 | 0.42 | 0 | 21.025 | 0 | 9.395 | 132.9405 | 30 | 42.7273 | 9.1827 | 0.8 | 24.4667 | 2.746 | 67.194 | 0 | 11.9287 | 67.194 | 0 | 0 | 9.395 | 9.395 | 3.6641 | 0 | 3.6641 | 0 | 3.6641
2016-03-28 18:00 | 0.06 | 0 | 19.868 | 0 | 10.192 | 151.8151 | 30 | 42.7273 | 9.1827 | 0.8 | 24.5577 | 2.7562 | 67.285 | 0 | 11.9389 | 67.285 | 0 | 0 | 10.192 | 10.192 | 3.9749 | 0 | 3.9749 | 0 | 3.9749
2016-03-28 19:00 | 0 | 0 | 0 | 16.564 | 13.436 | 151.8151 | 30 | 42.7273 | 9.1827 | 0.8 | 24.8927 | 2.7938 | 67.62 | 0 | 11.9765 | 67.62 | 0 | 0 | 13.436 | 30 | 5.24 | 0 | 5.24 | 6.46 | 11.7
2016-03-28 20:00 | 0 | 18.921 | 0 | 0 | 18.921 | 131.8983 | 0 | 0 | 0 | 0 | 0 | 0 | 0 | 0 | 0 | 0 | 0 | 0 | 18.921 | 18.921 | 7.3792 | 0 | 7.3792 | 0 | 7.3792
2016-03-28 21:00 | 0 | 19.206 | 0 | 0 | 19.206 | 111.6814 | 0 | 0 | 0 | 0 | 0 | 0 | 0 | 0 | 0 | 0 | 0 | 0 | 19.206 | 19.206 | 7.4903 | 0 | 7.4903 | 0 | 7.4903
2016-03-28 22:00 | 0 | 18.403 | 0 | 0 | 18.403 | 92.3099 | 0 | 0 | 0 | 0 | 0 | 0 | 0 | 0 | 0 | 0 | 0 | 0 | 18.403 | 18.403 | 7.1772 | 0 | 7.1772 | 0 | 7.1772
2016-03-28 23:00 | 0 | 16.314 | 0 | 0 | 16.314 | 75.1372 | 0 | 0 | 0 | 0 | 0 | 0 | 0 | 0 | 0 | 0 | 0 | 0 | 16.314 | 16.314 | 6.3625 | 0 | 6.3625 | 0 | 6.3625
2016-03-29 | 0 | 2.6126 | 0 | 0 | 14.223 | 72.3871 | 11.6104 | 16.536 | 3.5538 | 0.8 | 0 | 0 | 16.536 | 0 | 3.5538 | 0 | 9.674 | 3.2247 | 17.4477 | 17.4477 | 5.547 | 1.2576 | 6.8046 | 0 | 6.8046
2016-03-29 01:00 | 0 | 1.127 | 0 | 0 | 12.248 | 71.2008 | 11.121 | 15.839 | 3.404 | 0.8 | 0 | 0 | 15.839 | 1.7764e-15 | 3.404 | 0 | 9.266 | 3.0887 | 15.3367 | 15.3367 | 4.7767 | 1.2046 | 5.9813 | 0 | 5.9813
2016-03-29 02:00 | 0 | 0.57649 | 0 | 0 | 11.272 | 70.594 | 10.6955 | 15.233 | 3.2738 | 0.8 | 0 | 0 | 15.233 | 0 | 3.2738 | 0 | 8.912 | 2.9707 | 14.2427 | 14.2427 | 4.3961 | 1.1586 | 5.5546 | 0 | 5.5546
2016-03-29 03:00 | 0 | 0.18238 | 0 | 0 | 10.912 | 70.402 | 10.7296 | 15.2816 | 3.2842 | 0.78141 | 0 | 0 | 14.677 | 0.60458 | 3.2842 | 0 | 8.586 | 2.862 | 13.774 | 13.774 | 4.2557 | 1.1162 | 5.3719 | 0 | 5.3719
2016-03-29 04:00 | 0 | 0 | 0 | 0 | 10.84 | 70.402 | 10.84 | 15.4388 | 3.318 | 0.75796 | 0 | 0 | 14.058 | 1.3808 | 3.318 | 0 | 8.224 | 2.7413 | 13.5813 | 13.5813 | 4.2276 | 1.0691 | 5.2967 | 0 | 5.2967
2016-03-29 05:00 | 0 | 10.404 | 0 | 0 | 10.404 | 59.4504 | 0 | 0 | 0 | 0 | 0 | 0 | 0 | 0 | 0 | 0 | 0 | 0 | 10.404 | 10.404 | 4.0576 | 0 | 4.0576 | 0 | 4.0576
2016-03-29 06:00 | 0 | 10.334 | 0 | 0 | 10.334 | 48.5725 | 0 | 0 | 0 | 0 | 0 | 0 | 0 | 0 | 0 | 0 | 0 | 0 | 10.334 | 10.334 | 4.0303 | 0 | 4.0303 | 0 | 4.0303
2016-03-29 07:00 | 0.02 | 9.047 | 0 | 0 | 9.067 | 39.0493 | 0 | 0 | 0 | 0 | 0 | 0 | 0 | 0 | 0 | 0 | 0 | 0 | 9.067 | 9.067 | 3.5361 | 0 | 3.5361 | 0 | 3.5361
2016-03-29 08:00 | 0.21 | 8.252 | 0 | 0 | 8.462 | 30.363 | 0 | 0 | 0 | 0 | 0 | 0 | 0 | 0 | 0 | 0 | 0 | 0 | 8.462 | 8.462 | 3.3002 | 0 | 3.3002 | 0 | 3.3002
2016-03-29 09:00 | 0.74 | 0 | 0 | 22.635 | 8.105 | 30.363 | 30 | 42.7273 | 9.1827 | 0.8 | 28.4277 | 3.1905 | 71.155 | 0 | 12.3733 | 71.155 | 0 | 0 | 8.105 | 30.74 | 3.161 | 0 | 3.161 | 8.8277 | 11.9886
2016-03-29 10:00 | 1.15 | 0 | 23.254 | 0 | 7.896 | 52.4543 | 30 | 42.7273 | 9.1827 | 0.8 | 28.5557 | 3.2049 | 71.283 | 0 | 12.3876 | 71.283 | 0 | 0 | 7.896 | 7.896 | 3.0794 | 0 | 3.0794 | 0 | 3.0794
2016-03-29 11:00 | 1.36 | 0 | 23.019 | 0 | 8.341 | 74.3224 | 30 | 42.7273 | 9.1827 | 0.8 | 27.9937 | 3.1418 | 70.721 | 0 | 12.3246 | 70.721 | 0 | 0 | 8.341 | 8.341 | 3.253 | 0 | 3.253 | 0 | 3.253
2016-03-29 12:00 | 1.48 | 0 | 7.495 | 0 | 8.985 | 81.4426 | 15 | 21.3636 | 4.5914 | 0.8 | 66.5964 | 7.4743 | 87.96 | 0 | 12.0657 | 69.387 | 10.865 | 3.6217 | 12.6067 | 12.6067 | 3.5042 | 1.4124 | 4.9166 | 0 | 4.9166
2016-03-29 13:00 | 1.4 | 0 | 6.796 | 0 | 9.604 | 87.8988 | 15 | 21.3636 | 4.5914 | 0.8 | 70.0794 | 7.8652 | 91.443 | 0 | 12.4566 | 68.098 | 13.657 | 4.5523 | 14.1563 | 14.1563 | 3.7456 | 1.7754 | 5.521 | 0 | 5.521
2016-03-29 14:00 | 1.28 | 0 | 0 | 13.895 | 9.885 | 87.8988 | 22.5 | 32.0455 | 6.8871 | 0.72711 | 0 | 0 | 27.076 | 4.9695 | 6.8871 | 0 | 15.84 | 5.28 | 15.165 | 29.06 | 3.8552 | 2.0592 | 5.9143 | 5.4191 | 11.3334
2016-03-29 15:00 | 1.3 | 0 | 3.2159 | 3.4021 | 9.682 | 90.9539 | 15 | 21.3636 | 4.5914 | 0.8 | 74.7014 | 8.384 | 96.065 | 0 | 12.9754 | 66.387 | 17.362 | 5.7873 | 15.4693 | 18.8714 | 3.776 | 2.2571 | 6.033 | 1.3268 | 7.3599
2016-03-29 16:00 | 1.02 | 0 | 6.0244 | 0 | 9.379 | 96.6771 | 14.3834 | 20.4854 | 4.4026 | 0.8 | 76.6026 | 8.5974 | 97.088 | 0 | 13 | 66.008 | 18.181 | 6.0603 | 15.4393 | 15.4393 | 3.6578 | 2.3635 | 6.0213 | 0 | 6.0213
2016-03-29 17:00 | 0.41 | 0 | 21.192 | 0 | 9.218 | 116.8095 | 30 | 42.7273 | 9.1827 | 0.8 | 23.1677 | 2.6002 | 65.895 | 0 | 11.7829 | 65.895 | 0 | 0 | 9.218 | 9.218 | 3.595 | 0 | 3.595 | 0 | 3.595
2016-03-29 18:00 | 0.14 | 0 | 20.012 | 0 | 10.128 | 135.8209 | 30 | 42.7273 | 9.1827 | 0.8 | 23.3017 | 2.6152 | 66.029 | 0 | 11.798 | 66.029 | 0 | 0 | 10.128 | 10.128 | 3.9499 | 0 | 3.9499 | 0 | 3.9499
2016-03-29 19:00 | 0 | 0 | 16.836 | 0 | 13.164 | 151.8151 | 30 | 42.7273 | 9.1827 | 0.8 | 23.5707 | 2.6454 | 66.298 | 0 | 11.8282 | 66.298 | 0 | 0 | 13.164 | 13.164 | 5.134 | 0 | 5.134 | 0 | 5.134
2016-03-29 20:00 | 0 | 18.901 | 0 | 0 | 18.901 | 131.9193 | 0 | 0 | 0 | 0 | 0 | 0 | 0 | 0 | 0 | 0 | 0 | 0 | 18.901 | 18.901 | 7.3714 | 0 | 7.3714 | 0 | 7.3714
2016-03-29 21:00 | 0 | 19.165 | 0 | 0 | 19.165 | 111.7456 | 0 | 0 | 0 | 0 | 0 | 0 | 0 | 0 | 0 | 0 | 0 | 0 | 19.165 | 19.165 | 7.4744 | 0 | 7.4744 | 0 | 7.4744
2016-03-29 22:00 | 0 | 19.645 | 0 | 0 | 19.645 | 91.0667 | 0 | 0 | 0 | 0 | 0 | 0 | 0 | 0 | 0 | 0 | 0 | 0 | 19.645 | 19.645 | 7.6616 | 0 | 7.6616 | 0 | 7.6616
2016-03-29 23:00 | 0 | 18.083 | 0 | 0 | 18.083 | 72.032 | 0 | 0 | 0 | 0 | 0 | 0 | 0 | 0 | 0 | 0 | 0 | 0 | 18.083 | 18.083 | 7.0524 | 0 | 7.0524 | 0 | 7.0524
2016-03-30 | 0 | 1.3635 | 0 | 0 | 14.538 | 70.5967 | 13.1745 | 18.7637 | 4.0326 | 0.79004 | 0 | 0 | 18.366 | 0.3977 | 4.0326 | 0 | 10.744 | 3.5813 | 18.1193 | 18.1193 | 5.6698 | 1.3967 | 7.0665 | 0 | 7.0665
2016-03-30 01:00 | 0 | 0 | 0 | 0 | 12.521 | 70.5967 | 12.521 | 17.8329 | 3.8326 | 0.79159 | 0 | 0 | 17.514 | 0.31894 | 3.8326 | 0 | 10.246 | 3.4153 | 15.9363 | 15.9363 | 4.8832 | 1.332 | 6.2152 | 0 | 6.2152
2016-03-30 02:00 | 0 | 0 | 0 | 0 | 11.831 | 70.5967 | 11.831 | 16.8502 | 3.6214 | 0.7957 | 0 | 0 | 16.696 | 0.15421 | 3.6214 | 0 | 9.767 | 3.2557 | 15.0867 | 15.0867 | 4.6141 | 1.2697 | 5.8838 | 0 | 5.8838
2016-03-30 03:00 | 0 | 0 | 0 | 0 | 11.447 | 70.5967 | 11.447 | 16.3033 | 3.5038 | 0.79149 | 0 | 0 | 16.008 | 0.2953 | 3.5038 | 0 | 9.365 | 3.1217 | 14.5687 | 14.5687 | 4.4643 | 1.2174 | 5.6818 | 0 | 5.6818
2016-03-30 04:00 | 0 | 0 | 0 | 0 | 11.022 | 70.5967 | 11.022 | 15.698 | 3.3737 | 0.7912 | 0 | 0 | 15.404 | 0.294 | 3.3737 | 0 | 9.011 | 3.0037 | 14.0257 | 14.0257 | 4.2986 | 1.1714 | 5.47 | 0 | 5.47
2016-03-30 05:00 | 0 | 10.638 | 0 | 0 | 10.638 | 59.3988 | 0 | 0 | 0 | 0 | 0 | 0 | 0 | 0 | 0 | 0 | 0 | 0 | 10.638 | 10.638 | 4.1488 | 0 | 4.1488 | 0 | 4.1488
2016-03-30 06:00 | 0 | 10.368 | 0 | 0 | 10.368 | 48.4851 | 0 | 0 | 0 | 0 | 0 | 0 | 0 | 0 | 0 | 0 | 0 | 0 | 10.368 | 10.368 | 4.0435 | 0 | 4.0435 | 0 | 4.0435
2016-03-30 07:00 | 0.02 | 9.189 | 0 | 0 | 9.209 | 38.8125 | 0 | 0 | 0 | 0 | 0 | 0 | 0 | 0 | 0 | 0 | 0 | 0 | 9.209 | 9.209 | 3.5915 | 0 | 3.5915 | 0 | 3.5915
2016-03-30 08:00 | 0.24 | 8.027 | 0 | 0 | 8.267 | 30.363 | 0 | 0 | 0 | 0 | 0 | 0 | 0 | 0 | 0 | 0 | 0 | 0 | 8.267 | 8.267 | 3.2241 | 0 | 3.2241 | 0 | 3.2241
2016-03-30 09:00 | 0.87 | 0 | 22.728 | 0 | 8.142 | 51.9546 | 30 | 42.7273 | 9.1827 | 0.8 | 28.0507 | 3.1482 | 70.778 | 0 | 12.331 | 70.778 | 0 | 0 | 8.142 | 8.142 | 3.1754 | 0 | 3.1754 | 0 | 3.1754
2016-03-30 10:00 | 1.22 | 0 | 0 | 23.278 | 7.942 | 51.9546 | 30 | 42.7273 | 9.1827 | 0.8 | 28.1037 | 3.1542 | 70.831 | 0 | 12.3369 | 70.831 | 0 | 0 | 7.942 | 31.22 | 3.0974 | 0 | 3.0974 | 9.0784 | 12.1758
2016-03-30 11:00 | 1.53 | 0 | 23.226 | 0 | 8.304 | 74.0193 | 30 | 42.7273 | 9.1827 | 0.8 | 27.7227 | 3.1114 | 70.45 | 0 | 12.2942 | 70.45 | 0 | 0 | 8.304 | 8.304 | 3.2386 | 0 | 3.2386 | 0 | 3.2386
2016-03-30 12:00 | 1.62 | 0 | 7.99 | 0 | 8.63 | 81.6098 | 15 | 21.3636 | 4.5914 | 0.8 | 66.6434 | 7.4796 | 88.007 | 0 | 12.071 | 69.37 | 10.903 | 3.6343 | 12.2643 | 12.2643 | 3.3657 | 1.4174 | 4.7831 | 0 | 4.7831
2016-03-30 13:00 | 1.51 | 0 | 7.013 | 0 | 9.497 | 88.2722 | 15 | 21.3636 | 4.5914 | 0.8 | 69.4474 | 7.7943 | 90.811 | 0 | 12.3857 | 68.332 | 13.15 | 4.3833 | 13.8803 | 13.8803 | 3.7038 | 1.7095 | 5.4133 | 0 | 5.4133
2016-03-30 14:00 | 1.51 | 0 | 13.876 | 0 | 10.134 | 101.4544 | 22.5 | 32.0455 | 6.8871 | 0.69963 | 0 | 0 | 25.202 | 6.8435 | 6.8871 | 0 | 14.743 | 4.9143 | 15.0483 | 15.0483 | 3.9523 | 1.9166 | 5.8689 | 0 | 5.8689
2016-03-30 15:00 | 1.14 | 0 | 5.891 | 0 | 10.249 | 107.0508 | 15 | 21.3636 | 4.5914 | 0.8 | 73.0584 | 8.1996 | 94.422 | 0 | 12.791 | 66.995 | 16.045 | 5.3483 | 15.5973 | 15.5973 | 3.9971 | 2.0859 | 6.083 | 0 | 6.083
2016-03-30 16:00 | 1.14 | 0 | 6.327 | 0 | 9.813 | 113.0615 | 15 | 21.3636 | 4.5914 | 0.8 | 73.4464 | 8.2431 | 94.81 | 0 | 12.8345 | 66.851 | 16.356 | 5.452 | 15.265 | 15.265 | 3.8271 | 2.1263 | 5.9534 | 0 | 5.9534
2016-03-30 17:00 | 0.61 | 0 | 20.962 | 0 | 9.648 | 132.9754 | 30 | 42.7273 | 9.1827 | 0.8 | 24.5397 | 2.7542 | 67.267 | 0 | 11.9369 | 67.267 | 0 | 0 | 9.648 | 9.648 | 3.7627 | 0 | 3.7627 | 0 | 3.7627
2016-03-30 18:00 | 0.14 | 0 | 19.8313 | 0.17369 | 10.135 | 151.8151 | 30 | 42.7273 | 9.1827 | 0.8 | 25.3167 | 2.8414 | 68.044 | 0 | 12.0241 | 68.044 | 0 | 0 | 10.135 | 10.3087 | 3.9527 | 0 | 3.9527 | 0.067739 | 4.0204
2016-03-30 19:00 | 0 | 0 | 0 | 16.054 | 13.946 | 151.8151 | 30 | 42.7273 | 9.1827 | 0.8 | 25.8747 | 2.904 | 68.602 | 0 | 12.0867 | 68.602 | 0 | 0 | 13.946 | 30 | 5.4389 | 0 | 5.4389 | 6.2611 | 11.7
2016-03-30 20:00 | 0 | 20.018 | 0 | 0 | 20.018 | 130.7435 | 0 | 0 | 0 | 0 | 0 | 0 | 0 | 0 | 0 | 0 | 0 | 0 | 20.018 | 20.018 | 7.807 | 0 | 7.807 | 0 | 7.807
2016-03-30 21:00 | 0 | 20.493 | 0 | 0 | 20.493 | 109.172 | 0 | 0 | 0 | 0 | 0 | 0 | 0 | 0 | 0 | 0 | 0 | 0 | 20.493 | 20.493 | 7.9923 | 0 | 7.9923 | 0 | 7.9923
2016-03-30 22:00 | 0 | 19.727 | 0 | 0 | 19.727 | 88.4067 | 0 | 0 | 0 | 0 | 0 | 0 | 0 | 0 | 0 | 0 | 0 | 0 | 19.727 | 19.727 | 7.6935 | 0 | 7.6935 | 0 | 7.6935
2016-03-30 23:00 | 0 | 17.02 | 0 | 0 | 17.02 | 70.4909 | 0 | 0 | 0 | 0 | 0 | 0 | 0 | 0 | 0 | 0 | 0 | 0 | 17.02 | 17.02 | 6.6378 | 0 | 6.6378 | 0 | 6.6378
2016-03-31 | 0 | 1.0135 | 0 | 0 | 14.88 | 69.4241 | 13.8665 | 19.7493 | 4.2444 | 0.62588 | 0 | 0 | 12.433 | 7.3163 | 4.2444 | 0 | 7.273 | 2.4243 | 17.3043 | 17.3043 | 5.8032 | 0.94549 | 6.7487 | 0 | 6.7487
2016-03-31 01:00 | 0 | 0 | 0 | 0 | 12.374 | 69.4241 | 12.374 | 17.6236 | 3.7876 | 0.64941 | 0 | 0 | 11.977 | 5.6466 | 3.7876 | 0 | 7.007 | 2.3357 | 14.7097 | 14.7097 | 4.8259 | 0.91091 | 5.7368 | 0 | 5.7368
2016-03-31 02:00 | 0 | 0 | 0 | 0 | 11.382 | 69.4241 | 11.382 | 16.2107 | 3.4839 | 0.66792 | 0 | 0 | 11.655 | 4.5557 | 3.4839 | 0 | 6.818 | 2.2727 | 13.6547 | 13.6547 | 4.439 | 0.88634 | 5.3253 | 0 | 5.3253
2016-03-31 03:00 | 0 | 0 | 0 | 0 | 10.72 | 69.4241 | 10.72 | 15.2679 | 3.2813 | 0.687 | 0 | 0 | 11.597 | 3.6709 | 3.2813 | 0 | 6.784 | 2.2613 | 12.9813 | 12.9813 | 4.1808 | 0.88192 | 5.0627 | 0 | 5.0627
2016-03-31 04:00 | 0 | 0 | 0 | 0 | 10.634 | 69.4241 | 10.634 | 15.1454 | 3.255 | 0.69072 | 0 | 0 | 11.624 | 3.5214 | 3.255 | 0 | 6.8 | 2.2667 | 12.9007 | 12.9007 | 4.1473 | 0.884 | 5.0313 | 0 | 5.0313
2016-03-31 05:00 | 0 | 10.15 | 0 | 0 | 10.15 | 58.7399 | 0 | 0 | 0 | 0 | 0 | 0 | 0 | 0 | 0 | 0 | 0 | 0 | 10.15 | 10.15 | 3.9585 | 0 | 3.9585 | 0 | 3.9585
2016-03-31 06:00 | 0 | 9.98 | 0 | 0 | 9.98 | 48.2346 | 0 | 0 | 0 | 0 | 0 | 0 | 0 | 0 | 0 | 0 | 0 | 0 | 9.98 | 9.98 | 3.8922 | 0 | 3.8922 | 0 | 3.8922
2016-03-31 07:00 | 0.02 | 9.044 | 0 | 0 | 9.064 | 38.7146 | 0 | 0 | 0 | 0 | 0 | 0 | 0 | 0 | 0 | 0 | 0 | 0 | 9.064 | 9.064 | 3.535 | 0 | 3.535 | 0 | 3.535
2016-03-31 08:00 | 0.3 | 7.934 | 0 | 0 | 8.234 | 30.363 | 0 | 0 | 0 | 0 | 0 | 0 | 0 | 0 | 0 | 0 | 0 | 0 | 8.234 | 8.234 | 3.2113 | 0 | 3.2113 | 0 | 3.2113
2016-03-31 09:00 | 0.95 | 0 | 22.774 | 0 | 8.176 | 51.9983 | 30 | 42.7273 | 9.1827 | 0.8 | 28.4717 | 3.1955 | 71.199 | 0 | 12.3782 | 71.199 | 0 | 0 | 8.176 | 8.176 | 3.1886 | 0 | 3.1886 | 0 | 3.1886
2016-03-31 10:00 | 1.31 | 0 | 23.103 | 0 | 8.207 | 73.9462 | 30 | 42.7273 | 9.1827 | 0.8 | 28.4047 | 3.188 | 71.132 | 0 | 12.3707 | 71.132 | 0 | 0 | 8.207 | 8.207 | 3.2007 | 0 | 3.2007 | 0 | 3.2007
2016-03-31 11:00 | 1.47 | 0 | 0 | 23.231 | 8.239 | 73.9462 | 30 | 42.7273 | 9.1827 | 0.8 | 28.3677 | 3.1838 | 71.095 | 0 | 12.3665 | 71.095 | 0 | 0 | 8.239 | 31.47 | 3.2132 | 0 | 3.2132 | 9.0601 | 12.2733
2016-03-31 12:00 | 1.65 | 0 | 16.3383 | 0.75534 | 8.664 | 89.4676 | 24.1077 | 34.3351 | 7.3791 | 0.8 | 50.0819 | 5.6209 | 84.417 | 0 | 13 | 70.699 | 8.025 | 2.675 | 11.339 | 12.0943 | 3.379 | 1.0433 | 4.4222 | 0.29458 | 4.7168
2016-03-31 13:00 | 1.6 | 0 | 0 | 15.3221 | 9.074 | 89.4676 | 22.7961 | 32.4672 | 6.9777 | 0.8 | 53.6588 | 6.0223 | 86.126 | 0 | 13 | 70.066 | 9.395 | 3.1317 | 12.2057 | 27.5278 | 3.5389 | 1.2213 | 4.7602 | 5.9756 | 10.7358
2016-03-31 14:00 | 1.61 | 0 | 0 | 4.6797 | 9.742 | 89.4676 | 12.8117 | 18.247 | 3.9216 | 0.8 | 0 | 0 | 18.247 | 0 | 3.9216 | 0 | 10.674 | 3.558 | 13.3 | 17.9797 | 3.7994 | 1.3876 | 5.187 | 1.8251 | 7.0121
2016-03-31 15:00 | 1.42 | 0 | 7.16 | 0 | 9.26 | 96.2696 | 15 | 21.3636 | 4.5914 | 0.8 | 68.5784 | 7.6968 | 89.942 | 0 | 12.2882 | 68.654 | 12.454 | 4.1513 | 13.4113 | 13.4113 | 3.6114 | 1.619 | 5.2304 | 0 | 5.2304
2016-03-31 16:00 | 1.22 | 0 | 0 | 6.96 | 9.26 | 96.2696 | 15 | 21.3636 | 4.5914 | 0.8 | 69.3494 | 7.7833 | 90.713 | 0 | 12.3747 | 68.368 | 13.072 | 4.3573 | 13.6173 | 20.5773 | 3.6114 | 1.6994 | 5.3108 | 2.7144 | 8.0252
2016-03-31 17:00 | 0.65 | 0 | 21.733 | 0 | 8.917 | 116.9159 | 30 | 42.7273 | 9.1827 | 0.8 | 25.6687 | 2.8809 | 68.396 | 0 | 12.0636 | 68.396 | 0 | 0 | 8.917 | 8.917 | 3.4776 | 0 | 3.4776 | 0 | 3.4776
2016-03-31 18:00 | 0.16 | 0 | 20.36 | 0 | 9.8 | 136.2579 | 30 | 42.7273 | 9.1827 | 0.8 | 25.8517 | 2.9014 | 68.579 | 0 | 12.0842 | 68.579 | 0 | 0 | 9.8 | 9.8 | 3.822 | 0 | 3.822 | 0 | 3.822
2016-03-31 19:00 | 0 | 0 | 16.376 | 0 | 13.624 | 151.8151 | 30 | 42.7273 | 9.1827 | 0.8 | 26.0927 | 2.9285 | 68.82 | 0 | 12.1112 | 68.82 | 0 | 0 | 13.624 | 13.624 | 5.3134 | 0 | 5.3134 | 0 | 5.3134
2016-03-31 20:00 | 0 | 17.839 | 0 | 0 | 17.839 | 133.0372 | 0 | 0 | 0 | 0 | 0 | 0 | 0 | 0 | 0 | 0 | 0 | 0 | 17.839 | 17.839 | 6.9572 | 0 | 6.9572 | 0 | 6.9572
2016-03-31 21:00 | 0 | 18.546 | 0 | 0 | 18.546 | 113.5151 | 0 | 0 | 0 | 0 | 0 | 0 | 0 | 0 | 0 | 0 | 0 | 0 | 18.546 | 18.546 | 7.2329 | 0 | 7.2329 | 0 | 7.2329
2016-03-31 22:00 | 0 | 18.238 | 0 | 0 | 18.238 | 94.3172 | 0 | 0 | 0 | 0 | 0 | 0 | 0 | 0 | 0 | 0 | 0 | 0 | 18.238 | 18.238 | 7.1128 | 0 | 7.1128 | 0 | 7.1128
2016-03-31 23:00 | 0 | 16.577 | 0 | 0 | 16.577 | 76.8677 | 0 | 0 | 0 | 0 | 0 | 0 | 0 | 0 | 0 | 0 | 0 | 0 | 16.577 | 16.577 | 6.465 | 0 | 6.465 | 0 | 6.465
2016-04-01 | 0 | 3.8499 | 0 | 0 | 14.096 | 72.8153 | 10.2461 | 14.593 | 3.1363 | 0.8 | 0 | 0 | 14.593 | 0 | 3.1363 | 0 | 8.537 | 2.8457 | 16.9417 | 16.9417 | 5.4974 | 1.1098 | 6.6073 | 0 | 6.6073
2016-04-01 01:00 | 0 | 2.1588 | 0 | 0 | 11.832 | 70.5429 | 9.6732 | 13.777 | 2.9609 | 0.8 | 0 | 0 | 13.777 | 0 | 2.9609 | 0 | 8.06 | 2.6867 | 14.5187 | 14.5187 | 4.6145 | 1.0478 | 5.6623 | 0 | 5.6623
2016-04-01 02:00 | 0 | 1.721 | 0 | 0 | 10.928 | 68.7313 | 9.207 | 13.113 | 2.8182 | 0.8 | 0 | 0 | 13.113 | 0 | 2.8182 | 0 | 7.671 | 2.557 | 13.485 | 13.485 | 4.2619 | 0.99723 | 5.2592 | 0 | 5.2592
2016-04-01 03:00 | 0 | 1.6593 | 0 | 0 | 10.478 | 66.9847 | 8.8187 | 12.56 | 2.6993 | 0.8 | 0 | 0 | 12.56 | 0 | 2.6993 | 0 | 7.348 | 2.4493 | 12.9273 | 12.9273 | 4.0864 | 0.95524 | 5.0417 | 0 | 5.0417
2016-04-01 04:00 | 0 | 1.1266 | 0 | 0 | 10.091 | 65.7988 | 8.9644 | 12.7675 | 2.7439 | 0.77072 | 0 | 0 | 11.972 | 0.79552 | 2.7439 | 0 | 7.004 | 2.3347 | 12.4257 | 12.4257 | 3.9355 | 0.91052 | 4.846 | 0 | 4.846
2016-04-01 05:00 | 0 | 9.453 | 0 | 0 | 9.453 | 55.8483 | 0 | 0 | 0 | 0 | 0 | 0 | 0 | 0 | 0 | 0 | 0 | 0 | 9.453 | 9.453 | 3.6867 | 0 | 3.6867 | 0 | 3.6867
2016-04-01 06:00 | 0 | 9.408 | 0 | 0 | 9.408 | 45.9451 | 0 | 0 | 0 | 0 | 0 | 0 | 0 | 0 | 0 | 0 | 0 | 0 | 9.408 | 9.408 | 3.6691 | 0 | 3.6691 | 0 | 3.6691
2016-04-01 07:00 | 0.02 | 7.941 | 0 | 0 | 7.961 | 37.5862 | 0 | 0 | 0 | 0 | 0 | 0 | 0 | 0 | 0 | 0 | 0 | 0 | 7.961 | 7.961 | 3.1048 | 0 | 3.1048 | 0 | 3.1048
2016-04-01 08:00 | 0.2 | 6.862 | 0 | 0 | 7.062 | 30.363 | 0 | 0 | 0 | 0 | 0 | 0 | 0 | 0 | 0 | 0 | 0 | 0 | 7.062 | 7.062 | 2.7542 | 0 | 2.7542 | 0 | 2.7542
2016-04-01 09:00 | 0.73 | 0 | 23.69 | 0 | 7.04 | 52.8685 | 30 | 42.7273 | 9.1827 | 0.8 | 28.8777 | 3.241 | 71.605 | 0 | 12.4238 | 71.605 | 0 | 0 | 7.04 | 7.04 | 2.7456 | 0 | 2.7456 | 0 | 2.7456
2016-04-01 10:00 | 1.13 | 0 | 0 | 23.798 | 7.332 | 52.8685 | 30 | 42.7273 | 9.1827 | 0.8 | 29.0147 | 3.2564 | 71.742 | 0 | 12.4392 | 71.742 | 0 | 0 | 7.332 | 31.13 | 2.8595 | 0 | 2.8595 | 9.2812 | 12.1407
2016-04-01 11:00 | 1.43 | 0 | 23.807 | 0 | 7.623 | 75.4852 | 30 | 42.7273 | 9.1827 | 0.8 | 28.6297 | 3.2132 | 71.357 | 0 | 12.3959 | 71.357 | 0 | 0 | 7.623 | 7.623 | 2.973 | 0 | 2.973 | 0 | 2.973
2016-04-01 12:00 | 1.53 | 0 | 16.7803 | 0 | 8.139 | 91.4265 | 23.3893 | 33.3121 | 7.1593 | 0.8 | 52.0409 | 5.8407 | 85.353 | 0 | 13 | 70.352 | 8.776 | 2.9253 | 11.0643 | 11.0643 | 3.1742 | 1.1409 | 4.3151 | 0 | 4.3151
2016-04-01 13:00 | 1.51 | 0 | 8 | 0 | 8.51 | 99.0265 | 15 | 21.3636 | 4.5914 | 0.8 | 67.2054 | 7.5427 | 88.569 | 0 | 12.1341 | 69.162 | 11.353 | 3.7843 | 12.2943 | 12.2943 | 3.3189 | 1.4759 | 4.7948 | 0 | 4.7948
2016-04-01 14:00 | 1.37 | 0 | 0 | 14.972 | 8.898 | 99.0265 | 22.5 | 32.0455 | 6.8871 | 0.67957 | 0 | 0 | 23.834 | 8.2115 | 6.8871 | 0 | 13.943 | 4.6477 | 13.5457 | 28.5177 | 3.4702 | 1.8126 | 5.2828 | 5.8391 | 11.1219
2016-04-01 15:00 | 1.04 | 0 | 7.299 | 0 | 8.741 | 105.9605 | 15 | 21.3636 | 4.5914 | 0.8 | 72.5234 | 8.1395 | 93.887 | 0 | 12.7309 | 67.193 | 15.616 | 5.2053 | 13.9463 | 13.9463 | 3.409 | 2.0301 | 5.4391 | 0 | 5.4391
2016-04-01 16:00 | 1.07 | 0 | 7.575 | 0 | 8.495 | 113.1568 | 15 | 21.3636 | 4.5914 | 0.8 | 73.7304 | 8.275 | 95.094 | 0 | 12.8664 | 66.746 | 16.584 | 5.528 | 14.023 | 14.023 | 3.3131 | 2.1559 | 5.469 | 0 | 5.469
2016-04-01 17:00 | 0.73 | 0 | 22.439 | 0 | 8.291 | 134.4738 | 30 | 42.7273 | 9.1827 | 0.8 | 23.9307 | 2.6858 | 66.658 | 0 | 11.8686 | 66.658 | 0 | 0 | 8.291 | 8.291 | 3.2335 | 0 | 3.2335 | 0 | 3.2335
2016-04-01 18:00 | 0.18 | 0 | 2.4 | 19.104 | 8.676 | 136.7538 | 30 | 42.7273 | 9.1827 | 0.8 | 24.0217 | 2.696 | 66.749 | 0 | 11.8788 | 66.749 | 0 | 0 | 8.676 | 27.78 | 3.3836 | 0 | 3.3836 | 7.4506 | 10.8342
2016-04-01 19:00 | 0 | 0 | 15.854 | 0 | 14.146 | 151.8151 | 30 | 42.7273 | 9.1827 | 0.8 | 24.3407 | 2.7318 | 67.068 | 0 | 11.9146 | 67.068 | 0 | 0 | 14.146 | 14.146 | 5.5169 | 0 | 5.5169 | 0 | 5.5169
2016-04-01 20:00 | 0 | 17.471 | 0 | 0 | 17.471 | 133.4246 | 0 | 0 | 0 | 0 | 0 | 0 | 0 | 0 | 0 | 0 | 0 | 0 | 17.471 | 17.471 | 6.8137 | 0 | 6.8137 | 0 | 6.8137
2016-04-01 21:00 | 0 | 18.361 | 0 | 0 | 18.361 | 114.0972 | 0 | 0 | 0 | 0 | 0 | 0 | 0 | 0 | 0 | 0 | 0 | 0 | 18.361 | 18.361 | 7.1608 | 0 | 7.1608 | 0 | 7.1608
2016-04-01 22:00 | 0 | 18.331 | 0 | 0 | 18.331 | 94.8014 | 0 | 0 | 0 | 0 | 0 | 0 | 0 | 0 | 0 | 0 | 0 | 0 | 18.331 | 18.331 | 7.1491 | 0 | 7.1491 | 0 | 7.1491
2016-04-01 23:00 | 0 | 15.663 | 0 | 0 | 15.663 | 78.3141 | 0 | 0 | 0 | 0 | 0 | 0 | 0 | 0 | 0 | 0 | 0 | 0 | 15.663 | 15.663 | 6.1086 | 0 | 6.1086 | 0 | 6.1086
2016-04-02 | 0 | 1.2413 | 0 | 0 | 13.301 | 77.0075 | 12.0597 | 17.176 | 3.6914 | 0.8 | 0 | 0 | 17.176 | 0 | 3.6914 | 0 | 10.048 | 3.3493 | 16.6503 | 16.6503 | 5.1874 | 1.3062 | 6.4936 | 0 | 6.4936
2016-04-02 01:00 | 0 | 0 | 0.42809 | 0 | 11.546 | 77.4142 | 11.9741 | 17.054 | 3.6652 | 0.8 | 0 | 0 | 17.054 | 0 | 3.6652 | 0 | 9.977 | 3.3257 | 14.8717 | 14.8717 | 4.5029 | 1.297 | 5.7999 | 0 | 5.7999
2016-04-02 02:00 | 0 | 0 | 0.86774 | 0 | 10.796 | 78.2385 | 11.6637 | 16.612 | 3.5702 | 0.8 | 0 | 0 | 16.612 | 0 | 3.5702 | 0 | 9.718 | 3.2393 | 14.0353 | 14.0353 | 4.2104 | 1.2633 | 5.4738 | 0 | 5.4738
2016-04-02 03:00 | 0 | 0 | 0.81438 | 0 | 9.839 | 79.0122 | 10.6534 | 15.173 | 3.2609 | 0.8 | 0 | 0 | 15.173 | 0 | 3.2609 | 0 | 8.876 | 2.9587 | 12.7977 | 12.7977 | 3.8372 | 1.1539 | 4.9911 | 0 | 4.9911
2016-04-02 04:00 | 0 | 0 | 0.067277 | 0 | 9.627 | 79.0761 | 9.6943 | 13.807 | 2.9673 | 0.8 | 0 | 0 | 13.807 | 0 | 2.9673 | 0 | 8.077 | 2.6923 | 12.3193 | 12.3193 | 3.7545 | 1.05 | 4.8045 | 0 | 4.8045
2016-04-02 05:00 | 0 | 9.389 | 0 | 0 | 9.389 | 69.1929 | 0 | 0 | 0 | 0 | 0 | 0 | 0 | 0 | 0 | 0 | 0 | 0 | 9.389 | 9.389 | 3.6617 | 0 | 3.6617 | 0 | 3.6617
2016-04-02 06:00 | 0 | 9.073 | 0 | 0 | 9.073 | 59.6424 | 0 | 0 | 0 | 0 | 0 | 0 | 0 | 0 | 0 | 0 | 0 | 0 | 9.073 | 9.073 | 3.5385 | 0 | 3.5385 | 0 | 3.5385
2016-04-02 07:00 | 0.02 | 7.844 | 0 | 0 | 7.864 | 51.3856 | 0 | 0 | 0 | 0 | 0 | 0 | 0 | 0 | 0 | 0 | 0 | 0 | 7.864 | 7.864 | 3.067 | 0 | 3.067 | 0 | 3.067
2016-04-02 08:00 | 0.22 | 6.985 | 0 | 0 | 7.205 | 44.0329 | 0 | 0 | 0 | 0 | 0 | 0 | 0 | 0 | 0 | 0 | 0 | 0 | 7.205 | 7.205 | 2.81 | 0 | 2.81 | 0 | 2.81
2016-04-02 09:00 | 0.73 | 0 | 23.604 | 0 | 7.126 | 66.4567 | 30 | 42.7273 | 9.1827 | 0.8 | 29.0527 | 3.2607 | 71.78 | 0 | 12.4434 | 71.78 | 0 | 0 | 7.126 | 7.126 | 2.7791 | 0 | 2.7791 | 0 | 2.7791
2016-04-02 10:00 | 1.02 | 0 | 12.5261 | 11.3059 | 7.188 | 78.3565 | 30 | 42.7273 | 9.1827 | 0.8 | 29.2037 | 3.2776 | 71.931 | 0 | 12.4604 | 71.931 | 0 | 0 | 7.188 | 18.4939 | 2.8033 | 0 | 2.8033 | 4.4093 | 7.2126
2016-04-02 11:00 | 1.25 | 0 | 23.269 | 0 | 7.981 | 100.462 | 30 | 42.7273 | 9.1827 | 0.8 | 28.7947 | 3.2317 | 71.522 | 0 | 12.4145 | 71.522 | 0 | 0 | 7.981 | 7.981 | 3.1126 | 0 | 3.1126 | 0 | 3.1126
2016-04-02 12:00 | 1.13 | 0 | 15.9814 | 0 | 8.442 | 115.6444 | 23.2934 | 33.1754 | 7.1299 | 0.8 | 52.3026 | 5.8701 | 85.478 | 0 | 13 | 70.306 | 8.875 | 2.9583 | 11.4003 | 11.4003 | 3.2924 | 1.1538 | 4.4461 | 0 | 4.4461
2016-04-02 13:00 | 1.16 | 0 | 7.372 | 0 | 8.788 | 122.6478 | 15 | 21.3636 | 4.5914 | 0.8 | 67.8244 | 7.6122 | 89.188 | 0 | 12.2035 | 68.933 | 11.849 | 3.9497 | 12.7377 | 12.7377 | 3.4273 | 1.5404 | 4.9677 | 0 | 4.9677
2016-04-02 14:00 | 1.18 | 0 | 0 | 14.331 | 9.349 | 122.6478 | 22.5 | 32.0455 | 6.8871 | 0.69301 | 0 | 0 | 24.751 | 7.2945 | 6.8871 | 0 | 14.479 | 4.8263 | 14.1753 | 28.5063 | 3.6461 | 1.8823 | 5.5284 | 5.5891 | 11.1175
2016-04-02 15:00 | 0.84 | 0 | 6.292 | 0 | 9.548 | 128.6252 | 15 | 21.3636 | 4.5914 | 0.8 | 73.6914 | 8.2706 | 95.055 | 0 | 12.862 | 66.761 | 16.552 | 5.5173 | 15.0653 | 15.0653 | 3.7237 | 2.1518 | 5.8755 | 0 | 5.8755
2016-04-02 16:00 | 0.46 | 0 | 5.8329 | 0 | 9.286 | 134.1664 | 14.6589 | 20.8778 | 4.487 | 0.8 | 75.8512 | 8.513 | 96.729 | 0 | 13 | 66.141 | 17.893 | 5.9643 | 15.2503 | 15.2503 | 3.6215 | 2.3261 | 5.9476 | 0 | 5.9476
2016-04-02 17:00 | 0.34 | 0 | 0 | 21.472 | 8.868 | 134.1664 | 30 | 42.7273 | 9.1827 | 0.8 | 23.1597 | 2.5993 | 65.887 | 0 | 11.782 | 65.887 | 0 | 0 | 8.868 | 30.34 | 3.4585 | 0 | 3.4585 | 8.3741 | 11.8326
2016-04-02 18:00 | 0.06 | 0 | 0 | 20.901 | 9.159 | 134.1664 | 30 | 42.7273 | 9.1827 | 0.8 | 23.1497 | 2.5982 | 65.877 | 0 | 11.7809 | 65.877 | 0 | 0 | 9.159 | 30.06 | 3.572 | 0 | 3.572 | 8.1514 | 11.7234
2016-04-02 19:00 | 0 | 0 | 15.878 | 0 | 14.122 | 149.2505 | 30 | 42.7273 | 9.1827 | 0.8 | 23.4827 | 2.6355 | 66.21 | 0 | 11.8183 | 66.21 | 0 | 0 | 14.122 | 14.122 | 5.5076 | 0 | 5.5076 | 0 | 5.5076
2016-04-02 20:00 | 0 | 17.236 | 0 | 0 | 17.236 | 131.1074 | 0 | 0 | 0 | 0 | 0 | 0 | 0 | 0 | 0 | 0 | 0 | 0 | 17.236 | 17.236 | 6.722 | 0 | 6.722 | 0 | 6.722
2016-04-02 21:00 | 0 | 18.095 | 0 | 0 | 18.095 | 112.06 | 0 | 0 | 0 | 0 | 0 | 0 | 0 | 0 | 0 | 0 | 0 | 0 | 18.095 | 18.095 | 7.057 | 0 | 7.057 | 0 | 7.057
2016-04-02 22:00 | 0 | 17.368 | 0 | 0 | 17.368 | 93.7779 | 0 | 0 | 0 | 0 | 0 | 0 | 0 | 0 | 0 | 0 | 0 | 0 | 17.368 | 17.368 | 6.7735 | 0 | 6.7735 | 0 | 6.7735
2016-04-02 23:00 | 0 | 15.527 | 0 | 0 | 15.527 | 77.4337 | 0 | 0 | 0 | 0 | 0 | 0 | 0 | 0 | 0 | 0 | 0 | 0 | 15.527 | 15.527 | 6.0555 | 0 | 6.0555 | 0 | 6.0555
2016-04-03 | 0 | 0.76394 | 0 | 0 | 13.127 | 76.6295 | 12.3631 | 17.608 | 3.7842 | 0.8 | 0 | 0 | 17.608 | 0 | 3.7842 | 0 | 10.301 | 3.4337 | 16.5607 | 16.5607 | 5.1195 | 1.3391 | 6.4587 | 0 | 6.4587
2016-04-03 01:00 | 0 | 0 | 0.39226 | 0 | 11.308 | 77.0022 | 11.7003 | 16.664 | 3.5813 | 0.8 | 0 | 0 | 16.664 | 0 | 3.5813 | 0 | 9.748 | 3.2493 | 14.5573 | 14.5573 | 4.4101 | 1.2672 | 5.6774 | 0 | 5.6774
2016-04-03 02:00 | 0 | 0 | 0.21996 | 0 | 10.887 | 77.2111 | 11.107 | 15.819 | 3.3997 | 0.8 | 0 | 0 | 15.819 | 1.7764e-15 | 3.3997 | 0 | 9.254 | 3.0847 | 13.9717 | 13.9717 | 4.2459 | 1.203 | 5.449 | 0 | 5.449
2016-04-03 03:00 | 0 | 0.11928 | 0 | 0 | 10.654 | 77.0856 | 10.5347 | 15.004 | 3.2246 | 0.8 | 0 | 0 | 15.004 | 0 | 3.2246 | 0 | 8.778 | 2.926 | 13.58 | 13.58 | 4.1551 | 1.1411 | 5.2962 | 0 | 5.2962
2016-04-03 04:00 | 0 | 0.42528 | 0 | 0 | 10.465 | 76.6379 | 10.0397 | 14.299 | 3.0731 | 0.8 | 0 | 0 | 14.299 | 0 | 3.0731 | 0 | 8.365 | 2.7883 | 13.2533 | 13.2533 | 4.0813 | 1.0875 | 5.1688 | 0 | 5.1688
2016-04-03 05:00 | 0 | 10.344 | 0 | 0 | 10.344 | 65.7495 | 0 | 0 | 0 | 0 | 0 | 0 | 0 | 0 | 0 | 0 | 0 | 0 | 10.344 | 10.344 | 4.0342 | 0 | 4.0342 | 0 | 4.0342
2016-04-03 06:00 | 0 | 9.821 | 0 | 0 | 9.821 | 55.4116 | 0 | 0 | 0 | 0 | 0 | 0 | 0 | 0 | 0 | 0 | 0 | 0 | 9.821 | 9.821 | 3.8302 | 0 | 3.8302 | 0 | 3.8302
2016-04-03 07:00 | 0.01 | 8.104 | 0 | 0 | 8.114 | 46.8811 | 0 | 0 | 0 | 0 | 0 | 0 | 0 | 0 | 0 | 0 | 0 | 0 | 8.114 | 8.114 | 3.1645 | 0 | 3.1645 | 0 | 3.1645
2016-04-03 08:00 | 0.16 | 7.061 | 0 | 0 | 7.221 | 39.4485 | 0 | 0 | 0 | 0 | 0 | 0 | 0 | 0 | 0 | 0 | 0 | 0 | 7.221 | 7.221 | 2.8162 | 0 | 2.8162 | 0 | 2.8162
2016-04-03 09:00 | 0.5 | 0 | 0 | 23.464 | 7.036 | 39.4485 | 30 | 42.7273 | 9.1827 | 0.8 | 28.2647 | 3.1722 | 70.992 | 0 | 12.355 | 70.992 | 0 | 0 | 7.036 | 30.5 | 2.744 | 0 | 2.744 | 9.151 | 11.895
2016-04-03 10:00 | 1.12 | 0 | 23.912 | 0 | 7.208 | 62.1649 | 30 | 42.7273 | 9.1827 | 0.8 | 28.3227 | 3.1788 | 71.05 | 0 | 12.3615 | 71.05 | 0 | 0 | 7.208 | 7.208 | 2.8111 | 0 | 2.8111 | 0 | 2.8111
2016-04-03 11:00 | 1.12 | 0 | 0 | 23.657 | 7.463 | 62.1649 | 30 | 42.7273 | 9.1827 | 0.8 | 27.9797 | 3.1403 | 70.707 | 0 | 12.323 | 70.707 | 0 | 0 | 7.463 | 31.12 | 2.9106 | 0 | 2.9106 | 9.2262 | 12.1368
2016-04-03 12:00 | 1.2 | 0 | 8.204 | 0 | 7.996 | 69.9587 | 15 | 21.3636 | 4.5914 | 0.8 | 65.2574 | 7.3241 | 86.621 | 0 | 11.9154 | 69.883 | 9.791 | 3.2637 | 11.2597 | 11.2597 | 3.1184 | 1.2728 | 4.3913 | 0 | 4.3913
2016-04-03 13:00 | 1.37 | 0 | 7.692 | 0 | 8.678 | 77.2661 | 15 | 21.3636 | 4.5914 | 0.8 | 67.6474 | 7.5923 | 89.011 | 0 | 12.1837 | 68.998 | 11.707 | 3.9023 | 12.5803 | 12.5803 | 3.3844 | 1.5219 | 4.9063 | 0 | 4.9063
2016-04-03 14:00 | 1.12 | 0 | 14.032 | 0 | 9.588 | 90.5965 | 22.5 | 32.0455 | 6.8871 | 0.67477 | 0 | 0 | 23.507 | 8.5385 | 6.8871 | 0 | 13.751 | 4.5837 | 14.1717 | 14.1717 | 3.7393 | 1.7876 | 5.527 | 0 | 5.527
2016-04-03 15:00 | 0.74 | 0 | 5.862 | 0 | 9.878 | 96.1654 | 15 | 21.3636 | 4.5914 | 0.8 | 72.0554 | 8.087 | 93.419 | 0 | 12.6784 | 67.367 | 15.24 | 5.08 | 14.958 | 14.958 | 3.8524 | 1.9812 | 5.8336 | 0 | 5.8336
2016-04-03 16:00 | 0.6 | 0 | 5.953 | 0 | 9.647 | 101.8207 | 15 | 21.3636 | 4.5914 | 0.8 | 73.1264 | 8.2072 | 94.49 | 0 | 12.7986 | 66.97 | 16.099 | 5.3663 | 15.0133 | 15.0133 | 3.7623 | 2.0929 | 5.8552 | 0 | 5.8552
2016-04-03 17:00 | 0.33 | 0 | 21.314 | 0 | 9.016 | 122.069 | 30 | 42.7273 | 9.1827 | 0.8 | 24.0747 | 2.702 | 66.802 | 0 | 11.8847 | 66.802 | 0 | 0 | 9.016 | 9.016 | 3.5162 | 0 | 3.5162 | 0 | 3.5162
2016-04-03 18:00 | 0.1 | 0 | 20.912 | 0 | 9.188 | 141.9354 | 30 | 42.7273 | 9.1827 | 0.8 | 24.0197 | 2.6958 | 66.747 | 0 | 11.8786 | 66.747 | 0 | 0 | 9.188 | 9.188 | 3.5833 | 0 | 3.5833 | 0 | 3.5833
2016-04-03 19:00 | 0 | 0 | 0 | 15.935 | 14.065 | 141.9354 | 30 | 42.7273 | 9.1827 | 0.8 | 24.1057 | 2.7055 | 66.833 | 0 | 11.8882 | 66.833 | 0 | 0 | 14.065 | 30 | 5.4854 | 0 | 5.4854 | 6.2147 | 11.7
2016-04-03 20:00 | 0 | 17.513 | 0 | 0 | 17.513 | 123.5007 | 0 | 0 | 0 | 0 | 0 | 0 | 0 | 0 | 0 | 0 | 0 | 0 | 17.513 | 17.513 | 6.8301 | 0 | 6.8301 | 0 | 6.8301
2016-04-03 21:00 | 0 | 18.095 | 0 | 0 | 18.095 | 104.4533 | 0 | 0 | 0 | 0 | 0 | 0 | 0 | 0 | 0 | 0 | 0 | 0 | 18.095 | 18.095 | 7.057 | 0 | 7.057 | 0 | 7.057
2016-04-03 22:00 | 0 | 17.757 | 0 | 0 | 17.757 | 85.7617 | 0 | 0 | 0 | 0 | 0 | 0 | 0 | 0 | 0 | 0 | 0 | 0 | 17.757 | 17.757 | 6.9252 | 0 | 6.9252 | 0 | 6.9252
2016-04-03 23:00 | 0 | 15.049 | 0 | 0 | 15.049 | 69.9207 | 0 | 0 | 0 | 0 | 0 | 0 | 0 | 0 | 0 | 0 | 0 | 0 | 15.049 | 15.049 | 5.8691 | 0 | 5.8691 | 0 | 5.8691
2016-04-04 | 0 | 0.40506 | 0 | 0 | 12.957 | 69.4943 | 12.5519 | 17.877 | 3.842 | 0.8 | 0 | 0 | 17.877 | 0 | 3.842 | 0 | 10.458 | 3.486 | 16.443 | 16.443 | 5.0532 | 1.3595 | 6.4128 | 0 | 6.4128
2016-04-04 01:00 | 0 | 0 | 0.22011 | 0 | 12.025 | 69.7034 | 12.2451 | 17.44 | 3.7481 | 0.8 | 0 | 0 | 17.44 | 0 | 3.7481 | 0 | 10.202 | 3.4007 | 15.4257 | 15.4257 | 4.6898 | 1.3263 | 6.016 | 0 | 6.016
2016-04-04 02:00 | 0 | 0 | 0.5864 | 0 | 11.295 | 70.2605 | 11.8814 | 16.922 | 3.6368 | 0.8 | 0 | 0 | 16.922 | 0 | 3.6368 | 0 | 9.899 | 3.2997 | 14.5947 | 14.5947 | 4.4051 | 1.2869 | 5.6919 | 0 | 5.6919
2016-04-04 03:00 | 0 | 0.11332 | 0 | 0 | 11.162 | 70.1412 | 11.0487 | 15.736 | 3.3819 | 0.8 | 0 | 0 | 15.736 | 0 | 3.3819 | 0 | 9.206 | 3.0687 | 14.2307 | 14.2307 | 4.3532 | 1.1968 | 5.55 | 0 | 5.55
2016-04-04 04:00 | 0 | 0.52226 | 0 | 0 | 10.8 | 69.5914 | 10.2777 | 14.638 | 3.1459 | 0.8 | 0 | 0 | 14.638 | 0 | 3.1459 | 0 | 8.563 | 2.8543 | 13.6543 | 13.6543 | 4.212 | 1.1132 | 5.3252 | 0 | 5.3252
2016-04-04 05:00 | 0 | 10.59 | 0 | 0 | 10.59 | 58.4441 | 0 | 0 | 0 | 0 | 0 | 0 | 0 | 0 | 0 | 0 | 0 | 0 | 10.59 | 10.59 | 4.1301 | 0 | 4.1301 | 0 | 4.1301
2016-04-04 06:00 | 0 | 10.463 | 0 | 0 | 10.463 | 47.4304 | 0 | 0 | 0 | 0 | 0 | 0 | 0 | 0 | 0 | 0 | 0 | 0 | 10.463 | 10.463 | 4.0806 | 0 | 4.0806 | 0 | 4.0806
2016-04-04 07:00 | 0.02 | 8.625 | 0 | 0 | 8.645 | 38.3514 | 0 | 0 | 0 | 0 | 0 | 0 | 0 | 0 | 0 | 0 | 0 | 0 | 8.645 | 8.645 | 3.3716 | 0 | 3.3716 | 0 | 3.3716
2016-04-04 08:00 | 0.12 | 7.589 | 0 | 0 | 7.709 | 30.363 | 0 | 0 | 0 | 0 | 0 | 0 | 0 | 0 | 0 | 0 | 0 | 0 | 7.709 | 7.709 | 3.0065 | 0 | 3.0065 | 0 | 3.0065
2016-04-04 09:00 | 0.53 | 0 | 2.3383 | 20.7087 | 7.483 | 32.5844 | 30 | 42.7273 | 9.1827 | 0.8 | 28.3697 | 3.184 | 71.097 | 0 | 12.3668 | 71.097 | 0 | 0 | 7.483 | 28.1917 | 2.9184 | 0 | 2.9184 | 8.0764 | 10.9948
2016-04-04 10:00 | 0.86 | 0 | 23.808 | 0 | 7.052 | 55.202 | 30 | 42.7273 | 9.1827 | 0.8 | 28.2667 | 3.1725 | 70.994 | 0 | 12.3552 | 70.994 | 0 | 0 | 7.052 | 7.052 | 2.7503 | 0 | 2.7503 | 0 | 2.7503
2016-04-04 11:00 | 1.31 | 0 | 0 | 23.951 | 7.359 | 55.202 | 30 | 42.7273 | 9.1827 | 0.8 | 27.7067 | 3.1096 | 70.434 | 0 | 12.2924 | 70.434 | 0 | 0 | 7.359 | 31.31 | 2.87 | 0 | 2.87 | 9.3409 | 12.2109
2016-04-04 12:00 | 1.17 | 0 | 8.525 | 0 | 7.645 | 63.3008 | 15 | 21.3636 | 4.5914 | 0.8 | 66.2824 | 7.4391 | 87.646 | 0 | 12.0305 | 69.504 | 10.613 | 3.5377 | 11.1827 | 11.1827 | 2.9815 | 1.3797 | 4.3612 | 0 | 4.3612
2016-04-04 13:00 | 1.32 | 0 | 8.411 | 0 | 7.909 | 71.2912 | 15 | 21.3636 | 4.5914 | 0.8 | 68.5504 | 7.6936 | 89.914 | 0 | 12.285 | 68.664 | 12.431 | 4.1437 | 12.0527 | 12.0527 | 3.0845 | 1.616 | 4.7005 | 0 | 4.7005
2016-04-04 14:00 | 1.2 | 0 | 14.638 | 0 | 9.062 | 85.1973 | 22.5 | 32.0455 | 6.8871 | 0.68822 | 0 | 0 | 24.424 | 7.6215 | 6.8871 | 0 | 14.288 | 4.7627 | 13.8247 | 13.8247 | 3.5342 | 1.8574 | 5.3916 | 0 | 5.3916
2016-04-04 15:00 | 1.16 | 0 | 6.904 | 0 | 9.256 | 91.7561 | 15 | 21.3636 | 4.5914 | 0.8 | 72.5524 | 8.1428 | 93.916 | 0 | 12.7342 | 67.182 | 15.639 | 5.213 | 14.469 | 14.469 | 3.6098 | 2.0331 | 5.6429 | 0 | 5.6429
2016-04-04 16:00 | 1 | 0 | 6.588 | 0 | 9.412 | 98.0147 | 15 | 21.3636 | 4.5914 | 0.8 | 72.8674 | 8.1782 | 94.231 | 0 | 12.7695 | 67.066 | 15.892 | 5.2973 | 14.7093 | 14.7093 | 3.6707 | 2.066 | 5.7366 | 0 | 5.7366
2016-04-04 17:00 | 0.63 | 0 | 21.178 | 0 | 9.452 | 118.1338 | 30 | 42.7273 | 9.1827 | 0.8 | 24.3027 | 2.7276 | 67.03 | 0 | 11.9103 | 67.03 | 0 | 0 | 9.452 | 9.452 | 3.6863 | 0 | 3.6863 | 0 | 3.6863
2016-04-04 18:00 | 0.19 | 0 | 20.362 | 0 | 9.828 | 137.4777 | 30 | 42.7273 | 9.1827 | 0.8 | 24.2287 | 2.7193 | 66.956 | 0 | 11.902 | 66.956 | 0 | 0 | 9.828 | 9.828 | 3.8329 | 0 | 3.8329 | 0 | 3.8329
2016-04-04 19:00 | 0 | 0 | 15.092 | 0 | 14.908 | 151.8151 | 30 | 42.7273 | 9.1827 | 0.8 | 24.2807 | 2.7251 | 67.008 | 0 | 11.9078 | 67.008 | 0 | 0 | 14.908 | 14.908 | 5.8141 | 0 | 5.8141 | 0 | 5.8141
2016-04-04 20:00 | 0 | 18.328 | 0 | 0 | 18.328 | 132.5225 | 0 | 0 | 0 | 0 | 0 | 0 | 0 | 0 | 0 | 0 | 0 | 0 | 18.328 | 18.328 | 7.1479 | 0 | 7.1479 | 0 | 7.1479
2016-04-04 21:00 | 0 | 18.775 | 0 | 0 | 18.775 | 112.7593 | 0 | 0 | 0 | 0 | 0 | 0 | 0 | 0 | 0 | 0 | 0 | 0 | 18.775 | 18.775 | 7.3222 | 0 | 7.3222 | 0 | 7.3222
2016-04-04 22:00 | 0 | 18.928 | 0 | 0 | 18.928 | 92.8351 | 0 | 0 | 0 | 0 | 0 | 0 | 0 | 0 | 0 | 0 | 0 | 0 | 18.928 | 18.928 | 7.3819 | 0 | 7.3819 | 0 | 7.3819
2016-04-04 23:00 | 0 | 16.52 | 0 | 0 | 16.52 | 75.4456 | 0 | 0 | 0 | 0 | 0 | 0 | 0 | 0 | 0 | 0 | 0 | 0 | 16.52 | 16.52 | 6.4428 | 0 | 6.4428 | 0 | 6.4428
2016-04-05 | 0 | 0.64226 | 0 | 0 | 13.494 | 74.7696 | 12.8517 | 18.304 | 3.9338 | 0.8 | 0 | 0 | 18.304 | 0 | 3.9338 | 0 | 10.708 | 3.5693 | 17.0633 | 17.0633 | 5.2627 | 1.392 | 6.6547 | 0 | 6.6547
2016-04-05 01:00 | 0 | 0 | 0.32717 | 0 | 11.972 | 75.0804 | 12.2992 | 17.517 | 3.7647 | 0.8 | 0 | 0 | 17.517 | 0 | 3.7647 | 0 | 10.248 | 3.416 | 15.388 | 15.388 | 4.6691 | 1.3322 | 6.0013 | 0 | 6.0013
2016-04-05 02:00 | 0 | 0 | 0.47798 | 0 | 11.296 | 75.5345 | 11.774 | 16.769 | 3.6039 | 0.8 | 0 | 0 | 16.769 | 0 | 3.6039 | 0 | 9.81 | 3.27 | 14.566 | 14.566 | 4.4054 | 1.2753 | 5.6807 | 0 | 5.6807
2016-04-05 03:00 | 0 | 0 | 0.32855 | 0 | 10.843 | 75.8466 | 11.1716 | 15.911 | 3.4195 | 0.8 | 0 | 0 | 15.911 | 0 | 3.4195 | 0 | 9.308 | 3.1027 | 13.9457 | 13.9457 | 4.2288 | 1.21 | 5.4388 | 0 | 5.4388
2016-04-05 04:00 | 0 | 0.19847 | 0 | 0 | 10.934 | 75.6377 | 10.7355 | 15.29 | 3.2861 | 0.8 | 0 | 0 | 15.29 | 1.7764e-15 | 3.2861 | 0 | 8.945 | 2.9817 | 13.9157 | 13.9157 | 4.2643 | 1.1628 | 5.4271 | 0 | 5.4271
2016-04-05 05:00 | 0 | 10.57 | 0 | 0 | 10.57 | 64.5114 | 0 | 0 | 0 | 0 | 0 | 0 | 0 | 0 | 0 | 0 | 0 | 0 | 10.57 | 10.57 | 4.1223 | 0 | 4.1223 | 0 | 4.1223
2016-04-05 06:00 | 0 | 9.94 | 0 | 0 | 9.94 | 54.0482 | 0 | 0 | 0 | 0 | 0 | 0 | 0 | 0 | 0 | 0 | 0 | 0 | 9.94 | 9.94 | 3.8766 | 0 | 3.8766 | 0 | 3.8766
2016-04-05 07:00 | 0.02 | 8.086 | 0 | 0 | 8.106 | 45.5366 | 0 | 0 | 0 | 0 | 0 | 0 | 0 | 0 | 0 | 0 | 0 | 0 | 8.106 | 8.106 | 3.1613 | 0 | 3.1613 | 0 | 3.1613
2016-04-05 08:00 | 0.3 | 6.998 | 0 | 0 | 7.298 | 38.1703 | 0 | 0 | 0 | 0 | 0 | 0 | 0 | 0 | 0 | 0 | 0 | 0 | 7.298 | 7.298 | 2.8462 | 0 | 2.8462 | 0 | 2.8462
2016-04-05 09:00 | 0.75 | 0 | 19.0249 | 4.8401 | 6.885 | 56.244 | 30 | 42.7273 | 9.1827 | 0.8 | 27.9547 | 3.1375 | 70.682 | 0 | 12.3202 | 70.682 | 0 | 0 | 6.885 | 11.7251 | 2.6852 | 0 | 2.6852 | 1.8876 | 4.5728
2016-04-05 10:00 | 1.15 | 0 | 0 | 23.732 | 7.418 | 56.244 | 30 | 42.7273 | 9.1827 | 0.8 | 28.0657 | 3.1499 | 70.793 | 0 | 12.3326 | 70.793 | 0 | 0 | 7.418 | 31.15 | 2.893 | 0 | 2.893 | 9.2555 | 12.1485
2016-04-05 11:00 | 1.27 | 0 | 23.867 | 0 | 7.403 | 78.9177 | 30 | 42.7273 | 9.1827 | 0.8 | 27.7677 | 3.1165 | 70.495 | 0 | 12.2992 | 70.495 | 0 | 0 | 7.403 | 7.403 | 2.8872 | 0 | 2.8872 | 0 | 2.8872
2016-04-05 12:00 | 1.24 | 0 | 8.737 | 0 | 7.503 | 87.2178 | 15 | 21.3636 | 4.5914 | 0.8 | 65.8554 | 7.3912 | 87.219 | 0 | 11.9825 | 69.662 | 10.271 | 3.4237 | 10.9267 | 10.9267 | 2.9262 | 1.3352 | 4.2614 | 0 | 4.2614
2016-04-05 13:00 | 1.08 | 0 | 7.922 | 0 | 8.158 | 94.7437 | 15 | 21.3636 | 4.5914 | 0.8 | 67.9764 | 7.6292 | 89.34 | 0 | 12.2206 | 68.876 | 11.971 | 3.9903 | 12.1483 | 12.1483 | 3.1816 | 1.5562 | 4.7378 | 0 | 4.7378
2016-04-05 14:00 | 1.03 | 0 | 6.945 | 0 | 9.085 | 101.3415 | 15 | 21.3636 | 4.5914 | 0.8 | 1.5254 | 0.1712 | 22.889 | 0 | 4.7626 | 0 | 13.39 | 4.4633 | 13.5483 | 13.5483 | 3.5431 | 1.7407 | 5.2839 | 0 | 5.2839
2016-04-05 15:00 | 0.91 | 0 | 6.599 | 0 | 9.311 | 107.6105 | 15 | 21.3636 | 4.5914 | 0.8 | 70.8454 | 7.9512 | 92.209 | 0 | 12.5426 | 67.814 | 14.271 | 4.757 | 14.068 | 14.068 | 3.6313 | 1.8552 | 5.4865 | 0 | 5.4865
2016-04-05 16:00 | 0.91 | 0 | 0 | 6.563 | 9.347 | 107.6105 | 15 | 21.3636 | 4.5914 | 0.8 | 71.6254 | 8.0388 | 92.989 | 0 | 12.6301 | 67.526 | 14.896 | 4.9653 | 14.3123 | 20.8753 | 3.6453 | 1.9365 | 5.5818 | 2.5596 | 8.1414
2016-04-05 17:00 | 0.58 | 0 | 21.465 | 0 | 9.115 | 128.0023 | 30 | 42.7273 | 9.1827 | 0.8 | 24.6017 | 2.7611 | 67.329 | 0 | 11.9439 | 67.329 | 0 | 0 | 9.115 | 9.115 | 3.5549 | 0 | 3.5549 | 0 | 3.5549
2016-04-05 18:00 | 0.14 | 0 | 20.245 | 0 | 9.895 | 147.235 | 30 | 42.7273 | 9.1827 | 0.8 | 24.5137 | 2.7513 | 67.241 | 0 | 11.934 | 67.241 | 0 | 0 | 9.895 | 9.895 | 3.859 | 0 | 3.859 | 0 | 3.859
2016-04-05 19:00 | 0 | 0 | 0 | 14.833 | 15.167 | 147.235 | 30 | 42.7273 | 9.1827 | 0.8 | 24.5327 | 2.7534 | 67.26 | 0 | 11.9361 | 67.26 | 0 | 0 | 15.167 | 30 | 5.9151 | 0 | 5.9151 | 5.7849 | 11.7
2016-04-05 20:00 | 0 | 18.478 | 0 | 0 | 18.478 | 127.7845 | 0 | 0 | 0 | 0 | 0 | 0 | 0 | 0 | 0 | 0 | 0 | 0 | 18.478 | 18.478 | 7.2064 | 0 | 7.2064 | 0 | 7.2064
2016-04-05 21:00 | 0 | 19.695 | 0 | 0 | 19.695 | 107.0529 | 0 | 0 | 0 | 0 | 0 | 0 | 0 | 0 | 0 | 0 | 0 | 0 | 19.695 | 19.695 | 7.681 | 0 | 7.681 | 0 | 7.681
2016-04-05 22:00 | 0 | 19.361 | 0 | 0 | 19.361 | 86.6729 | 0 | 0 | 0 | 0 | 0 | 0 | 0 | 0 | 0 | 0 | 0 | 0 | 19.361 | 19.361 | 7.5508 | 0 | 7.5508 | 0 | 7.5508
2016-04-05 23:00 | 0 | 16.391 | 0 | 0 | 16.391 | 69.4192 | 0 | 0 | 0 | 0 | 0 | 0 | 0 | 0 | 0 | 0 | 0 | 0 | 16.391 | 16.391 | 6.3925 | 0 | 6.3925 | 0 | 6.3925
2016-04-06 | 0 | 1.1989 | 0 | 0 | 13.873 | 68.1572 | 12.6741 | 18.051 | 3.8794 | 0.8 | 0 | 0 | 18.051 | 0 | 3.8794 | 0 | 10.56 | 3.52 | 17.393 | 17.393 | 5.4105 | 1.3728 | 6.7833 | 0 | 6.7833
2016-04-06 01:00 | 0 | 0.405 | 0 | 0 | 12.516 | 67.7309 | 12.111 | 17.249 | 3.7071 | 0.8 | 0 | 0 | 17.249 | 0 | 3.7071 | 0 | 10.091 | 3.3637 | 15.8797 | 15.8797 | 4.8812 | 1.3118 | 6.1931 | 0 | 6.1931
2016-04-06 02:00 | 0 | 0.078021 | 0 | 0 | 11.588 | 67.6488 | 11.51 | 16.393 | 3.5231 | 0.8 | 0 | 0 | 16.393 | 0 | 3.5231 | 0 | 9.59 | 3.1967 | 14.7847 | 14.7847 | 4.5193 | 1.2467 | 5.766 | 0 | 5.766
2016-04-06 03:00 | 0 | 0 | 0.033319 | 0 | 10.962 | 67.6804 | 10.9953 | 15.66 | 3.3656 | 0.8 | 0 | 0 | 15.66 | 0 | 3.3656 | 0 | 9.161 | 3.0537 | 14.0157 | 14.0157 | 4.2752 | 1.1909 | 5.4661 | 0 | 5.4661
2016-04-06 04:00 | 0 | 0.066553 | 0 | 0 | 10.51 | 67.6104 | 10.4434 | 14.874 | 3.1966 | 0.8 | 0 | 0 | 14.874 | 0 | 3.1966 | 0 | 8.701 | 2.9003 | 13.4103 | 13.4103 | 4.0989 | 1.1311 | 5.23 | 0 | 5.23
2016-04-06 05:00 | 0 | 10.433 | 0 | 0 | 10.433 | 56.6283 | 0 | 0 | 0 | 0 | 0 | 0 | 0 | 0 | 0 | 0 | 0 | 0 | 10.433 | 10.433 | 4.0689 | 0 | 4.0689 | 0 | 4.0689
2016-04-06 06:00 | 0 | 9.687 | 0 | 0 | 9.687 | 46.4314 | 0 | 0 | 0 | 0 | 0 | 0 | 0 | 0 | 0 | 0 | 0 | 0 | 9.687 | 9.687 | 3.7779 | 0 | 3.7779 | 0 | 3.7779
2016-04-06 07:00 | 0.01 | 8.16 | 0 | 0 | 8.17 | 37.842 | 0 | 0 | 0 | 0 | 0 | 0 | 0 | 0 | 0 | 0 | 0 | 0 | 8.17 | 8.17 | 3.1863 | 0 | 3.1863 | 0 | 3.1863
2016-04-06 08:00 | 0.27 | 7.105 | 0 | 0 | 7.375 | 30.363 | 0 | 0 | 0 | 0 | 0 | 0 | 0 | 0 | 0 | 0 | 0 | 0 | 7.375 | 7.375 | 2.8763 | 0 | 2.8763 | 0 | 2.8763
2016-04-06 09:00 | 0.87 | 0 | 23.352 | 0.52704 | 6.991 | 52.5474 | 30 | 42.7273 | 9.1827 | 0.8 | 28.4717 | 3.1955 | 71.199 | 0 | 12.3782 | 71.199 | 0 | 0 | 6.991 | 7.518 | 2.7265 | 0 | 2.7265 | 0.20555 | 2.932
2016-04-06 10:00 | 1.33 | 0 | 23.832 | 0 | 7.498 | 75.1878 | 30 | 42.7273 | 9.1827 | 0.8 | 28.5057 | 3.1993 | 71.233 | 0 | 12.382 | 71.233 | 0 | 0 | 7.498 | 7.498 | 2.9242 | 0 | 2.9242 | 0 | 2.9242
2016-04-06 11:00 | 1.6 | 0 | 23.729 | 0 | 7.871 | 97.7303 | 30 | 42.7273 | 9.1827 | 0.8 | 28.1077 | 3.1546 | 70.835 | 0 | 12.3374 | 70.835 | 0 | 0 | 7.871 | 7.871 | 3.0697 | 0 | 3.0697 | 0 | 3.0697
2016-04-06 12:00 | 1.72 | 0 | 0 | 8.023 | 8.697 | 97.7303 | 15 | 21.3636 | 4.5914 | 0.8 | 66.2784 | 7.4386 | 87.642 | 0 | 12.03 | 69.505 | 10.61 | 3.5367 | 12.2337 | 20.2567 | 3.3918 | 1.3793 | 4.7711 | 3.129 | 7.9001
2016-04-06 13:00 | 1.69 | 0 | 8.064 | 0 | 8.626 | 105.3911 | 15 | 21.3636 | 4.5914 | 0.8 | 69.6494 | 7.817 | 91.013 | 0 | 12.4084 | 68.257 | 13.312 | 4.4373 | 13.0633 | 13.0633 | 3.3641 | 1.7306 | 5.0947 | 0 | 5.0947
2016-04-06 14:00 | 1.65 | 0 | 0 | 14.492 | 9.658 | 105.3911 | 22.5 | 32.0455 | 6.8871 | 0.71657 | 0 | 0 | 26.357 | 5.6885 | 6.8871 | 0 | 15.419 | 5.1397 | 14.7977 | 29.2897 | 3.7666 | 2.0045 | 5.7711 | 5.6519 | 11.423
2016-04-06 15:00 | 1.46 | 0 | 6.924 | 0 | 9.536 | 111.9689 | 15 | 21.3636 | 4.5914 | 0.8 | 74.2914 | 8.338 | 95.655 | 0 | 12.9293 | 66.539 | 17.033 | 5.6777 | 15.2137 | 15.2137 | 3.719 | 2.2143 | 5.9333 | 0 | 5.9333
2016-04-06 16:00 | 1.25 | 0 | 6.7543 | 0 | 9.064 | 118.3856 | 14.5683 | 20.7489 | 4.4592 | 0.8 | 76.0981 | 8.5408 | 96.847 | 0 | 13 | 66.098 | 17.988 | 5.996 | 15.06 | 15.06 | 3.535 | 2.3384 | 5.8734 | 0 | 5.8734
2016-04-06 17:00 | 0.6 | 0 | 0 | 21.431 | 9.169 | 118.3856 | 30 | 42.7273 | 9.1827 | 0.8 | 23.1927 | 2.603 | 65.92 | 0 | 11.7857 | 65.92 | 0 | 0 | 9.169 | 30.6 | 3.5759 | 0 | 3.5759 | 8.3581 | 11.934
2016-04-06 18:00 | 0.17 | 0 | 20.626 | 0 | 9.544 | 137.9803 | 30 | 42.7273 | 9.1827 | 0.8 | 23.2197 | 2.606 | 65.947 | 0 | 11.7888 | 65.947 | 0 | 0 | 9.544 | 9.544 | 3.7222 | 0 | 3.7222 | 0 | 3.7222
2016-04-06 19:00 | 0 | 0 | 14.563 | 0 | 15.437 | 151.8151 | 30 | 42.7273 | 9.1827 | 0.8 | 23.3977 | 2.626 | 66.125 | 0 | 11.8087 | 66.125 | 0 | 0 | 15.437 | 15.437 | 6.0204 | 0 | 6.0204 | 0 | 6.0204
2016-04-06 20:00 | 0 | 19.611 | 0 | 0 | 19.611 | 131.172 | 0 | 0 | 0 | 0 | 0 | 0 | 0 | 0 | 0 | 0 | 0 | 0 | 19.611 | 19.611 | 7.6483 | 0 | 7.6483 | 0 | 7.6483
2016-04-06 21:00 | 0 | 19.951 | 0 | 0 | 19.951 | 110.1709 | 0 | 0 | 0 | 0 | 0 | 0 | 0 | 0 | 0 | 0 | 0 | 0 | 19.951 | 19.951 | 7.7809 | 0 | 7.7809 | 0 | 7.7809
2016-04-06 22:00 | 0 | 19.973 | 0 | 0 | 19.973 | 89.1467 | 0 | 0 | 0 | 0 | 0 | 0 | 0 | 0 | 0 | 0 | 0 | 0 | 19.973 | 19.973 | 7.7895 | 0 | 7.7895 | 0 | 7.7895
2016-04-06 23:00 | 0 | 17.681 | 0 | 0 | 17.681 | 70.5351 | 0 | 0 | 0 | 0 | 0 | 0 | 0 | 0 | 0 | 0 | 0 | 0 | 17.681 | 17.681 | 6.8956 | 0 | 6.8956 | 0 | 6.8956
2016-04-07 | 0 | 1.4235 | 0 | 0 | 14.396 | 69.0367 | 12.9725 | 18.476 | 3.9708 | 0.8 | 0 | 0 | 18.476 | 0 | 3.9708 | 0 | 10.808 | 3.6027 | 17.9987 | 17.9987 | 5.6144 | 1.405 | 7.0195 | 0 | 7.0195
2016-04-07 01:00 | 0 | 0.60213 | 0 | 0 | 12.77 | 68.4029 | 12.1679 | 17.33 | 3.7245 | 0.8 | 0 | 0 | 17.33 | 0 | 3.7245 | 0 | 10.138 | 3.3793 | 16.1493 | 16.1493 | 4.9803 | 1.3179 | 6.2982 | 0 | 6.2982
2016-04-07 02:00 | 0 | 0.50636 | 0 | 0 | 11.904 | 67.8699 | 11.3976 | 16.233 | 3.4887 | 0.8 | 0 | 0 | 16.233 | 0 | 3.4887 | 0 | 9.496 | 3.1653 | 15.0693 | 15.0693 | 4.6426 | 1.2345 | 5.877 | 0 | 5.877
2016-04-07 03:00 | 0 | 0.3013 | 0 | 0 | 10.961 | 67.5527 | 10.6597 | 15.182 | 3.2628 | 0.8 | 0 | 0 | 15.182 | 0 | 3.2628 | 0 | 8.881 | 2.9603 | 13.9213 | 13.9213 | 4.2748 | 1.1545 | 5.4293 | 0 | 5.4293
2016-04-07 04:00 | 0 | 0.47681 | 0 | 0 | 10.473 | 67.0508 | 9.9962 | 14.237 | 3.0597 | 0.8 | 0 | 0 | 14.237 | 0 | 3.0597 | 0 | 8.329 | 2.7763 | 13.2493 | 13.2493 | 4.0845 | 1.0828 | 5.1672 | 0 | 5.1672
2016-04-07 05:00 | 0 | 10.128 | 0 | 0 | 10.128 | 56.3898 | 0 | 0 | 0 | 0 | 0 | 0 | 0 | 0 | 0 | 0 | 0 | 0 | 10.128 | 10.128 | 3.9499 | 0 | 3.9499 | 0 | 3.9499
2016-04-07 06:00 | 0 | 9.454 | 0 | 0 | 9.454 | 46.4382 | 0 | 0 | 0 | 0 | 0 | 0 | 0 | 0 | 0 | 0 | 0 | 0 | 9.454 | 9.454 | 3.6871 | 0 | 3.6871 | 0 | 3.6871
2016-04-07 07:00 | 0.02 | 7.781 | 0 | 0 | 7.801 | 38.2477 | 0 | 0 | 0 | 0 | 0 | 0 | 0 | 0 | 0 | 0 | 0 | 0 | 7.801 | 7.801 | 3.0424 | 0 | 3.0424 | 0 | 3.0424
2016-04-07 08:00 | 0.2 | 7.037 | 0 | 0 | 7.237 | 30.8403 | 0 | 0 | 0 | 0 | 0 | 0 | 0 | 0 | 0 | 0 | 0 | 0 | 7.237 | 7.237 | 2.8224 | 0 | 2.8224 | 0 | 2.8224
2016-04-07 09:00 | 0.56 | 0 | 0 | 23.698 | 6.862 | 30.8403 | 30 | 42.7273 | 9.1827 | 0.8 | 28.1997 | 3.165 | 70.927 | 0 | 12.3477 | 70.927 | 0 | 0 | 6.862 | 30.56 | 2.6762 | 0 | 2.6762 | 9.2422 | 11.9184
2016-04-07 10:00 | 1.07 | 0 | 24.201 | 0 | 6.869 | 53.8312 | 30 | 42.7273 | 9.1827 | 0.8 | 28.1767 | 3.1624 | 70.904 | 0 | 12.3451 | 70.904 | 0 | 0 | 6.869 | 6.869 | 2.6789 | 0 | 2.6789 | 0 | 2.6789
2016-04-07 11:00 | 1.07 | 0 | 19.3489 | 3.7221 | 7.999 | 72.2127 | 30 | 42.7273 | 9.1827 | 0.8 | 27.9507 | 3.137 | 70.678 | 0 | 12.3197 | 70.678 | 0 | 0 | 7.999 | 11.7211 | 3.1196 | 0 | 3.1196 | 1.4516 | 4.5712
2016-04-07 12:00 | 1.29 | 0 | 0 | 7.622 | 8.668 | 72.2127 | 15 | 21.3636 | 4.5914 | 0.8 | 65.3294 | 7.3321 | 86.693 | 0 | 11.9235 | 69.856 | 9.85 | 3.2833 | 11.9513 | 19.5733 | 3.3805 | 1.2805 | 4.661 | 2.9726 | 7.6336
2016-04-07 13:00 | 1.05 | 0 | 7.44 | 0 | 8.61 | 79.2807 | 15 | 21.3636 | 4.5914 | 0.8 | 67.9364 | 7.6247 | 89.3 | 0 | 12.2161 | 68.891 | 11.939 | 3.9797 | 12.5897 | 12.5897 | 3.3579 | 1.5521 | 4.91 | 0 | 4.91
2016-04-07 14:00 | 0.63 | 0 | 6.438 | 0 | 9.192 | 85.3968 | 15 | 21.3636 | 4.5914 | 0.8 | 2.3514 | 0.2639 | 23.715 | 0 | 4.8553 | 0 | 13.873 | 4.6243 | 13.8163 | 13.8163 | 3.5849 | 1.8035 | 5.3884 | 0 | 5.3884
2016-04-07 15:00 | 0.84 | 0 | 6.455 | 0 | 9.385 | 91.5291 | 15 | 21.3636 | 4.5914 | 0.8 | 71.6994 | 8.0471 | 93.063 | 0 | 12.6384 | 67.498 | 14.956 | 4.9853 | 14.3703 | 14.3703 | 3.6601 | 1.9443 | 5.6044 | 0 | 5.6044
2016-04-07 16:00 | 0.69 | 0 | 6.277 | 0 | 9.413 | 97.4922 | 15 | 21.3636 | 4.5914 | 0.8 | 72.3364 | 8.1186 | 93.7 | 0 | 12.7099 | 67.262 | 15.466 | 5.1553 | 14.5683 | 14.5683 | 3.6711 | 2.0106 | 5.6817 | 0 | 5.6817
2016-04-07 17:00 | 0.57 | 0 | 21.367 | 0 | 9.203 | 117.7909 | 30 | 42.7273 | 9.1827 | 0.8 | 24.4157 | 2.7403 | 67.143 | 0 | 11.923 | 67.143 | 0 | 0 | 9.203 | 9.203 | 3.5892 | 0 | 3.5892 | 0 | 3.5892
2016-04-07 18:00 | 0.12 | 0 | 20.677 | 0 | 9.443 | 137.434 | 30 | 42.7273 | 9.1827 | 0.8 | 24.6087 | 2.7619 | 67.336 | 0 | 11.9447 | 67.336 | 0 | 0 | 9.443 | 9.443 | 3.6828 | 0 | 3.6828 | 0 | 3.6828
2016-04-07 19:00 | 0 | 0 | 15.138 | 0 | 14.862 | 151.8151 | 30 | 42.7273 | 9.1827 | 0.8 | 24.8447 | 2.7884 | 67.572 | 0 | 11.9711 | 67.572 | 0 | 0 | 14.862 | 14.862 | 5.7962 | 0 | 5.7962 | 0 | 5.7962
2016-04-07 20:00 | 0 | 17.858 | 0 | 0 | 17.858 | 133.0172 | 0 | 0 | 0 | 0 | 0 | 0 | 0 | 0 | 0 | 0 | 0 | 0 | 17.858 | 17.858 | 6.9646 | 0 | 6.9646 | 0 | 6.9646
2016-04-07 21:00 | 0 | 18.438 | 0 | 0 | 18.438 | 113.6088 | 0 | 0 | 0 | 0 | 0 | 0 | 0 | 0 | 0 | 0 | 0 | 0 | 18.438 | 18.438 | 7.1908 | 0 | 7.1908 | 0 | 7.1908
2016-04-07 22:00 | 0 | 19.026 | 0 | 0 | 19.026 | 93.5814 | 0 | 0 | 0 | 0 | 0 | 0 | 0 | 0 | 0 | 0 | 0 | 0 | 19.026 | 19.026 | 7.4201 | 0 | 7.4201 | 0 | 7.4201
2016-04-07 23:00 | 0 | 17.037 | 0 | 0 | 17.037 | 75.6477 | 0 | 0 | 0 | 0 | 0 | 0 | 0 | 0 | 0 | 0 | 0 | 0 | 17.037 | 17.037 | 6.6444 | 0 | 6.6444 | 0 | 6.6444
2016-04-08 | 0 | 0.44817 | 0 | 0 | 13.92 | 75.176 | 13.4718 | 19.1872 | 4.1236 | 0.70821 | 0 | 0 | 15.44 | 3.7472 | 4.1236 | 0 | 9.032 | 3.0107 | 16.9307 | 16.9307 | 5.4288 | 1.1742 | 6.603 | 0 | 6.603
2016-04-08 01:00 | 0 | 1.0741 | 0 | 0 | 11.354 | 74.0453 | 10.2799 | 14.641 | 3.1466 | 0.8 | 0 | 0 | 14.641 | 0 | 3.1466 | 0 | 8.565 | 2.855 | 14.209 | 14.209 | 4.4281 | 1.1135 | 5.5415 | 0 | 5.5415
2016-04-08 02:00 | 0 | 1.1866 | 0 | 0 | 10.97 | 72.7963 | 9.7834 | 13.934 | 2.9946 | 0.8 | 0 | 0 | 13.934 | 0 | 2.9946 | 0 | 8.151 | 2.717 | 13.687 | 13.687 | 4.2783 | 1.0596 | 5.3379 | 0 | 5.3379
2016-04-08 03:00 | 0 | 1.6293 | 0 | 0 | 10.962 | 71.0812 | 9.3327 | 13.292 | 2.8567 | 0.8 | 0 | 0 | 13.292 | 0 | 2.8567 | 0 | 7.776 | 2.592 | 13.554 | 13.554 | 4.2752 | 1.0109 | 5.2861 | 0 | 5.2861
2016-04-08 04:00 | 0 | 1.9363 | 0 | 0 | 10.847 | 69.043 | 8.9107 | 12.691 | 2.7275 | 0.8 | 0 | 0 | 12.691 | 0 | 2.7275 | 0 | 7.424 | 2.4747 | 13.3217 | 13.3217 | 4.2303 | 0.96512 | 5.1955 | 0 | 5.1955
2016-04-08 05:00 | 0 | 10.883 | 0 | 0 | 10.883 | 57.5872 | 0 | 0 | 0 | 0 | 0 | 0 | 0 | 0 | 0 | 0 | 0 | 0 | 10.883 | 10.883 | 4.2444 | 0 | 4.2444 | 0 | 4.2444
2016-04-08 06:00 | 0 | 10.239 | 0 | 0 | 10.239 | 46.8093 | 0 | 0 | 0 | 0 | 0 | 0 | 0 | 0 | 0 | 0 | 0 | 0 | 10.239 | 10.239 | 3.9932 | 0 | 3.9932 | 0 | 3.9932
2016-04-08 07:00 | 0.03 | 8.386 | 0 | 0 | 8.416 | 37.982 | 0 | 0 | 0 | 0 | 0 | 0 | 0 | 0 | 0 | 0 | 0 | 0 | 8.416 | 8.416 | 3.2822 | 0 | 3.2822 | 0 | 3.2822
2016-04-08 08:00 | 0.13 | 7.238 | 0 | 0 | 7.368 | 30.363 | 0 | 0 | 0 | 0 | 0 | 0 | 0 | 0 | 0 | 0 | 0 | 0 | 7.368 | 7.368 | 2.8735 | 0 | 2.8735 | 0 | 2.8735
2016-04-08 09:00 | 0.39 | 0 | 23.119 | 0 | 7.271 | 52.3261 | 30 | 42.7273 | 9.1827 | 0.8 | 28.2907 | 3.1752 | 71.018 | 0 | 12.3579 | 71.018 | 0 | 0 | 7.271 | 7.271 | 2.8357 | 0 | 2.8357 | 0 | 2.8357
2016-04-08 10:00 | 0.66 | 0 | 22.961 | 0 | 7.699 | 74.139 | 30 | 42.7273 | 9.1827 | 0.8 | 28.2847 | 3.1745 | 71.012 | 0 | 12.3572 | 71.012 | 0 | 0 | 7.699 | 7.699 | 3.0026 | 0 | 3.0026 | 0 | 3.0026
2016-04-08 11:00 | 0.9 | 0 | 23.133 | 0 | 7.767 | 96.1154 | 30 | 42.7273 | 9.1827 | 0.8 | 27.9687 | 3.139 | 70.696 | 0 | 12.3218 | 70.696 | 0 | 0 | 7.767 | 7.767 | 3.0291 | 0 | 3.0291 | 0 | 3.0291
2016-04-08 12:00 | 0.97 | 0 | 7.683 | 0 | 8.287 | 103.4142 | 15 | 21.3636 | 4.5914 | 0.8 | 65.4634 | 7.3472 | 86.827 | 0 | 11.9385 | 69.807 | 9.957 | 3.319 | 11.606 | 11.606 | 3.2319 | 1.2944 | 4.5263 | 0 | 4.5263
2016-04-08 13:00 | 0.9 | 0 | 7.141 | 0 | 8.759 | 110.1982 | 15 | 21.3636 | 4.5914 | 0.8 | 68.0204 | 7.6342 | 89.384 | 0 | 12.2255 | 68.86 | 12.007 | 4.0023 | 12.7613 | 12.7613 | 3.416 | 1.5609 | 4.9769 | 0 | 4.9769
2016-04-08 14:00 | 1.03 | 0 | 13.879 | 0 | 9.651 | 123.3832 | 22.5 | 32.0455 | 6.8871 | 0.68226 | 0 | 0 | 24.018 | 8.0275 | 6.8871 | 0 | 14.05 | 4.6833 | 14.3343 | 14.3343 | 3.7639 | 1.8265 | 5.5904 | 0 | 5.5904
2016-04-08 15:00 | 0.94 | 0 | 6.221 | 0 | 9.719 | 129.2932 | 15 | 21.3636 | 4.5914 | 0.8 | 71.7314 | 8.0507 | 93.095 | 0 | 12.642 | 67.487 | 14.981 | 4.9937 | 14.7127 | 14.7127 | 3.7904 | 1.9475 | 5.7379 | 0 | 5.7379
2016-04-08 16:00 | 0.7 | 0 | 6.369 | 0 | 9.331 | 135.3437 | 15 | 21.3636 | 4.5914 | 0.8 | 71.7264 | 8.0501 | 93.09 | 0 | 12.6415 | 67.488 | 14.977 | 4.9923 | 14.3233 | 14.3233 | 3.6391 | 1.947 | 5.5861 | 0 | 5.5861
2016-04-08 17:00 | 0.52 | 0 | 0 | 21.609 | 8.911 | 135.3437 | 30 | 42.7273 | 9.1827 | 0.8 | 24.8927 | 2.7938 | 67.62 | 0 | 11.9765 | 67.62 | 0 | 0 | 8.911 | 30.52 | 3.4753 | 0 | 3.4753 | 8.4275 | 11.9028
2016-04-08 18:00 | 0.11 | 0 | 1.7653 | 18.7677 | 9.577 | 137.0208 | 30 | 42.7273 | 9.1827 | 0.8 | 25.1417 | 2.8217 | 67.869 | 0 | 12.0045 | 67.869 | 0 | 0 | 9.577 | 28.3447 | 3.735 | 0 | 3.735 | 7.3194 | 11.0544
2016-04-08 19:00 | 0 | 0 | 15.573 | 0 | 14.427 | 151.8151 | 30 | 42.7273 | 9.1827 | 0.8 | 25.4087 | 2.8517 | 68.136 | 0 | 12.0344 | 68.136 | 0 | 0 | 14.427 | 14.427 | 5.6265 | 0 | 5.6265 | 0 | 5.6265
2016-04-08 20:00 | 0 | 19.803 | 0 | 0 | 19.803 | 130.9699 | 0 | 0 | 0 | 0 | 0 | 0 | 0 | 0 | 0 | 0 | 0 | 0 | 19.803 | 19.803 | 7.7232 | 0 | 7.7232 | 0 | 7.7232
2016-04-08 21:00 | 0 | 20.708 | 0 | 0 | 20.708 | 109.172 | 0 | 0 | 0 | 0 | 0 | 0 | 0 | 0 | 0 | 0 | 0 | 0 | 20.708 | 20.708 | 8.0761 | 0 | 8.0761 | 0 | 8.0761
2016-04-08 22:00 | 0 | 20.052 | 0 | 0 | 20.052 | 88.0646 | 0 | 0 | 0 | 0 | 0 | 0 | 0 | 0 | 0 | 0 | 0 | 0 | 20.052 | 20.052 | 7.8203 | 0 | 7.8203 | 0 | 7.8203
2016-04-08 23:00 | 0 | 16.51 | 0 | 0 | 16.51 | 70.6856 | 0 | 0 | 0 | 0 | 0 | 0 | 0 | 0 | 0 | 0 | 0 | 0 | 16.51 | 16.51 | 6.4389 | 0 | 6.4389 | 0 | 6.4389
2016-04-09 | 0 | 0.049489 | 0 | 0 | 12.818 | 70.6335 | 12.7685 | 18.1855 | 3.9083 | 0.73176 | 0 | 0 | 15.545 | 2.6405 | 3.9083 | 0 | 9.094 | 3.0313 | 15.8493 | 15.8493 | 4.999 | 1.1822 | 6.1812 | 0 | 6.1812
2016-04-09 01:00 | 0 | 0 | 0 | 0 | 11.496 | 70.6335 | 11.496 | 16.3731 | 3.5188 | 0.7545 | 0 | 0 | 14.788 | 1.5851 | 3.5188 | 0 | 8.651 | 2.8837 | 14.3797 | 14.3797 | 4.4834 | 1.1246 | 5.6081 | 0 | 5.6081
2016-04-09 02:00 | 0 | 0 | 0 | 0 | 10.507 | 70.6335 | 10.507 | 14.9645 | 3.2161 | 0.77131 | 0 | 0 | 14.051 | 0.91352 | 3.2161 | 0 | 8.22 | 2.74 | 13.247 | 13.247 | 4.0977 | 1.0686 | 5.1663 | 0 | 5.1663
2016-04-09 03:00 | 0 | 0 | 0 | 0 | 10.643 | 70.6335 | 10.643 | 15.1582 | 3.2577 | 0.74635 | 0 | 0 | 13.428 | 1.7302 | 3.2577 | 0 | 7.855 | 2.6183 | 13.2613 | 13.2613 | 4.1508 | 1.0212 | 5.1719 | 0 | 5.1719
2016-04-09 04:00 | 0 | 0 | 0 | 0 | 11.196 | 70.6335 | 11.196 | 15.9458 | 3.427 | 0.70807 | 0 | 0 | 12.827 | 3.1188 | 3.427 | 0 | 7.504 | 2.5013 | 13.6973 | 13.6973 | 4.3664 | 0.97552 | 5.342 | 0 | 5.342
2016-04-09 05:00 | 0 | 10.897 | 0 | 0 | 10.897 | 59.163 | 0 | 0 | 0 | 0 | 0 | 0 | 0 | 0 | 0 | 0 | 0 | 0 | 10.897 | 10.897 | 4.2498 | 0 | 4.2498 | 0 | 4.2498
2016-04-09 06:00 | 0 | 10.837 | 0 | 0 | 10.837 | 47.7557 | 0 | 0 | 0 | 0 | 0 | 0 | 0 | 0 | 0 | 0 | 0 | 0 | 10.837 | 10.837 | 4.2264 | 0 | 4.2264 | 0 | 4.2264
2016-04-09 07:00 | 0.01 | 8.788 | 0 | 0 | 8.798 | 38.5051 | 0 | 0 | 0 | 0 | 0 | 0 | 0 | 0 | 0 | 0 | 0 | 0 | 8.798 | 8.798 | 3.4312 | 0 | 3.4312 | 0 | 3.4312
2016-04-09 08:00 | 0.28 | 7.735 | 0 | 0 | 8.015 | 30.363 | 0 | 0 | 0 | 0 | 0 | 0 | 0 | 0 | 0 | 0 | 0 | 0 | 8.015 | 8.015 | 3.1258 | 0 | 3.1258 | 0 | 3.1258
2016-04-09 09:00 | 0.67 | 0 | 23.2 | 0 | 7.47 | 52.403 | 30 | 42.7273 | 9.1827 | 0.8 | 28.8597 | 3.239 | 71.587 | 0 | 12.4218 | 71.587 | 0 | 0 | 7.47 | 7.47 | 2.9133 | 0 | 2.9133 | 0 | 2.9133
2016-04-09 10:00 | 1.23 | 0 | 23.759 | 0 | 7.471 | 74.9741 | 30 | 42.7273 | 9.1827 | 0.8 | 29.0147 | 3.2564 | 71.742 | 0 | 12.4392 | 71.742 | 0 | 0 | 7.471 | 7.471 | 2.9137 | 0 | 2.9137 | 0 | 2.9137
2016-04-09 11:00 | 1.12 | 0 | 23.599 | 0 | 7.521 | 97.3931 | 30 | 42.7273 | 9.1827 | 0.8 | 28.5927 | 3.2091 | 71.32 | 0 | 12.3918 | 71.32 | 0 | 0 | 7.521 | 7.521 | 2.9332 | 0 | 2.9332 | 0 | 2.9332
2016-04-09 12:00 | 0.99 | 0 | 0 | 16.1792 | 7.788 | 97.3931 | 22.9772 | 32.7251 | 7.0331 | 0.8 | 53.1649 | 5.9669 | 85.89 | 0 | 13 | 70.154 | 9.206 | 3.0687 | 10.8567 | 27.0359 | 3.0373 | 1.1968 | 4.2341 | 6.3099 | 10.544
2016-04-09 13:00 | 1.01 | 0 | 7.772 | 0 | 8.238 | 104.7765 | 15 | 21.3636 | 4.5914 | 0.8 | 68.0534 | 7.6379 | 89.417 | 0 | 12.2292 | 68.848 | 12.033 | 4.011 | 12.249 | 12.249 | 3.2128 | 1.5643 | 4.7771 | 0 | 4.7771
2016-04-09 14:00 | 1.02 | 0 | 14.528 | 0 | 8.992 | 118.5781 | 22.5 | 32.0455 | 6.8871 | 0.69395 | 0 | 0 | 24.815 | 7.2305 | 6.8871 | 0 | 14.517 | 4.839 | 13.831 | 13.831 | 3.5069 | 1.8872 | 5.3941 | 0 | 5.3941
2016-04-09 15:00 | 1.06 | 0 | 0 | 6.628 | 9.432 | 118.5781 | 15 | 21.3636 | 4.5914 | 0.8 | 73.4114 | 8.2392 | 94.775 | 0 | 12.8306 | 66.864 | 16.328 | 5.4427 | 14.8747 | 21.5027 | 3.6785 | 2.1226 | 5.8011 | 2.5849 | 8.386
2016-04-09 16:00 | 0.67 | 0 | 0 | 6.1129 | 9.424 | 118.5781 | 14.8669 | 21.174 | 4.5506 | 0.8 | 75.284 | 8.4494 | 96.458 | 0 | 13 | 66.241 | 17.677 | 5.8923 | 15.3163 | 21.4292 | 3.6754 | 2.298 | 5.9734 | 2.384 | 8.3574
2016-04-09 17:00 | 0.43 | 0 | 0 | 21.131 | 9.299 | 118.5781 | 30 | 42.7273 | 9.1827 | 0.8 | 23.1867 | 2.6023 | 65.914 | 0 | 11.7851 | 65.914 | 0 | 0 | 9.299 | 30.43 | 3.6266 | 0 | 3.6266 | 8.2411 | 11.8677
2016-04-09 18:00 | 0.1 | 0 | 20.0133 | 0.23269 | 9.854 | 137.5908 | 30 | 42.7273 | 9.1827 | 0.8 | 23.0757 | 2.5899 | 65.803 | 0 | 11.7726 | 65.803 | 0 | 0 | 9.854 | 10.0867 | 3.8431 | 0 | 3.8431 | 0.090749 | 3.9338
2016-04-09 19:00 | 0 | 0 | 14.973 | 0 | 15.027 | 151.8151 | 30 | 42.7273 | 9.1827 | 0.8 | 23.2417 | 2.6085 | 65.969 | 0 | 11.7912 | 65.969 | 0 | 0 | 15.027 | 15.027 | 5.8605 | 0 | 5.8605 | 0 | 5.8605
2016-04-09 20:00 | 0 | 19.435 | 0 | 0 | 19.435 | 131.3572 | 0 | 0 | 0 | 0 | 0 | 0 | 0 | 0 | 0 | 0 | 0 | 0 | 19.435 | 19.435 | 7.5796 | 0 | 7.5796 | 0 | 7.5796
2016-04-09 21:00 | 0 | 20.764 | 0 | 0 | 20.764 | 109.5004 | 0 | 0 | 0 | 0 | 0 | 0 | 0 | 0 | 0 | 0 | 0 | 0 | 20.764 | 20.764 | 8.098 | 0 | 8.098 | 0 | 8.098
2016-04-09 22:00 | 0 | 19.432 | 0 | 0 | 19.432 | 89.0456 | 0 | 0 | 0 | 0 | 0 | 0 | 0 | 0 | 0 | 0 | 0 | 0 | 19.432 | 19.432 | 7.5785 | 0 | 7.5785 | 0 | 7.5785
2016-04-09 23:00 | 0 | 16.276 | 0 | 0 | 16.276 | 71.913 | 0 | 0 | 0 | 0 | 0 | 0 | 0 | 0 | 0 | 0 | 0 | 0 | 16.276 | 16.276 | 6.3476 | 0 | 6.3476 | 0 | 6.3476
2016-04-10 | 0 | 1.1995 | 0 | 0 | 13.255 | 70.6504 | 12.0555 | 17.17 | 3.6901 | 0.8 | 0 | 0 | 17.17 | 0 | 3.6901 | 0 | 10.044 | 3.348 | 16.603 | 16.603 | 5.1695 | 1.3057 | 6.4752 | 0 | 6.4752
2016-04-10 01:00 | 0 | 0 | 0.271 | 0 | 10.85 | 70.9079 | 11.121 | 15.839 | 3.404 | 0.8 | 0 | 0 | 15.839 | 1.7764e-15 | 3.404 | 0 | 9.266 | 3.0887 | 13.9387 | 13.9387 | 4.2315 | 1.2046 | 5.4361 | 0 | 5.4361
2016-04-10 02:00 | 0 | 0 | 0.050234 | 0 | 10.389 | 70.9556 | 10.4392 | 14.868 | 3.1954 | 0.8 | 0 | 0 | 14.868 | 1.7764e-15 | 3.1954 | 0 | 8.698 | 2.8993 | 13.2883 | 13.2883 | 4.0517 | 1.1307 | 5.1824 | 0 | 5.1824
2016-04-10 03:00 | 0 | 0.10164 | 0 | 0 | 9.956 | 70.8486 | 9.8544 | 14.035 | 3.0163 | 0.8 | 0 | 0 | 14.035 | 1.7764e-15 | 3.0163 | 0 | 8.211 | 2.737 | 12.693 | 12.693 | 3.8828 | 1.0674 | 4.9503 | 0 | 4.9503
2016-04-10 04:00 | 0 | 0.72064 | 0 | 0 | 10.08 | 70.09 | 9.3594 | 13.33 | 2.8648 | 0.8 | 0 | 0 | 13.33 | 0 | 2.8648 | 0 | 7.798 | 2.5993 | 12.6793 | 12.6793 | 3.9312 | 1.0137 | 4.9449 | 0 | 4.9449
2016-04-10 05:00 | 0 | 10.244 | 0 | 0 | 10.244 | 59.3069 | 0 | 0 | 0 | 0 | 0 | 0 | 0 | 0 | 0 | 0 | 0 | 0 | 10.244 | 10.244 | 3.9952 | 0 | 3.9952 | 0 | 3.9952
2016-04-10 06:00 | 0 | 9.563 | 0 | 0 | 9.563 | 49.2406 | 0 | 0 | 0 | 0 | 0 | 0 | 0 | 0 | 0 | 0 | 0 | 0 | 9.563 | 9.563 | 3.7296 | 0 | 3.7296 | 0 | 3.7296
2016-04-10 07:00 | 0.02 | 8.036 | 0 | 0 | 8.056 | 40.7816 | 0 | 0 | 0 | 0 | 0 | 0 | 0 | 0 | 0 | 0 | 0 | 0 | 8.056 | 8.056 | 3.1418 | 0 | 3.1418 | 0 | 3.1418
2016-04-10 08:00 | 0.26 | 7.391 | 0 | 0 | 7.651 | 33.0016 | 0 | 0 | 0 | 0 | 0 | 0 | 0 | 0 | 0 | 0 | 0 | 0 | 7.651 | 7.651 | 2.9839 | 0 | 2.9839 | 0 | 2.9839
2016-04-10 09:00 | 0.82 | 0 | 1.5081 | 21.8579 | 7.454 | 34.4343 | 30 | 42.7273 | 9.1827 | 0.8 | 28.7757 | 3.2296 | 71.503 | 0 | 12.4123 | 71.503 | 0 | 0 | 7.454 | 29.3119 | 2.9071 | 0 | 2.9071 | 8.5246 | 11.4316
2016-04-10 10:00 | 1.16 | 0 | 23.598 | 0 | 7.562 | 56.8524 | 30 | 42.7273 | 9.1827 | 0.8 | 28.7557 | 3.2274 | 71.483 | 0 | 12.4101 | 71.483 | 0 | 0 | 7.562 | 7.562 | 2.9492 | 0 | 2.9492 | 0 | 2.9492
2016-04-10 11:00 | 1.23 | 0 | 0 | 23.438 | 7.792 | 56.8524 | 30 | 42.7273 | 9.1827 | 0.8 | 28.1657 | 3.1611 | 70.893 | 0 | 12.3439 | 70.893 | 0 | 0 | 7.792 | 31.23 | 3.0389 | 0 | 3.0389 | 9.1408 | 12.1797
2016-04-10 12:00 | 1.07 | 0 | 7.915 | 0 | 8.155 | 64.3717 | 15 | 21.3636 | 4.5914 | 0.8 | 66.5134 | 7.465 | 87.877 | 0 | 12.0564 | 69.418 | 10.798 | 3.5993 | 11.7543 | 11.7543 | 3.1804 | 1.4037 | 4.5842 | 0 | 4.5842
2016-04-10 13:00 | 1.39 | 0 | 7.871 | 0 | 8.519 | 71.8491 | 15 | 21.3636 | 4.5914 | 0.8 | 69.8884 | 7.8438 | 91.252 | 0 | 12.4352 | 68.169 | 13.504 | 4.5013 | 13.0203 | 13.0203 | 3.3224 | 1.7555 | 5.0779 | 0 | 5.0779
2016-04-10 14:00 | 1.49 | 0 | 14.731 | 0 | 9.259 | 85.8436 | 22.5 | 32.0455 | 6.8871 | 0.72414 | 0 | 0 | 26.873 | 5.1725 | 6.8871 | 0 | 15.721 | 5.2403 | 14.4993 | 14.4993 | 3.611 | 2.0437 | 5.6547 | 0 | 5.6547
2016-04-10 15:00 | 0.88 | 0 | 6.301 | 0 | 9.579 | 91.8295 | 15 | 21.3636 | 4.5914 | 0.8 | 74.7674 | 8.3914 | 96.131 | 0 | 12.9828 | 66.363 | 17.414 | 5.8047 | 15.3837 | 15.3837 | 3.7358 | 2.2638 | 5.9996 | 0 | 5.9996
2016-04-10 16:00 | 0.59 | 0 | 5.3717 | 0 | 9.363 | 96.9327 | 14.1447 | 20.1455 | 4.3296 | 0.8 | 77.2535 | 8.6704 | 97.399 | 0 | 13 | 65.893 | 18.431 | 6.1437 | 15.5067 | 15.5067 | 3.6516 | 2.396 | 6.0476 | 0 | 6.0476
2016-04-10 17:00 | 0.17 | 0 | 21.211 | 0 | 8.959 | 117.0831 | 30 | 42.7273 | 9.1827 | 0.8 | 22.8357 | 2.5629 | 65.563 | 0 | 11.7457 | 65.563 | 0 | 0 | 8.959 | 8.959 | 3.494 | 0 | 3.494 | 0 | 3.494
2016-04-10 18:00 | 0.04 | 0 | 20.892 | 0 | 9.148 | 136.9305 | 30 | 42.7273 | 9.1827 | 0.8 | 22.6637 | 2.5436 | 65.391 | 0 | 11.7264 | 65.391 | 0 | 0 | 9.148 | 9.148 | 3.5677 | 0 | 3.5677 | 0 | 3.5677
2016-04-10 19:00 | 0 | 0 | 15.668 | 0 | 14.332 | 151.8151 | 30 | 42.7273 | 9.1827 | 0.8 | 22.7877 | 2.5575 | 65.515 | 0 | 11.7403 | 65.515 | 0 | 0 | 14.332 | 14.332 | 5.5895 | 0 | 5.5895 | 0 | 5.5895
2016-04-10 20:00 | 0 | 18.942 | 0 | 0 | 18.942 | 131.8762 | 0 | 0 | 0 | 0 | 0 | 0 | 0 | 0 | 0 | 0 | 0 | 0 | 18.942 | 18.942 | 7.3874 | 0 | 7.3874 | 0 | 7.3874
2016-04-10 21:00 | 0 | 18.995 | 0 | 0 | 18.995 | 111.8814 | 0 | 0 | 0 | 0 | 0 | 0 | 0 | 0 | 0 | 0 | 0 | 0 | 18.995 | 18.995 | 7.4081 | 0 | 7.4081 | 0 | 7.4081
2016-04-10 22:00 | 0 | 18.382 | 0 | 0 | 18.382 | 92.532 | 0 | 0 | 0 | 0 | 0 | 0 | 0 | 0 | 0 | 0 | 0 | 0 | 18.382 | 18.382 | 7.169 | 0 | 7.169 | 0 | 7.169
2016-04-10 23:00 | 0 | 14.45 | 0 | 0 | 14.45 | 77.3214 | 0 | 0 | 0 | 0 | 0 | 0 | 0 | 0 | 0 | 0 | 0 | 0 | 14.45 | 14.45 | 5.6355 | 0 | 5.6355 | 0 | 5.6355
2016-04-11 | 0 | 0 | 2.2753 | 0 | 12.522 | 79.483 | 14.7973 | 21.075 | 4.5293 | 0.8 | 0 | 0 | 21.075 | 0 | 4.5293 | 0 | 12.329 | 4.1097 | 16.6317 | 16.6317 | 4.8836 | 1.6028 | 6.4864 | 0 | 6.4864
2016-04-11 01:00 | 0 | 0 | 3.2541 | 0 | 10.985 | 82.5744 | 14.2391 | 20.28 | 4.3585 | 0.8 | 0 | 0 | 20.28 | 0 | 4.3585 | 0 | 11.864 | 3.9547 | 14.9397 | 14.9397 | 4.2842 | 1.5423 | 5.8265 | 0 | 5.8265
2016-04-11 02:00 | 0 | 0 | 3.1813 | 0 | 10.579 | 85.5967 | 13.7603 | 19.598 | 4.2119 | 0.8 | 0 | 0 | 19.598 | 0 | 4.2119 | 0 | 11.465 | 3.8217 | 14.4007 | 14.4007 | 4.1258 | 1.4905 | 5.6163 | 0 | 5.6163
2016-04-11 03:00 | 0 | 0 | 3.0794 | 0 | 10.108 | 88.5221 | 13.1874 | 18.782 | 4.0365 | 0.8 | 0 | 0 | 18.782 | 0 | 4.0365 | 0 | 10.988 | 3.6627 | 13.7707 | 13.7707 | 3.9421 | 1.4284 | 5.3706 | 0 | 5.3706
2016-04-11 04:00 | 0 | 0 | 2.0601 | 0 | 10.628 | 90.4792 | 12.6881 | 18.071 | 3.8837 | 0.8 | 0 | 0 | 18.071 | 0 | 3.8837 | 0 | 10.572 | 3.524 | 14.152 | 14.152 | 4.1449 | 1.3744 | 5.5193 | 0 | 5.5193
2016-04-11 05:00 | 0 | 10.369 | 0 | 0 | 10.369 | 79.5645 | 0 | 0 | 0 | 0 | 0 | 0 | 0 | 0 | 0 | 0 | 0 | 0 | 10.369 | 10.369 | 4.0439 | 0 | 4.0439 | 0 | 4.0439
2016-04-11 06:00 | 0 | 10.085 | 0 | 0 | 10.085 | 68.9487 | 0 | 0 | 0 | 0 | 0 | 0 | 0 | 0 | 0 | 0 | 0 | 0 | 10.085 | 10.085 | 3.9331 | 0 | 3.9331 | 0 | 3.9331
2016-04-11 07:00 | 0.01 | 8.755 | 0 | 0 | 8.765 | 59.7329 | 0 | 0 | 0 | 0 | 0 | 0 | 0 | 0 | 0 | 0 | 0 | 0 | 8.765 | 8.765 | 3.4184 | 0 | 3.4184 | 0 | 3.4184
2016-04-11 08:00 | 0.13 | 7.756 | 0 | 0 | 7.886 | 51.5687 | 0 | 0 | 0 | 0 | 0 | 0 | 0 | 0 | 0 | 0 | 0 | 0 | 7.886 | 7.886 | 3.0755 | 0 | 3.0755 | 0 | 3.0755
2016-04-11 09:00 | 0.56 | 0 | 16.8626 | 6.1154 | 7.582 | 67.5881 | 30 | 42.7273 | 9.1827 | 0.8 | 27.4377 | 3.0794 | 70.165 | 0 | 12.2622 | 70.165 | 0 | 0 | 7.582 | 13.6974 | 2.957 | 0 | 2.957 | 2.385 | 5.342
2016-04-11 10:00 | 0.78 | 0 | 23.284 | 0 | 7.496 | 89.7079 | 30 | 42.7273 | 9.1827 | 0.8 | 27.4907 | 3.0854 | 70.218 | 0 | 12.2681 | 70.218 | 0 | 0 | 7.496 | 7.496 | 2.9234 | 0 | 2.9234 | 0 | 2.9234
2016-04-11 11:00 | 0.79 | 0 | 22.599 | 0 | 8.191 | 111.177 | 30 | 42.7273 | 9.1827 | 0.8 | 27.1387 | 3.0459 | 69.866 | 0 | 12.2286 | 69.866 | 0 | 0 | 8.191 | 8.191 | 3.1945 | 0 | 3.1945 | 0 | 3.1945
2016-04-11 12:00 | 0.89 | 0 | 7.381 | 0 | 8.509 | 118.1889 | 15 | 21.3636 | 4.5914 | 0.8 | 67.5204 | 7.578 | 88.884 | 0 | 12.1694 | 69.045 | 11.606 | 3.8687 | 12.3777 | 12.3777 | 3.3185 | 1.5088 | 4.8273 | 0 | 4.8273
2016-04-11 13:00 | 1.07 | 0 | 7.818 | 0 | 8.252 | 125.616 | 15 | 21.3636 | 4.5914 | 0.8 | 69.6774 | 7.8201 | 91.041 | 0 | 12.4115 | 68.247 | 13.335 | 4.445 | 12.697 | 12.697 | 3.2183 | 1.7335 | 4.9518 | 0 | 4.9518
2016-04-11 14:00 | 0.97 | 0 | 0 | 14.238 | 9.232 | 125.616 | 22.5 | 32.0455 | 6.8871 | 0.70337 | 0 | 0 | 25.457 | 6.5885 | 6.8871 | 0 | 14.892 | 4.964 | 14.196 | 28.434 | 3.6005 | 1.936 | 5.5364 | 5.5528 | 11.0893
2016-04-11 15:00 | 0.7 | 0 | 5.974 | 0 | 9.726 | 131.2913 | 15 | 21.3636 | 4.5914 | 0.8 | 73.0114 | 8.1943 | 94.375 | 0 | 12.7857 | 67.013 | 16.007 | 5.3357 | 15.0617 | 15.0617 | 3.7931 | 2.0809 | 5.8741 | 0 | 5.8741
2016-04-11 16:00 | 0.6 | 0 | 0 | 6.391 | 9.209 | 131.2913 | 15 | 21.3636 | 4.5914 | 0.8 | 73.8724 | 8.2909 | 95.236 | 0 | 12.8823 | 66.694 | 16.697 | 5.5657 | 14.7747 | 21.1657 | 3.5915 | 2.1706 | 5.7621 | 2.4925 | 8.2546
2016-04-11 17:00 | 0.32 | 0 | 21.604 | 0 | 8.716 | 151.8151 | 30 | 42.7273 | 9.1827 | 0.8 | 23.7057 | 2.6606 | 66.433 | 0 | 11.8433 | 66.433 | 0 | 0 | 8.716 | 8.716 | 3.3992 | 0 | 3.3992 | 0 | 3.3992
2016-04-11 18:00 | 0.08 | 0 | 0 | 20.981 | 9.099 | 151.8151 | 30 | 42.7273 | 9.1827 | 0.8 | 23.6147 | 2.6504 | 66.342 | 0 | 11.8331 | 66.342 | 0 | 0 | 9.099 | 30.08 | 3.5486 | 0 | 3.5486 | 8.1826 | 11.7312
2016-04-11 19:00 | 0 | 0 | 0 | 15.815 | 14.185 | 151.8151 | 30 | 42.7273 | 9.1827 | 0.8 | 23.6617 | 2.6556 | 66.389 | 0 | 11.8384 | 66.389 | 0 | 0 | 14.185 | 30 | 5.5322 | 0 | 5.5322 | 6.1678 | 11.7
2016-04-11 20:00 | 0 | 17.781 | 0 | 0 | 17.781 | 133.0983 | 0 | 0 | 0 | 0 | 0 | 0 | 0 | 0 | 0 | 0 | 0 | 0 | 17.781 | 17.781 | 6.9346 | 0 | 6.9346 | 0 | 6.9346
2016-04-11 21:00 | 0 | 18.906 | 0 | 0 | 18.906 | 113.1972 | 0 | 0 | 0 | 0 | 0 | 0 | 0 | 0 | 0 | 0 | 0 | 0 | 18.906 | 18.906 | 7.3733 | 0 | 7.3733 | 0 | 7.3733
2016-04-11 22:00 | 0 | 17.535 | 0 | 0 | 17.535 | 94.7393 | 0 | 0 | 0 | 0 | 0 | 0 | 0 | 0 | 0 | 0 | 0 | 0 | 17.535 | 17.535 | 6.8387 | 0 | 6.8387 | 0 | 6.8387
2016-04-11 23:00 | 0 | 14.271 | 0 | 0 | 14.271 | 79.7172 | 0 | 0 | 0 | 0 | 0 | 0 | 0 | 0 | 0 | 0 | 0 | 0 | 14.271 | 14.271 | 5.5657 | 0 | 5.5657 | 0 | 5.5657
2016-04-12 | 0 | 0.15268 | 0 | 0 | 12.336 | 79.5565 | 12.1833 | 17.352 | 3.7292 | 0.8 | 0 | 0 | 17.352 | 0 | 3.7292 | 0 | 10.151 | 3.3837 | 15.7197 | 15.7197 | 4.811 | 1.3196 | 6.1307 | 0 | 6.1307
2016-04-12 01:00 | 0 | 0 | 0.98926 | 0 | 10.876 | 80.4963 | 11.8653 | 16.899 | 3.6319 | 0.8 | 0 | 0 | 16.899 | 0 | 3.6319 | 0 | 9.886 | 3.2953 | 14.1713 | 14.1713 | 4.2416 | 1.2852 | 5.5268 | 0 | 5.5268
2016-04-12 02:00 | 0 | 0 | 0 | 1.213 | 10.377 | 80.4963 | 11.59 | 16.507 | 3.5476 | 0.8 | 0 | 0 | 16.507 | 0 | 3.5476 | 0 | 9.657 | 3.219 | 13.596 | 14.809 | 4.047 | 1.2554 | 5.3024 | 0.47308 | 5.7755
2016-04-12 03:00 | 0 | 0 | 0 | 0.94526 | 10.326 | 80.4963 | 11.2713 | 16.053 | 3.45 | 0.8 | 0 | 0 | 16.053 | 0 | 3.45 | 0 | 9.391 | 3.1303 | 13.4563 | 14.4016 | 4.0271 | 1.2208 | 5.248 | 0.36865 | 5.6166
2016-04-12 04:00 | 0 | 0 | 0.20489 | 0 | 10.683 | 80.6909 | 10.8879 | 15.507 | 3.3327 | 0.8 | 0 | 0 | 15.507 | 0 | 3.3327 | 0 | 9.072 | 3.024 | 13.707 | 13.707 | 4.1664 | 1.1794 | 5.3457 | 0 | 5.3457
2016-04-12 05:00 | 0 | 10.347 | 0 | 0 | 10.347 | 69.7994 | 0 | 0 | 0 | 0 | 0 | 0 | 0 | 0 | 0 | 0 | 0 | 0 | 10.347 | 10.347 | 4.0353 | 0 | 4.0353 | 0 | 4.0353
2016-04-12 06:00 | 0 | 9.62 | 0 | 0 | 9.62 | 59.6731 | 0 | 0 | 0 | 0 | 0 | 0 | 0 | 0 | 0 | 0 | 0 | 0 | 9.62 | 9.62 | 3.7518 | 0 | 3.7518 | 0 | 3.7518
2016-04-12 07:00 | 0.01 | 8.173 | 0 | 0 | 8.183 | 51.0699 | 0 | 0 | 0 | 0 | 0 | 0 | 0 | 0 | 0 | 0 | 0 | 0 | 8.183 | 8.183 | 3.1914 | 0 | 3.1914 | 0 | 3.1914
2016-04-12 08:00 | 0.22 | 7.011 | 0 | 0 | 7.231 | 43.6899 | 0 | 0 | 0 | 0 | 0 | 0 | 0 | 0 | 0 | 0 | 0 | 0 | 7.231 | 7.231 | 2.8201 | 0 | 2.8201 | 0 | 2.8201
2016-04-12 09:00 | 0.63 | 0 | 23.632 | 0 | 6.998 | 66.1403 | 30 | 42.7273 | 9.1827 | 0.8 | 28.1697 | 3.1616 | 70.897 | 0 | 12.3443 | 70.897 | 0 | 0 | 6.998 | 6.998 | 2.7292 | 0 | 2.7292 | 0 | 2.7292
2016-04-12 10:00 | 0.84 | 0 | 23.734 | 0 | 7.106 | 88.6876 | 30 | 42.7273 | 9.1827 | 0.8 | 28.3097 | 3.1773 | 71.037 | 0 | 12.36 | 71.037 | 0 | 0 | 7.106 | 7.106 | 2.7713 | 0 | 2.7713 | 0 | 2.7713
2016-04-12 11:00 | 1.08 | 0 | 0.40528 | 23.1197 | 7.555 | 89.0726 | 30 | 42.7273 | 9.1827 | 0.8 | 28.0727 | 3.1507 | 70.8 | 0 | 12.3334 | 70.8 | 0 | 0 | 7.555 | 30.6747 | 2.9465 | 0 | 2.9465 | 9.0167 | 11.9631
2016-04-12 12:00 | 0.66 | 0 | 7.445 | 0 | 8.215 | 96.1454 | 15 | 21.3636 | 4.5914 | 0.8 | 65.7154 | 7.3755 | 87.079 | 0 | 11.9668 | 69.713 | 10.159 | 3.3863 | 11.6013 | 11.6013 | 3.2039 | 1.3207 | 4.5245 | 0 | 4.5245
2016-04-12 13:00 | 0.6 | 0 | 7.174 | 0 | 8.426 | 102.9607 | 15 | 21.3636 | 4.5914 | 0.8 | 69.1894 | 7.7654 | 90.553 | 0 | 12.3567 | 68.427 | 12.944 | 4.3147 | 12.7407 | 12.7407 | 3.2861 | 1.6827 | 4.9689 | 0 | 4.9689
2016-04-12 14:00 | 0.7 | 0 | 0 | 13.627 | 9.573 | 102.9607 | 22.5 | 32.0455 | 6.8871 | 0.72201 | 0 | 0 | 26.728 | 5.3175 | 6.8871 | 0 | 15.636 | 5.212 | 14.785 | 28.412 | 3.7335 | 2.0327 | 5.7662 | 5.3145 | 11.0807
2016-04-12 15:00 | 0.54 | 0 | 5.726 | 0 | 9.814 | 108.4004 | 15 | 21.3636 | 4.5914 | 0.8 | 74.8384 | 8.3994 | 96.202 | 0 | 12.9907 | 66.336 | 17.472 | 5.824 | 15.638 | 15.638 | 3.8275 | 2.2714 | 6.0988 | 0 | 6.0988
2016-04-12 16:00 | 0.34 | 0 | 0 | 5.1438 | 9.311 | 108.4004 | 14.1148 | 20.1029 | 4.3204 | 0.8 | 77.3351 | 8.6796 | 97.438 | 0 | 13 | 65.879 | 18.462 | 6.154 | 15.465 | 20.6088 | 3.6313 | 2.4001 | 6.0313 | 2.0061 | 8.0374
2016-04-12 17:00 | 0.13 | 0 | 0 | 20.8 | 9.33 | 108.4004 | 30 | 42.7273 | 9.1827 | 0.8 | 23.0267 | 2.5844 | 65.754 | 0 | 11.7671 | 65.754 | 0 | 0 | 9.33 | 30.13 | 3.6387 | 0 | 3.6387 | 8.112 | 11.7507
2016-04-12 18:00 | 0.05 | 0 | 20.182 | 0 | 9.868 | 127.5733 | 30 | 42.7273 | 9.1827 | 0.8 | 23.1077 | 2.5935 | 65.835 | 0 | 11.7762 | 65.835 | 0 | 0 | 9.868 | 9.868 | 3.8485 | 0 | 3.8485 | 0 | 3.8485
2016-04-12 19:00 | 0 | 0 | 14.886 | 0 | 15.114 | 141.715 | 30 | 42.7273 | 9.1827 | 0.8 | 23.3467 | 2.6203 | 66.074 | 0 | 11.803 | 66.074 | 0 | 0 | 15.114 | 15.114 | 5.8945 | 0 | 5.8945 | 0 | 5.8945
2016-04-12 20:00 | 0 | 18.536 | 0 | 0 | 18.536 | 122.2034 | 0 | 0 | 0 | 0 | 0 | 0 | 0 | 0 | 0 | 0 | 0 | 0 | 18.536 | 18.536 | 7.229 | 0 | 7.229 | 0 | 7.229
2016-04-12 21:00 | 0 | 19.417 | 0 | 0 | 19.417 | 101.7644 | 0 | 0 | 0 | 0 | 0 | 0 | 0 | 0 | 0 | 0 | 0 | 0 | 19.417 | 19.417 | 7.5726 | 0 | 7.5726 | 0 | 7.5726
2016-04-12 22:00 | 0 | 18.247 | 0 | 0 | 18.247 | 82.5571 | 0 | 0 | 0 | 0 | 0 | 0 | 0 | 0 | 0 | 0 | 0 | 0 | 18.247 | 18.247 | 7.1163 | 0 | 7.1163 | 0 | 7.1163
2016-04-12 23:00 | 0 | 15.515 | 0 | 0 | 15.515 | 66.2255 | 0 | 0 | 0 | 0 | 0 | 0 | 0 | 0 | 0 | 0 | 0 | 0 | 15.515 | 15.515 | 6.0509 | 0 | 6.0509 | 0 | 6.0509
2016-04-13 | 0 | 0.41309 | 0 | 0 | 13.552 | 65.7907 | 13.1389 | 18.713 | 4.0217 | 0.8 | 0 | 0 | 18.713 | 0 | 4.0217 | 0 | 10.947 | 3.649 | 17.201 | 17.201 | 5.2853 | 1.4231 | 6.7084 | 0 | 6.7084
2016-04-13 01:00 | 0 | 0 | 0.74151 | 0 | 11.769 | 66.4951 | 12.5105 | 17.818 | 3.8294 | 0.8 | 0 | 0 | 17.818 | 0 | 3.8294 | 0 | 10.424 | 3.4747 | 15.2437 | 15.2437 | 4.5899 | 1.3551 | 5.945 | 0 | 5.945
2016-04-13 02:00 | 0 | 0 | 0 | 1.2597 | 10.687 | 66.4951 | 11.9467 | 17.015 | 3.6568 | 0.8 | 0 | 0 | 17.015 | 0 | 3.6568 | 0 | 9.954 | 3.318 | 14.005 | 15.2647 | 4.1679 | 1.294 | 5.4619 | 0.49128 | 5.9532
2016-04-13 03:00 | 0 | 0 | 1.2858 | 0 | 10.043 | 67.7166 | 11.3288 | 16.135 | 3.4677 | 0.8 | 0 | 0 | 16.135 | 0 | 3.4677 | 0 | 9.439 | 3.1463 | 13.1893 | 13.1893 | 3.9168 | 1.2271 | 5.1438 | 0 | 5.1438
2016-04-13 04:00 | 0 | 0 | 0.63277 | 0 | 10.213 | 68.3178 | 10.8458 | 15.447 | 3.3198 | 0.8 | 0 | 0 | 15.447 | 1.7764e-15 | 3.3198 | 0 | 9.036 | 3.012 | 13.225 | 13.225 | 3.9831 | 1.1747 | 5.1578 | 0 | 5.1578
2016-04-13 05:00 | 0 | 10.311 | 0 | 0 | 10.311 | 57.4641 | 0 | 0 | 0 | 0 | 0 | 0 | 0 | 0 | 0 | 0 | 0 | 0 | 10.311 | 10.311 | 4.0213 | 0 | 4.0213 | 0 | 4.0213
2016-04-13 06:00 | 0 | 10.051 | 0 | 0 | 10.051 | 46.8841 | 0 | 0 | 0 | 0 | 0 | 0 | 0 | 0 | 0 | 0 | 0 | 0 | 10.051 | 10.051 | 3.9199 | 0 | 3.9199 | 0 | 3.9199
2016-04-13 07:00 | 0 | 8.348 | 0 | 0 | 8.348 | 38.0967 | 0 | 0 | 0 | 0 | 0 | 0 | 0 | 0 | 0 | 0 | 0 | 0 | 8.348 | 8.348 | 3.2557 | 0 | 3.2557 | 0 | 3.2557
2016-04-13 08:00 | 0.05 | 7.347 | 0 | 0 | 7.397 | 30.363 | 0 | 0 | 0 | 0 | 0 | 0 | 0 | 0 | 0 | 0 | 0 | 0 | 7.397 | 7.397 | 2.8848 | 0 | 2.8848 | 0 | 2.8848
2016-04-13 09:00 | 0.16 | 0 | 23.12 | 0 | 7.04 | 52.327 | 30 | 42.7273 | 9.1827 | 0.8 | 28.5547 | 3.2048 | 71.282 | 0 | 12.3875 | 71.282 | 0 | 0 | 7.04 | 7.04 | 2.7456 | 0 | 2.7456 | 0 | 2.7456
2016-04-13 10:00 | 0.33 | 0 | 23.119 | 0 | 7.211 | 74.2901 | 30 | 42.7273 | 9.1827 | 0.8 | 28.6737 | 3.2182 | 71.401 | 0 | 12.4009 | 71.401 | 0 | 0 | 7.211 | 7.211 | 2.8123 | 0 | 2.8123 | 0 | 2.8123
2016-04-13 11:00 | 0.62 | 0 | 22.875 | 0 | 7.745 | 96.0213 | 30 | 42.7273 | 9.1827 | 0.8 | 28.2047 | 3.1655 | 70.932 | 0 | 12.3483 | 70.932 | 0 | 0 | 7.745 | 7.745 | 3.0206 | 0 | 3.0206 | 0 | 3.0206
2016-04-13 12:00 | 0.86 | 0 | 0 | 7.819 | 8.041 | 96.0213 | 15 | 21.3636 | 4.5914 | 0.8 | 66.2484 | 7.4353 | 87.612 | 0 | 12.0267 | 69.516 | 10.586 | 3.5287 | 11.5697 | 19.3887 | 3.136 | 1.3762 | 4.5122 | 3.0494 | 7.5616
2016-04-13 13:00 | 0.86 | 0 | 7.391 | 0 | 8.469 | 103.0428 | 15 | 21.3636 | 4.5914 | 0.8 | 70.0714 | 7.8644 | 91.435 | 0 | 12.4557 | 68.101 | 13.651 | 4.5503 | 13.0193 | 13.0193 | 3.3029 | 1.7746 | 5.0775 | 0 | 5.0775
2016-04-13 14:00 | 0.83 | 0 | 14.434 | 0 | 8.896 | 116.7551 | 22.5 | 32.0455 | 6.8871 | 0.733 | 0 | 0 | 27.477 | 4.5685 | 6.8871 | 0 | 16.074 | 5.358 | 14.254 | 14.254 | 3.4694 | 2.0896 | 5.5591 | 0 | 5.5591
2016-04-13 15:00 | 0.58 | 0 | 0 | 6.0525 | 9.125 | 116.7551 | 14.5975 | 20.7904 | 4.4682 | 0.8 | 76.0186 | 8.5318 | 96.809 | 0 | 13 | 66.112 | 17.958 | 5.986 | 15.111 | 21.1635 | 3.5587 | 2.3345 | 5.8933 | 2.3605 | 8.2538
2016-04-13 16:00 | 0.76 | 0 | 0 | 4.7175 | 9.419 | 116.7551 | 13.3765 | 19.0514 | 4.0944 | 0.8 | 79.3486 | 8.9056 | 98.4 | 0 | 13 | 65.523 | 19.234 | 6.4113 | 15.8303 | 20.5478 | 3.6734 | 2.5004 | 6.1738 | 1.8398 | 8.0137
2016-04-13 17:00 | 0.38 | 0 | 0 | 21.002 | 9.378 | 116.7551 | 30 | 42.7273 | 9.1827 | 0.8 | 22.4907 | 2.5242 | 65.218 | 0 | 11.7069 | 65.218 | 0 | 0 | 9.378 | 30.38 | 3.6574 | 0 | 3.6574 | 8.1908 | 11.8482
2016-04-13 18:00 | 0.07 | 0 | 20.182 | 0 | 9.888 | 135.928 | 30 | 42.7273 | 9.1827 | 0.8 | 22.4387 | 2.5184 | 65.166 | 0 | 11.7011 | 65.166 | 0 | 0 | 9.888 | 9.888 | 3.8563 | 0 | 3.8563 | 0 | 3.8563
2016-04-13 19:00 | 0 | 0 | 15.274 | 0 | 14.726 | 150.4383 | 30 | 42.7273 | 9.1827 | 0.8 | 22.5827 | 2.5345 | 65.31 | 0 | 11.7173 | 65.31 | 0 | 0 | 14.726 | 14.726 | 5.7431 | 0 | 5.7431 | 0 | 5.7431
2016-04-13 20:00 | 0 | 18.447 | 0 | 0 | 18.447 | 131.0204 | 0 | 0 | 0 | 0 | 0 | 0 | 0 | 0 | 0 | 0 | 0 | 0 | 18.447 | 18.447 | 7.1943 | 0 | 7.1943 | 0 | 7.1943
2016-04-13 21:00 | 0 | 19.573 | 0 | 0 | 19.573 | 110.4172 | 0 | 0 | 0 | 0 | 0 | 0 | 0 | 0 | 0 | 0 | 0 | 0 | 19.573 | 19.573 | 7.6335 | 0 | 7.6335 | 0 | 7.6335
2016-04-13 22:00 | 0 | 17.588 | 0 | 0 | 17.588 | 91.9035 | 0 | 0 | 0 | 0 | 0 | 0 | 0 | 0 | 0 | 0 | 0 | 0 | 17.588 | 17.588 | 6.8593 | 0 | 6.8593 | 0 | 6.8593
2016-04-13 23:00 | 0 | 15.736 | 0 | 0 | 15.736 | 75.3393 | 0 | 0 | 0 | 0 | 0 | 0 | 0 | 0 | 0 | 0 | 0 | 0 | 15.736 | 15.736 | 6.137 | 0 | 6.137 | 0 | 6.137
2016-04-14 | 0 | 0.63232 | 0 | 0 | 13.496 | 74.6737 | 12.8637 | 18.321 | 3.9375 | 0.8 | 0 | 0 | 18.321 | 0 | 3.9375 | 0 | 10.718 | 3.5727 | 17.0687 | 17.0687 | 5.2634 | 1.3933 | 6.6568 | 0 | 6.6568
2016-04-14 01:00 | 0 | 0.011787 | 0 | 0 | 12.028 | 74.6613 | 12.0162 | 17.114 | 3.6781 | 0.8 | 0 | 0 | 17.114 | 0 | 3.6781 | 0 | 10.012 | 3.3373 | 15.3653 | 15.3653 | 4.6909 | 1.3016 | 5.9925 | 0 | 5.9925
2016-04-14 02:00 | 0 | 0 | 0.11181 | 0 | 11.21 | 74.7675 | 11.3218 | 16.125 | 3.4655 | 0.8 | 0 | 0 | 16.125 | 0 | 3.4655 | 0 | 9.433 | 3.1443 | 14.3543 | 14.3543 | 4.3719 | 1.2263 | 5.5982 | 0 | 5.5982
2016-04-14 03:00 | 0 | 0 | 0.29385 | 0 | 10.514 | 75.0467 | 10.8079 | 15.393 | 3.3082 | 0.8 | 0 | 0 | 15.393 | 0 | 3.3082 | 0 | 9.005 | 3.0017 | 13.5157 | 13.5157 | 4.1005 | 1.1706 | 5.2711 | 0 | 5.2711
2016-04-14 04:00 | 0 | 0 | 0 | 0.28698 | 10.167 | 75.0467 | 10.454 | 14.889 | 3.1999 | 0.8 | 0 | 0 | 14.889 | 0 | 3.1999 | 0 | 8.71 | 2.9033 | 13.0703 | 13.3573 | 3.9651 | 1.1323 | 5.0974 | 0.11192 | 5.2094
2016-04-14 05:00 | 0 | 9.751 | 0 | 0 | 9.751 | 64.7825 | 0 | 0 | 0 | 0 | 0 | 0 | 0 | 0 | 0 | 0 | 0 | 0 | 9.751 | 9.751 | 3.8029 | 0 | 3.8029 | 0 | 3.8029
2016-04-14 06:00 | 0 | 9.734 | 0 | 0 | 9.734 | 54.5362 | 0 | 0 | 0 | 0 | 0 | 0 | 0 | 0 | 0 | 0 | 0 | 0 | 9.734 | 9.734 | 3.7963 | 0 | 3.7963 | 0 | 3.7963
2016-04-14 07:00 | 0.03 | 8.349 | 0 | 0 | 8.379 | 45.7477 | 0 | 0 | 0 | 0 | 0 | 0 | 0 | 0 | 0 | 0 | 0 | 0 | 8.379 | 8.379 | 3.2678 | 0 | 3.2678 | 0 | 3.2678
2016-04-14 08:00 | 0.21 | 7.24 | 0 | 0 | 7.45 | 38.1267 | 0 | 0 | 0 | 0 | 0 | 0 | 0 | 0 | 0 | 0 | 0 | 0 | 7.45 | 7.45 | 2.9055 | 0 | 2.9055 | 0 | 2.9055
2016-04-14 09:00 | 0.49 | 0 | 23.748 | 0 | 6.742 | 60.6873 | 30 | 42.7273 | 9.1827 | 0.8 | 28.5267 | 3.2017 | 71.254 | 0 | 12.3844 | 71.254 | 0 | 0 | 6.742 | 6.742 | 2.6294 | 0 | 2.6294 | 0 | 2.6294
2016-04-14 10:00 | 0.67 | 0 | 23.793 | 0 | 6.877 | 83.2906 | 30 | 42.7273 | 9.1827 | 0.8 | 28.6587 | 3.2165 | 71.386 | 0 | 12.3992 | 71.386 | 0 | 0 | 6.877 | 6.877 | 2.682 | 0 | 2.682 | 0 | 2.682
2016-04-14 11:00 | 0.77 | 0 | 0 | 23.29 | 7.48 | 83.2906 | 30 | 42.7273 | 9.1827 | 0.8 | 28.4927 | 3.1978 | 71.22 | 0 | 12.3806 | 71.22 | 0 | 0 | 7.48 | 30.77 | 2.9172 | 0 | 2.9172 | 9.0831 | 12.0003
2016-04-14 12:00 | 1.28 | 0 | 16.0247 | 0 | 8.046 | 98.5141 | 22.7907 | 32.4595 | 6.976 | 0.8 | 53.6735 | 6.024 | 86.133 | 0 | 13 | 70.063 | 9.401 | 3.1337 | 11.1797 | 11.1797 | 3.1379 | 1.2221 | 4.3601 | 0 | 4.3601
2016-04-14 13:00 | 1.42 | 0 | 8.096 | 0 | 8.324 | 106.2053 | 15 | 21.3636 | 4.5914 | 0.8 | 68.5634 | 7.6951 | 89.927 | 0 | 12.2865 | 68.659 | 12.441 | 4.147 | 12.471 | 12.471 | 3.2464 | 1.6173 | 4.8637 | 0 | 4.8637
2016-04-14 14:00 | 0.95 | 0 | 14.584 | 0 | 8.866 | 120.0601 | 22.5 | 32.0455 | 6.8871 | 0.70538 | 0 | 0 | 25.594 | 6.4515 | 6.8871 | 0 | 14.973 | 4.991 | 13.857 | 13.857 | 3.4577 | 1.9465 | 5.4042 | 0 | 5.4042
2016-04-14 15:00 | 1.02 | 0 | 7.057 | 0 | 8.963 | 126.7643 | 15 | 21.3636 | 4.5914 | 0.8 | 73.9354 | 8.298 | 95.299 | 0 | 12.8894 | 66.671 | 16.748 | 5.5827 | 14.5457 | 14.5457 | 3.4956 | 2.1772 | 5.6728 | 0 | 5.6728
2016-04-14 16:00 | 0.67 | 0 | 6.4097 | 0 | 9.009 | 132.8535 | 14.7487 | 21.0057 | 4.5144 | 0.8 | 75.6063 | 8.4856 | 96.612 | 0 | 13 | 66.185 | 17.8 | 5.9333 | 14.9423 | 14.9423 | 3.5135 | 2.314 | 5.8275 | 0 | 5.8275
2016-04-14 17:00 | 0.55 | 0 | 19.9596 | 1.7974 | 8.793 | 151.8151 | 30 | 42.7273 | 9.1827 | 0.8 | 23.2757 | 2.6123 | 66.003 | 0 | 11.7951 | 66.003 | 0 | 0 | 8.793 | 10.5904 | 3.4293 | 0 | 3.4293 | 0.70098 | 4.1303
2016-04-14 18:00 | 0.1 | 0 | 0 | 20.222 | 9.878 | 151.8151 | 30 | 42.7273 | 9.1827 | 0.8 | 23.3447 | 2.6201 | 66.072 | 0 | 11.8028 | 66.072 | 0 | 0 | 9.878 | 30.1 | 3.8524 | 0 | 3.8524 | 7.8866 | 11.739
2016-04-14 19:00 | 0 | 0 | 0 | 14.691 | 15.309 | 151.8151 | 30 | 42.7273 | 9.1827 | 0.8 | 23.6567 | 2.6551 | 66.384 | 0 | 11.8378 | 66.384 | 0 | 0 | 15.309 | 30 | 5.9705 | 0 | 5.9705 | 5.7295 | 11.7
2016-04-14 20:00 | 0 | 18.897 | 0 | 0 | 18.897 | 131.9235 | 0 | 0 | 0 | 0 | 0 | 0 | 0 | 0 | 0 | 0 | 0 | 0 | 18.897 | 18.897 | 7.3698 | 0 | 7.3698 | 0 | 7.3698
2016-04-14 21:00 | 0 | 19.199 | 0 | 0 | 19.199 | 111.7141 | 0 | 0 | 0 | 0 | 0 | 0 | 0 | 0 | 0 | 0 | 0 | 0 | 19.199 | 19.199 | 7.4876 | 0 | 7.4876 | 0 | 7.4876
2016-04-14 22:00 | 0 | 18.362 | 0 | 0 | 18.362 | 92.3856 | 0 | 0 | 0 | 0 | 0 | 0 | 0 | 0 | 0 | 0 | 0 | 0 | 18.362 | 18.362 | 7.1612 | 0 | 7.1612 | 0 | 7.1612
2016-04-14 23:00 | 0 | 16.523 | 0 | 0 | 16.523 | 74.993 | 0 | 0 | 0 | 0 | 0 | 0 | 0 | 0 | 0 | 0 | 0 | 0 | 16.523 | 16.523 | 6.444 | 0 | 6.444 | 0 | 6.444
2016-04-15 | 0 | 1.9129 | 0 | 0 | 14.403 | 72.9795 | 12.4901 | 17.789 | 3.8231 | 0.8 | 0 | 0 | 17.789 | 0 | 3.8231 | 0 | 10.407 | 3.469 | 17.872 | 17.872 | 5.6172 | 1.3529 | 6.9701 | 0 | 6.9701
2016-04-15 01:00 | 0 | 0.87032 | 0 | 0 | 12.744 | 72.0634 | 11.8737 | 16.911 | 3.6344 | 0.8 | 0 | 0 | 16.911 | 0 | 3.6344 | 0 | 9.893 | 3.2977 | 16.0417 | 16.0417 | 4.9702 | 1.2861 | 6.2563 | 0 | 6.2563
2016-04-15 02:00 | 0 | 0.35872 | 0 | 0 | 11.604 | 71.6858 | 11.2453 | 16.016 | 3.4421 | 0.8 | 0 | 0 | 16.016 | 0 | 3.4421 | 0 | 9.37 | 3.1233 | 14.7273 | 14.7273 | 4.5256 | 1.2181 | 5.7437 | 0 | 5.7437
2016-04-15 03:00 | 0 | 0.62155 | 0 | 0 | 11.23 | 71.0315 | 10.6084 | 15.109 | 3.2472 | 0.8 | 0 | 0 | 15.109 | 0 | 3.2472 | 0 | 8.839 | 2.9463 | 14.1763 | 14.1763 | 4.3797 | 1.1491 | 5.5288 | 0 | 5.5288
2016-04-15 04:00 | 0 | 0.93991 | 0 | 0 | 11.033 | 70.0421 | 10.0931 | 14.375 | 3.0894 | 0.8 | 0 | 0 | 14.375 | 0 | 3.0894 | 0 | 8.409 | 2.803 | 13.836 | 13.836 | 4.3029 | 1.0932 | 5.396 | 0 | 5.396
2016-04-15 05:00 | 0 | 10.55 | 0 | 0 | 10.55 | 58.9368 | 0 | 0 | 0 | 0 | 0 | 0 | 0 | 0 | 0 | 0 | 0 | 0 | 10.55 | 10.55 | 4.1145 | 0 | 4.1145 | 0 | 4.1145
2016-04-15 06:00 | 0 | 10.041 | 0 | 0 | 10.041 | 48.3674 | 0 | 0 | 0 | 0 | 0 | 0 | 0 | 0 | 0 | 0 | 0 | 0 | 10.041 | 10.041 | 3.916 | 0 | 3.916 | 0 | 3.916
2016-04-15 07:00 | 0.01 | 7.975 | 0 | 0 | 7.985 | 39.9726 | 0 | 0 | 0 | 0 | 0 | 0 | 0 | 0 | 0 | 0 | 0 | 0 | 7.985 | 7.985 | 3.1141 | 0 | 3.1141 | 0 | 3.1141
2016-04-15 08:00 | 0.12 | 7.182 | 0 | 0 | 7.302 | 32.4126 | 0 | 0 | 0 | 0 | 0 | 0 | 0 | 0 | 0 | 0 | 0 | 0 | 7.302 | 7.302 | 2.8478 | 0 | 2.8478 | 0 | 2.8478
2016-04-15 09:00 | 0.57 | 0 | 23.352 | 0 | 7.218 | 54.597 | 30 | 42.7273 | 9.1827 | 0.8 | 28.5137 | 3.2002 | 71.241 | 0 | 12.3829 | 71.241 | 0 | 0 | 7.218 | 7.218 | 2.815 | 0 | 2.815 | 0 | 2.815
2016-04-15 10:00 | 0.87 | 0 | 23.313 | 0 | 7.557 | 76.7444 | 30 | 42.7273 | 9.1827 | 0.8 | 28.5957 | 3.2094 | 71.323 | 0 | 12.3921 | 71.323 | 0 | 0 | 7.557 | 7.557 | 2.9472 | 0 | 2.9472 | 0 | 2.9472
2016-04-15 11:00 | 1.39 | 0 | 0 | 23.384 | 8.006 | 76.7444 | 30 | 42.7273 | 9.1827 | 0.8 | 28.2997 | 3.1762 | 71.027 | 0 | 12.3589 | 71.027 | 0 | 0 | 8.006 | 31.39 | 3.1223 | 0 | 3.1223 | 9.1198 | 12.2421
2016-04-15 12:00 | 1.58 | 0 | 8.221 | 0 | 8.359 | 84.5543 | 15 | 21.3636 | 4.5914 | 0.8 | 65.7554 | 7.38 | 87.119 | 0 | 11.9713 | 69.698 | 10.191 | 3.397 | 11.756 | 11.756 | 3.26 | 1.3248 | 4.5848 | 0 | 4.5848
2016-04-15 13:00 | 1.69 | 0 | 0 | 7.914 | 8.776 | 84.5543 | 15 | 21.3636 | 4.5914 | 0.8 | 69.2014 | 7.7667 | 90.565 | 0 | 12.3581 | 68.423 | 12.953 | 4.3177 | 13.0937 | 21.0077 | 3.4226 | 1.6839 | 5.1065 | 3.0865 | 8.193
2016-04-15 14:00 | 1.59 | 0 | 14.634 | 0 | 9.456 | 98.4566 | 22.5 | 32.0455 | 6.8871 | 0.70475 | 0 | 0 | 25.551 | 6.4945 | 6.8871 | 0 | 14.947 | 4.9823 | 14.4383 | 14.4383 | 3.6878 | 1.9431 | 5.6309 | 0 | 5.6309
2016-04-15 15:00 | 1.46 | 0 | 0 | 6.684 | 9.776 | 98.4566 | 15 | 21.3636 | 4.5914 | 0.8 | 73.3654 | 8.234 | 94.729 | 0 | 12.8254 | 66.882 | 16.291 | 5.4303 | 15.2063 | 21.8903 | 3.8126 | 2.1178 | 5.9305 | 2.6068 | 8.5372
2016-04-15 16:00 | 0.97 | 0 | 0 | 6.83 | 9.14 | 98.4566 | 15 | 21.3636 | 4.5914 | 0.8 | 74.2254 | 8.3306 | 95.589 | 0 | 12.9219 | 66.563 | 16.98 | 5.66 | 14.8 | 21.63 | 3.5646 | 2.2074 | 5.772 | 2.6637 | 8.4357
2016-04-15 17:00 | 0.48 | 0 | 21.686 | 0 | 8.794 | 119.0583 | 30 | 42.7273 | 9.1827 | 0.8 | 23.7317 | 2.6635 | 66.459 | 0 | 11.8462 | 66.459 | 0 | 0 | 8.794 | 8.794 | 3.4297 | 0 | 3.4297 | 0 | 3.4297
2016-04-15 18:00 | 0.11 | 0 | 20.63 | 0 | 9.48 | 138.6568 | 30 | 42.7273 | 9.1827 | 0.8 | 23.8127 | 2.6726 | 66.54 | 0 | 11.8553 | 66.54 | 0 | 0 | 9.48 | 9.48 | 3.6972 | 0 | 3.6972 | 0 | 3.6972
2016-04-15 19:00 | 0 | 0 | 13.8508 | 1.6762 | 14.473 | 151.8151 | 30 | 42.7273 | 9.1827 | 0.8 | 23.9507 | 2.6881 | 66.678 | 0 | 11.8708 | 66.678 | 0 | 0 | 14.473 | 16.1492 | 5.6445 | 0 | 5.6445 | 0.65371 | 6.2982
2016-04-15 20:00 | 0 | 18.514 | 0 | 0 | 18.514 | 132.3267 | 0 | 0 | 0 | 0 | 0 | 0 | 0 | 0 | 0 | 0 | 0 | 0 | 18.514 | 18.514 | 7.2205 | 0 | 7.2205 | 0 | 7.2205
2016-04-15 21:00 | 0 | 18.858 | 0 | 0 | 18.858 | 112.4762 | 0 | 0 | 0 | 0 | 0 | 0 | 0 | 0 | 0 | 0 | 0 | 0 | 18.858 | 18.858 | 7.3546 | 0 | 7.3546 | 0 | 7.3546
2016-04-15 22:00 | 0 | 18.74 | 0 | 0 | 18.74 | 92.7499 | 0 | 0 | 0 | 0 | 0 | 0 | 0 | 0 | 0 | 0 | 0 | 0 | 18.74 | 18.74 | 7.3086 | 0 | 7.3086 | 0 | 7.3086
2016-04-15 23:00 | 0 | 16.918 | 0 | 0 | 16.918 | 74.9414 | 0 | 0 | 0 | 0 | 0 | 0 | 0 | 0 | 0 | 0 | 0 | 0 | 16.918 | 16.918 | 6.598 | 0 | 6.598 | 0 | 6.598
2016-04-16 | 0 | 2.174 | 0 | 0 | 14.575 | 72.653 | 12.401 | 17.662 | 3.7958 | 0.8 | 0 | 0 | 17.662 | 0 | 3.7958 | 0 | 10.332 | 3.444 | 18.019 | 18.019 | 5.6842 | 1.3432 | 7.0274 | 0 | 7.0274
2016-04-16 01:00 | 0 | 0.76677 | 0 | 0 | 12.427 | 71.8459 | 11.6602 | 16.607 | 3.5691 | 0.8 | 0 | 0 | 16.607 | 0 | 3.5691 | 0 | 9.715 | 3.2383 | 15.6653 | 15.6653 | 4.8465 | 1.263 | 6.1095 | 0 | 6.1095
2016-04-16 02:00 | 0 | 0.86694 | 0 | 0 | 11.877 | 70.9333 | 11.0101 | 15.681 | 3.3701 | 0.8 | 0 | 0 | 15.681 | 0 | 3.3701 | 0 | 9.173 | 3.0577 | 14.9347 | 14.9347 | 4.632 | 1.1925 | 5.8245 | 0 | 5.8245
2016-04-16 03:00 | 0 | 0.3217 | 0 | 0 | 10.881 | 70.5947 | 10.5593 | 15.039 | 3.2321 | 0.8 | 0 | 0 | 15.039 | 0 | 3.2321 | 0 | 8.798 | 2.9327 | 13.8137 | 13.8137 | 4.2436 | 1.1437 | 5.3873 | 0 | 5.3873
2016-04-16 04:00 | 0 | 0.042404 | 0 | 0 | 10.106 | 70.55 | 10.0636 | 14.333 | 3.0804 | 0.8 | 0 | 0 | 14.333 | 1.7764e-15 | 3.0804 | 0 | 8.385 | 2.795 | 12.901 | 12.901 | 3.9413 | 1.09 | 5.0314 | 0 | 5.0314
2016-04-16 05:00 | 0 | 10.079 | 0 | 0 | 10.079 | 59.9406 | 0 | 0 | 0 | 0 | 0 | 0 | 0 | 0 | 0 | 0 | 0 | 0 | 10.079 | 10.079 | 3.9308 | 0 | 3.9308 | 0 | 3.9308
2016-04-16 06:00 | 0 | 9.725 | 0 | 0 | 9.725 | 49.7037 | 0 | 0 | 0 | 0 | 0 | 0 | 0 | 0 | 0 | 0 | 0 | 0 | 9.725 | 9.725 | 3.7927 | 0 | 3.7927 | 0 | 3.7927
2016-04-16 07:00 | 0.02 | 8.379 | 0 | 0 | 8.399 | 40.8837 | 0 | 0 | 0 | 0 | 0 | 0 | 0 | 0 | 0 | 0 | 0 | 0 | 8.399 | 8.399 | 3.2756 | 0 | 3.2756 | 0 | 3.2756
2016-04-16 08:00 | 0.25 | 7.089 | 0 | 0 | 7.339 | 33.4216 | 0 | 0 | 0 | 0 | 0 | 0 | 0 | 0 | 0 | 0 | 0 | 0 | 7.339 | 7.339 | 2.8622 | 0 | 2.8622 | 0 | 2.8622
2016-04-16 09:00 | 0.91 | 0 | 0 | 23.996 | 6.914 | 33.4216 | 30 | 42.7273 | 9.1827 | 0.8 | 28.8687 | 3.24 | 71.596 | 0 | 12.4228 | 71.596 | 0 | 0 | 6.914 | 30.91 | 2.6965 | 0 | 2.6965 | 9.3584 | 12.0549
2016-04-16 10:00 | 1.31 | 0 | 7.4249 | 16.8611 | 7.024 | 40.4753 | 30 | 42.7273 | 9.1827 | 0.8 | 29.1597 | 3.2727 | 71.887 | 0 | 12.4554 | 71.887 | 0 | 0 | 7.024 | 23.8851 | 2.7394 | 0 | 2.7394 | 6.5758 | 9.3152
2016-04-16 11:00 | 1.6 | 0 | 23.931 | 0 | 7.669 | 63.2097 | 30 | 42.7273 | 9.1827 | 0.8 | 28.7077 | 3.222 | 71.435 | 0 | 12.4047 | 71.435 | 0 | 0 | 7.669 | 7.669 | 2.9909 | 0 | 2.9909 | 0 | 2.9909
2016-04-16 12:00 | 1.69 | 0 | 16.8079 | 0 | 7.88 | 79.1773 | 22.9979 | 32.7546 | 7.0395 | 0.8 | 53.1084 | 5.9605 | 85.863 | 0 | 13 | 70.163 | 9.184 | 3.0613 | 10.9413 | 10.9413 | 3.0732 | 1.1939 | 4.2671 | 0 | 4.2671
2016-04-16 13:00 | 1.67 | 0 | 8.341 | 0 | 8.329 | 87.1012 | 15 | 21.3636 | 4.5914 | 0.8 | 67.6654 | 7.5943 | 89.029 | 0 | 12.1857 | 68.992 | 11.722 | 3.9073 | 12.2363 | 12.2363 | 3.2483 | 1.5239 | 4.7722 | 0 | 4.7722
2016-04-16 14:00 | 1.61 | 0 | 14.948 | 0 | 9.162 | 101.3018 | 22.5 | 32.0455 | 6.8871 | 0.68872 | 0 | 0 | 24.458 | 7.5875 | 6.8871 | 0 | 14.308 | 4.7693 | 13.9313 | 13.9313 | 3.5732 | 1.86 | 5.4332 | 0 | 5.4332
2016-04-16 15:00 | 1.45 | 0 | 7.726 | 0 | 8.724 | 108.6415 | 15 | 21.3636 | 4.5914 | 0.8 | 73.2924 | 8.2259 | 94.656 | 0 | 12.8172 | 66.909 | 16.232 | 5.4107 | 14.1347 | 14.1347 | 3.4024 | 2.1102 | 5.5125 | 0 | 5.5125
2016-04-16 16:00 | 1.18 | 0 | 7.5239 | 0 | 8.645 | 115.7892 | 14.9889 | 21.3478 | 4.588 | 0.8 | 74.9512 | 8.412 | 96.299 | 0 | 13 | 66.3 | 17.549 | 5.8497 | 14.4947 | 14.4947 | 3.3716 | 2.2814 | 5.6529 | 0 | 5.6529
2016-04-16 17:00 | 0.49 | 0 | 0 | 22.11 | 8.38 | 115.7892 | 30 | 42.7273 | 9.1827 | 0.8 | 23.1917 | 2.6029 | 65.919 | 0 | 11.7856 | 65.919 | 0 | 0 | 8.38 | 30.49 | 3.2682 | 0 | 3.2682 | 8.6229 | 11.8911
2016-04-16 18:00 | 0.1 | 0 | 21.353 | 0 | 8.747 | 136.0746 | 30 | 42.7273 | 9.1827 | 0.8 | 22.9747 | 2.5785 | 65.702 | 0 | 11.7613 | 65.702 | 0 | 0 | 8.747 | 8.747 | 3.4113 | 0 | 3.4113 | 0 | 3.4113
2016-04-16 19:00 | 0 | 0 | 16.569 | 0 | 13.431 | 151.8151 | 30 | 42.7273 | 9.1827 | 0.8 | 22.9687 | 2.5779 | 65.696 | 0 | 11.7606 | 65.696 | 0 | 0 | 13.431 | 13.431 | 5.2381 | 0 | 5.2381 | 0 | 5.2381
2016-04-16 20:00 | 0 | 17.917 | 0 | 0 | 17.917 | 132.9551 | 0 | 0 | 0 | 0 | 0 | 0 | 0 | 0 | 0 | 0 | 0 | 0 | 17.917 | 17.917 | 6.9876 | 0 | 6.9876 | 0 | 6.9876
2016-04-16 21:00 | 0 | 19.026 | 0 | 0 | 19.026 | 112.9277 | 0 | 0 | 0 | 0 | 0 | 0 | 0 | 0 | 0 | 0 | 0 | 0 | 19.026 | 19.026 | 7.4201 | 0 | 7.4201 | 0 | 7.4201
2016-04-16 22:00 | 0 | 18.983 | 0 | 0 | 18.983 | 92.9456 | 0 | 0 | 0 | 0 | 0 | 0 | 0 | 0 | 0 | 0 | 0 | 0 | 18.983 | 18.983 | 7.4034 | 0 | 7.4034 | 0 | 7.4034
2016-04-16 23:00 | 0 | 17.318 | 0 | 0 | 17.318 | 74.7162 | 0 | 0 | 0 | 0 | 0 | 0 | 0 | 0 | 0 | 0 | 0 | 0 | 17.318 | 17.318 | 6.754 | 0 | 6.754 | 0 | 6.754
2016-04-17 | 0 | 0.62649 | 0 | 0 | 13.896 | 74.0567 | 13.2695 | 18.899 | 4.0617 | 0.8 | 0 | 0 | 18.899 | 0 | 4.0617 | 0 | 11.056 | 3.6853 | 17.5813 | 17.5813 | 5.4194 | 1.4373 | 6.8567 | 0 | 6.8567
2016-04-17 01:00 | 0 | 0 | 0.55523 | 0 | 12.029 | 74.5842 | 12.5842 | 17.923 | 3.8519 | 0.8 | 0 | 0 | 17.923 | 0 | 3.8519 | 0 | 10.485 | 3.495 | 15.524 | 15.524 | 4.6913 | 1.3631 | 6.0544 | 0 | 6.0544
2016-04-17 02:00 | 0 | 0 | 0 | 0.60866 | 11.489 | 74.5842 | 12.0977 | 17.23 | 3.703 | 0.8 | 0 | 0 | 17.23 | 0 | 3.703 | 0 | 10.079 | 3.3597 | 14.8487 | 15.4573 | 4.4807 | 1.3103 | 5.791 | 0.23738 | 6.0284
2016-04-17 03:00 | 0 | 0 | 0.78149 | 0 | 11.293 | 75.3266 | 12.0745 | 17.197 | 3.6959 | 0.8 | 0 | 0 | 17.197 | 0 | 3.6959 | 0 | 10.06 | 3.3533 | 14.6463 | 14.6463 | 4.4043 | 1.3078 | 5.7121 | 0 | 5.7121
2016-04-17 04:00 | 0 | 0 | 1.6456 | 0 | 10.285 | 76.8899 | 11.9306 | 16.992 | 3.6518 | 0.8 | 0 | 0 | 16.992 | 0 | 3.6518 | 0 | 9.94 | 3.3133 | 13.5983 | 13.5983 | 4.0111 | 1.2922 | 5.3034 | 0 | 5.3034
2016-04-17 05:00 | 0 | 9.642 | 0 | 0 | 9.642 | 66.7404 | 0 | 0 | 0 | 0 | 0 | 0 | 0 | 0 | 0 | 0 | 0 | 0 | 9.642 | 9.642 | 3.7604 | 0 | 3.7604 | 0 | 3.7604
2016-04-17 06:00 | 0 | 9.362 | 0 | 0 | 9.362 | 56.8857 | 0 | 0 | 0 | 0 | 0 | 0 | 0 | 0 | 0 | 0 | 0 | 0 | 9.362 | 9.362 | 3.6512 | 0 | 3.6512 | 0 | 3.6512
2016-04-17 07:00 | 0.01 | 8.006 | 0 | 0 | 8.016 | 48.4583 | 0 | 0 | 0 | 0 | 0 | 0 | 0 | 0 | 0 | 0 | 0 | 0 | 8.016 | 8.016 | 3.1262 | 0 | 3.1262 | 0 | 3.1262
2016-04-17 08:00 | 0.14 | 7.208 | 0 | 0 | 7.348 | 40.8709 | 0 | 0 | 0 | 0 | 0 | 0 | 0 | 0 | 0 | 0 | 0 | 0 | 7.348 | 7.348 | 2.8657 | 0 | 2.8657 | 0 | 2.8657
2016-04-17 09:00 | 0.59 | 0 | 23.224 | 0 | 7.366 | 62.9337 | 30 | 42.7273 | 9.1827 | 0.8 | 28.3427 | 3.181 | 71.07 | 0 | 12.3637 | 71.07 | 0 | 0 | 7.366 | 7.366 | 2.8727 | 0 | 2.8727 | 0 | 2.8727
2016-04-17 10:00 | 0.9 | 0 | 0 | 23.601 | 7.299 | 62.9337 | 30 | 42.7273 | 9.1827 | 0.8 | 28.3167 | 3.1781 | 71.044 | 0 | 12.3608 | 71.044 | 0 | 0 | 7.299 | 30.9 | 2.8466 | 0 | 2.8466 | 9.2044 | 12.051
2016-04-17 11:00 | 1.14 | 0 | 23.587 | 0 | 7.553 | 85.3414 | 30 | 42.7273 | 9.1827 | 0.8 | 28.1897 | 3.1638 | 70.917 | 0 | 12.3466 | 70.917 | 0 | 0 | 7.553 | 7.553 | 2.9457 | 0 | 2.9457 | 0 | 2.9457
2016-04-17 12:00 | 1.17 | 0 | 0 | 16.7405 | 7.891 | 85.3414 | 23.4615 | 33.4148 | 7.1813 | 0.8 | 51.8442 | 5.8187 | 85.259 | 0 | 13 | 70.387 | 8.7 | 2.9 | 10.791 | 27.5315 | 3.0775 | 1.131 | 4.2085 | 6.5288 | 10.7373
2016-04-17 13:00 | 1.25 | 0 | 0 | 8.014 | 8.236 | 85.3414 | 15 | 21.3636 | 4.5914 | 0.8 | 66.6424 | 7.4795 | 88.006 | 0 | 12.0709 | 69.37 | 10.902 | 3.634 | 11.87 | 19.884 | 3.212 | 1.4173 | 4.6293 | 3.1255 | 7.7548
2016-04-17 14:00 | 1.25 | 0 | 7.177 | 0 | 9.073 | 92.1595 | 15 | 21.3636 | 4.5914 | 0.8 | 1.4824 | 0.16637 | 22.846 | 0 | 4.7577 | 0 | 13.365 | 4.455 | 13.528 | 13.528 | 3.5385 | 1.7374 | 5.2759 | 0 | 5.2759
2016-04-17 15:00 | 1.43 | 0 | 0 | 7.441 | 8.989 | 92.1595 | 15 | 21.3636 | 4.5914 | 0.8 | 72.3674 | 8.122 | 93.731 | 0 | 12.7134 | 67.251 | 15.491 | 5.1637 | 14.1527 | 21.5937 | 3.5057 | 2.0138 | 5.5195 | 2.902 | 8.4215
2016-04-17 16:00 | 1.2 | 0 | 0 | 7.325 | 8.875 | 92.1595 | 15 | 21.3636 | 4.5914 | 0.8 | 74.4934 | 8.3606 | 95.857 | 0 | 12.952 | 66.464 | 17.195 | 5.7317 | 14.6067 | 21.9317 | 3.4613 | 2.2353 | 5.6966 | 2.8567 | 8.5534
2016-04-17 17:00 | 0.49 | 0 | 22.03 | 0 | 8.46 | 113.088 | 30 | 42.7273 | 9.1827 | 0.8 | 23.2217 | 2.6063 | 65.949 | 0 | 11.789 | 65.949 | 0 | 0 | 8.46 | 8.46 | 3.2994 | 0 | 3.2994 | 0 | 3.2994
2016-04-17 18:00 | 0.1 | 0 | 21.05 | 0 | 9.05 | 133.0855 | 30 | 42.7273 | 9.1827 | 0.8 | 22.9877 | 2.58 | 65.715 | 0 | 11.7627 | 65.715 | 0 | 0 | 9.05 | 9.05 | 3.5295 | 0 | 3.5295 | 0 | 3.5295
2016-04-17 19:00 | 0 | 0 | 4.61 | 11.611 | 13.779 | 137.465 | 30 | 42.7273 | 9.1827 | 0.8 | 23.0497 | 2.587 | 65.777 | 0 | 11.7697 | 65.777 | 0 | 0 | 13.779 | 25.39 | 5.3738 | 0 | 5.3738 | 4.5283 | 9.9021
2016-04-17 20:00 | 0 | 18.443 | 0 | 0 | 18.443 | 118.0513 | 0 | 0 | 0 | 0 | 0 | 0 | 0 | 0 | 0 | 0 | 0 | 0 | 18.443 | 18.443 | 7.1928 | 0 | 7.1928 | 0 | 7.1928
2016-04-17 21:00 | 0 | 19.385 | 0 | 0 | 19.385 | 97.6461 | 0 | 0 | 0 | 0 | 0 | 0 | 0 | 0 | 0 | 0 | 0 | 0 | 19.385 | 19.385 | 7.5602 | 0 | 7.5602 | 0 | 7.5602
2016-04-17 22:00 | 0 | 18.3 | 0 | 0 | 18.3 | 78.3829 | 0 | 0 | 0 | 0 | 0 | 0 | 0 | 0 | 0 | 0 | 0 | 0 | 18.3 | 18.3 | 7.137 | 0 | 7.137 | 0 | 7.137
2016-04-17 23:00 | 0 | 15.562 | 0 | 0 | 15.562 | 62.0019 | 0 | 0 | 0 | 0 | 0 | 0 | 0 | 0 | 0 | 0 | 0 | 0 | 15.562 | 15.562 | 6.0692 | 0 | 6.0692 | 0 | 6.0692
2016-04-18 | 0 | 0 | 0 | 0.4114 | 13.384 | 62.0019 | 13.7954 | 19.648 | 4.2227 | 0.8 | 0 | 0 | 19.648 | 0 | 4.2227 | 0 | 11.494 | 3.8313 | 17.2153 | 17.6267 | 5.2198 | 1.4942 | 6.714 | 0.16045 | 6.8744
2016-04-18 01:00 | 0 | 0 | 1.3174 | 0 | 11.811 | 63.2534 | 13.1284 | 18.698 | 4.0185 | 0.8 | 0 | 0 | 18.698 | 0 | 4.0185 | 0 | 10.938 | 3.646 | 15.457 | 15.457 | 4.6063 | 1.4219 | 6.0282 | 0 | 6.0282
2016-04-18 02:00 | 0 | 0 | 1.4269 | 0 | 10.906 | 64.6089 | 12.3329 | 17.565 | 3.775 | 0.8 | 0 | 0 | 17.565 | 0 | 3.775 | 0 | 10.276 | 3.4253 | 14.3313 | 14.3313 | 4.2533 | 1.3359 | 5.5892 | 0 | 5.5892
2016-04-18 03:00 | 0 | 0 | 1.1352 | 0 | 10.393 | 65.6874 | 11.5282 | 16.419 | 3.5287 | 0.8 | 0 | 0 | 16.419 | 0 | 3.5287 | 0 | 9.605 | 3.2017 | 13.5947 | 13.5947 | 4.0533 | 1.2487 | 5.3019 | 0 | 5.3019
2016-04-18 04:00 | 0 | 0 | 0.82202 | 0 | 10.009 | 66.4683 | 10.831 | 15.426 | 3.3153 | 0.8 | 0 | 0 | 15.426 | 0 | 3.3153 | 0 | 9.024 | 3.008 | 13.017 | 13.017 | 3.9035 | 1.1731 | 5.0766 | 0 | 5.0766
2016-04-18 05:00 | 0 | 9.512 | 0 | 0 | 9.512 | 56.4557 | 0 | 0 | 0 | 0 | 0 | 0 | 0 | 0 | 0 | 0 | 0 | 0 | 9.512 | 9.512 | 3.7097 | 0 | 3.7097 | 0 | 3.7097
2016-04-18 06:00 | 0 | 9.541 | 0 | 0 | 9.541 | 46.4125 | 0 | 0 | 0 | 0 | 0 | 0 | 0 | 0 | 0 | 0 | 0 | 0 | 9.541 | 9.541 | 3.721 | 0 | 3.721 | 0 | 3.721
2016-04-18 07:00 | 0.01 | 7.988 | 0 | 0 | 7.998 | 38.0041 | 0 | 0 | 0 | 0 | 0 | 0 | 0 | 0 | 0 | 0 | 0 | 0 | 7.998 | 7.998 | 3.1192 | 0 | 3.1192 | 0 | 3.1192
2016-04-18 08:00 | 0.14 | 7.259 | 0 | 0 | 7.399 | 30.363 | 0 | 0 | 0 | 0 | 0 | 0 | 0 | 0 | 0 | 0 | 0 | 0 | 7.399 | 7.399 | 2.8856 | 0 | 2.8856 | 0 | 2.8856
2016-04-18 09:00 | 0.72 | 0 | 23.638 | 0 | 7.082 | 52.8191 | 30 | 42.7273 | 9.1827 | 0.8 | 28.9987 | 3.2546 | 71.726 | 0 | 12.4374 | 71.726 | 0 | 0 | 7.082 | 7.082 | 2.762 | 0 | 2.762 | 0 | 2.762
2016-04-18 10:00 | 1.11 | 0 | 0 | 24.082 | 7.028 | 52.8191 | 30 | 42.7273 | 9.1827 | 0.8 | 29.0467 | 3.26 | 71.774 | 0 | 12.4428 | 71.774 | 0 | 0 | 7.028 | 31.11 | 2.7409 | 0 | 2.7409 | 9.392 | 12.1329
2016-04-18 11:00 | 1.46 | 0 | 24.065 | 0 | 7.395 | 75.6809 | 30 | 42.7273 | 9.1827 | 0.8 | 28.9957 | 3.2543 | 71.723 | 0 | 12.437 | 71.723 | 0 | 0 | 7.395 | 7.395 | 2.884 | 0 | 2.884 | 0 | 2.884
2016-04-18 12:00 | 1.5 | 0 | 18.2585 | 0 | 8.079 | 93.0264 | 24.8375 | 35.3746 | 7.6025 | 0.8 | 48.0914 | 5.3975 | 83.466 | 0 | 13 | 71.051 | 7.263 | 2.421 | 10.5 | 10.5 | 3.1508 | 0.94419 | 4.095 | 0 | 4.095
2016-04-18 13:00 | 1.45 | 0 | 5.3908 | 2.5462 | 8.513 | 98.1477 | 15 | 21.3636 | 4.5914 | 0.8 | 65.3814 | 7.338 | 86.745 | 0 | 11.9293 | 69.837 | 9.891 | 3.297 | 11.81 | 14.3562 | 3.3201 | 1.2858 | 4.6059 | 0.99301 | 5.5989
2016-04-18 14:00 | 1.54 | 0 | 7.619 | 0 | 8.921 | 105.3858 | 15 | 21.3636 | 4.5914 | 0.8 | 0.16236 | 0.018223 | 21.526 | 0 | 4.6096 | 0 | 12.592 | 4.1973 | 13.1183 | 13.1183 | 3.4792 | 1.637 | 5.1162 | 0 | 5.1162
2016-04-18 15:00 | 1.27 | 0 | 6.867 | 0 | 9.403 | 111.9094 | 15 | 21.3636 | 4.5914 | 0.8 | 71.1184 | 7.9819 | 92.482 | 0 | 12.5732 | 67.713 | 14.489 | 4.8297 | 14.2327 | 14.2327 | 3.6672 | 1.8836 | 5.5507 | 0 | 5.5507
2016-04-18 16:00 | 1.13 | 0 | 0 | 6.694 | 9.436 | 111.9094 | 15 | 21.3636 | 4.5914 | 0.8 | 73.1784 | 8.2131 | 94.542 | 0 | 12.8044 | 66.951 | 16.141 | 5.3803 | 14.8163 | 21.5103 | 3.68 | 2.0983 | 5.7784 | 2.6107 | 8.389
2016-04-18 17:00 | 0.27 | 0 | 21.292 | 0 | 8.978 | 132.1368 | 30 | 42.7273 | 9.1827 | 0.8 | 23.8207 | 2.6735 | 66.548 | 0 | 11.8562 | 66.548 | 0 | 0 | 8.978 | 8.978 | 3.5014 | 0 | 3.5014 | 0 | 3.5014
2016-04-18 18:00 | 0.09 | 0 | 20.714 | 0 | 9.376 | 151.8151 | 30 | 42.7273 | 9.1827 | 0.8 | 23.5767 | 2.6461 | 66.304 | 0 | 11.8288 | 66.304 | 0 | 0 | 9.376 | 9.376 | 3.6566 | 0 | 3.6566 | 0 | 3.6566
2016-04-18 19:00 | 0 | 0 | 0 | 15.04 | 14.96 | 151.8151 | 30 | 42.7273 | 9.1827 | 0.8 | 23.6107 | 2.6499 | 66.338 | 0 | 11.8326 | 66.338 | 0 | 0 | 14.96 | 30 | 5.8344 | 0 | 5.8344 | 5.8656 | 11.7
2016-04-18 20:00 | 0 | 19.707 | 0 | 0 | 19.707 | 131.0709 | 0 | 0 | 0 | 0 | 0 | 0 | 0 | 0 | 0 | 0 | 0 | 0 | 19.707 | 19.707 | 7.6857 | 0 | 7.6857 | 0 | 7.6857
2016-04-18 21:00 | 0 | 20.27 | 0 | 0 | 20.27 | 109.7341 | 0 | 0 | 0 | 0 | 0 | 0 | 0 | 0 | 0 | 0 | 0 | 0 | 20.27 | 20.27 | 7.9053 | 0 | 7.9053 | 0 | 7.9053
2016-04-18 22:00 | 0 | 18.876 | 0 | 0 | 18.876 | 89.8646 | 0 | 0 | 0 | 0 | 0 | 0 | 0 | 0 | 0 | 0 | 0 | 0 | 18.876 | 18.876 | 7.3616 | 0 | 7.3616 | 0 | 7.3616
2016-04-18 23:00 | 0 | 15.726 | 0 | 0 | 15.726 | 73.3109 | 0 | 0 | 0 | 0 | 0 | 0 | 0 | 0 | 0 | 0 | 0 | 0 | 15.726 | 15.726 | 6.1331 | 0 | 6.1331 | 0 | 6.1331
2016-04-19 | 0 | 1.0891 | 0 | 0 | 12.974 | 72.1645 | 11.8849 | 16.927 | 3.6379 | 0.8 | 0 | 0 | 16.927 | 0 | 3.6379 | 0 | 9.902 | 3.3007 | 16.2747 | 16.2747 | 5.0599 | 1.2873 | 6.3471 | 0 | 6.3471
2016-04-19 01:00 | 0 | 0.18817 | 0 | 0 | 11.451 | 71.9664 | 11.2628 | 16.041 | 3.4475 | 0.8 | 0 | 0 | 16.041 | 0 | 3.4475 | 0 | 9.384 | 3.128 | 14.579 | 14.579 | 4.4659 | 1.2199 | 5.6858 | 0 | 5.6858
2016-04-19 02:00 | 0 | 0 | 0.065085 | 0 | 10.556 | 72.0283 | 10.6211 | 15.127 | 3.251 | 0.8 | 0 | 0 | 15.127 | 0 | 3.251 | 0 | 8.849 | 2.9497 | 13.5057 | 13.5057 | 4.1168 | 1.1504 | 5.2672 | 0 | 5.2672
2016-04-19 03:00 | 0 | 0.42372 | 0 | 0 | 10.415 | 71.5822 | 9.9913 | 14.23 | 3.0582 | 0.8 | 0 | 0 | 14.23 | 0 | 3.0582 | 0 | 8.325 | 2.775 | 13.19 | 13.19 | 4.0618 | 1.0822 | 5.1441 | 0 | 5.1441
2016-04-19 04:00 | 0 | 0.62777 | 0 | 0 | 10.011 | 70.9214 | 9.3832 | 13.364 | 2.8721 | 0.8 | 0 | 0 | 13.364 | 0 | 2.8721 | 0 | 7.818 | 2.606 | 12.617 | 12.617 | 3.9043 | 1.0163 | 4.9206 | 0 | 4.9206
2016-04-19 05:00 | 0 | 10.081 | 0 | 0 | 10.081 | 60.3098 | 0 | 0 | 0 | 0 | 0 | 0 | 0 | 0 | 0 | 0 | 0 | 0 | 10.081 | 10.081 | 3.9316 | 0 | 3.9316 | 0 | 3.9316
2016-04-19 06:00 | 0 | 10.03 | 0 | 0 | 10.03 | 49.752 | 0 | 0 | 0 | 0 | 0 | 0 | 0 | 0 | 0 | 0 | 0 | 0 | 10.03 | 10.03 | 3.9117 | 0 | 3.9117 | 0 | 3.9117
2016-04-19 07:00 | 0.01 | 8.39 | 0 | 0 | 8.4 | 40.9204 | 0 | 0 | 0 | 0 | 0 | 0 | 0 | 0 | 0 | 0 | 0 | 0 | 8.4 | 8.4 | 3.276 | 0 | 3.276 | 0 | 3.276
2016-04-19 08:00 | 0.15 | 7.54 | 0 | 0 | 7.69 | 32.9835 | 0 | 0 | 0 | 0 | 0 | 0 | 0 | 0 | 0 | 0 | 0 | 0 | 7.69 | 7.69 | 2.9991 | 0 | 2.9991 | 0 | 2.9991
2016-04-19 09:00 | 0.66 | 0 | 0 | 23.42 | 7.24 | 32.9835 | 30 | 42.7273 | 9.1827 | 0.8 | 28.1377 | 3.158 | 70.865 | 0 | 12.3407 | 70.865 | 0 | 0 | 7.24 | 30.66 | 2.8236 | 0 | 2.8236 | 9.1338 | 11.9574
2016-04-19 10:00 | 1 | 0 | 1.5848 | 22.0192 | 7.396 | 34.4891 | 30 | 42.7273 | 9.1827 | 0.8 | 28.0977 | 3.1535 | 70.825 | 0 | 12.3362 | 70.825 | 0 | 0 | 7.396 | 29.4152 | 2.8844 | 0 | 2.8844 | 8.5875 | 11.4719
2016-04-19 11:00 | 1.42 | 0 | 23.225 | 0 | 8.195 | 56.5528 | 30 | 42.7273 | 9.1827 | 0.8 | 27.8157 | 3.1219 | 70.543 | 0 | 12.3046 | 70.543 | 0 | 0 | 8.195 | 8.195 | 3.1961 | 0 | 3.1961 | 0 | 3.1961
2016-04-19 12:00 | 1.68 | 0 | 15.8064 | 0 | 8.385 | 71.5689 | 22.5114 | 32.0617 | 6.8905 | 0.8 | 54.4353 | 6.1095 | 86.497 | 0 | 13 | 69.929 | 9.693 | 3.231 | 11.616 | 11.616 | 3.2702 | 1.2601 | 4.5302 | 0 | 4.5302
2016-04-19 13:00 | 1.64 | 0 | 7.9 | 0 | 8.74 | 79.0739 | 15 | 21.3636 | 4.5914 | 0.8 | 66.3444 | 7.4461 | 87.708 | 0 | 12.0374 | 69.48 | 10.663 | 3.5543 | 12.2943 | 12.2943 | 3.4086 | 1.3862 | 4.7948 | 0 | 4.7948
2016-04-19 14:00 | 1.59 | 0 | 6.1476 | 0 | 9.452 | 84.9141 | 14.0096 | 19.953 | 4.2882 | 0.8 | 0 | 0 | 19.953 | 0 | 4.2882 | 0 | 11.672 | 3.8907 | 13.3427 | 13.3427 | 3.6863 | 1.5174 | 5.2036 | 0 | 5.2036
2016-04-19 15:00 | 1.41 | 0 | 6.98 | 0 | 9.43 | 91.5451 | 15 | 21.3636 | 4.5914 | 0.8 | 68.2164 | 7.6562 | 89.58 | 0 | 12.2475 | 68.788 | 12.164 | 4.0547 | 13.4847 | 13.4847 | 3.6777 | 1.5813 | 5.259 | 0 | 5.259
2016-04-19 16:00 | 1.17 | 0 | 6.972 | 0 | 9.198 | 98.1685 | 15 | 21.3636 | 4.5914 | 0.8 | 68.5144 | 7.6896 | 89.878 | 0 | 12.281 | 68.677 | 12.402 | 4.134 | 13.332 | 13.332 | 3.5872 | 1.6123 | 5.1995 | 0 | 5.1995
2016-04-19 17:00 | 0.27 | 0 | 21.138 | 0 | 9.132 | 118.2496 | 30 | 42.7273 | 9.1827 | 0.8 | 25.8007 | 2.8957 | 68.528 | 0 | 12.0784 | 68.528 | 0 | 0 | 9.132 | 9.132 | 3.5615 | 0 | 3.5615 | 0 | 3.5615
2016-04-19 18:00 | 0.05 | 0 | 20.012 | 0 | 10.038 | 137.261 | 30 | 42.7273 | 9.1827 | 0.8 | 25.5267 | 2.865 | 68.254 | 0 | 12.0477 | 68.254 | 0 | 0 | 10.038 | 10.038 | 3.9148 | 0 | 3.9148 | 0 | 3.9148
2016-04-19 19:00 | 0 | 0 | 15.007 | 0 | 14.993 | 151.5176 | 30 | 42.7273 | 9.1827 | 0.8 | 25.1507 | 2.8228 | 67.878 | 0 | 12.0055 | 67.878 | 0 | 0 | 14.993 | 14.993 | 5.8473 | 0 | 5.8473 | 0 | 5.8473
2016-04-19 20:00 | 0 | 18.493 | 0 | 0 | 18.493 | 132.0513 | 0 | 0 | 0 | 0 | 0 | 0 | 0 | 0 | 0 | 0 | 0 | 0 | 18.493 | 18.493 | 7.2123 | 0 | 7.2123 | 0 | 7.2123
2016-04-19 21:00 | 0 | 19.094 | 0 | 0 | 19.094 | 111.9524 | 0 | 0 | 0 | 0 | 0 | 0 | 0 | 0 | 0 | 0 | 0 | 0 | 19.094 | 19.094 | 7.4467 | 0 | 7.4467 | 0 | 7.4467
2016-04-19 22:00 | 0 | 18.067 | 0 | 0 | 18.067 | 92.9345 | 0 | 0 | 0 | 0 | 0 | 0 | 0 | 0 | 0 | 0 | 0 | 0 | 18.067 | 18.067 | 7.0461 | 0 | 7.0461 | 0 | 7.0461
2016-04-19 23:00 | 0 | 15.551 | 0 | 0 | 15.551 | 76.565 | 0 | 0 | 0 | 0 | 0 | 0 | 0 | 0 | 0 | 0 | 0 | 0 | 15.551 | 15.551 | 6.0649 | 0 | 6.0649 | 0 | 6.0649
2016-04-20 | 0 | 1.8822 | 0 | 0 | 12.603 | 74.5837 | 10.7208 | 15.269 | 3.2815 | 0.8 | 0 | 0 | 15.269 | 0 | 3.2815 | 0 | 8.933 | 2.9777 | 15.5807 | 15.5807 | 4.9152 | 1.1613 | 6.0765 | 0 | 6.0765
2016-04-20 01:00 | 0 | 1.4936 | 0 | 0 | 11.574 | 73.0116 | 10.0804 | 14.357 | 3.0855 | 0.8 | 0 | 0 | 14.357 | 0 | 3.0855 | 0 | 8.399 | 2.7997 | 14.3737 | 14.3737 | 4.5139 | 1.0919 | 5.6057 | 0 | 5.6057
2016-04-20 02:00 | 0 | 1.7758 | 0 | 0 | 11.258 | 71.1423 | 9.4822 | 13.505 | 2.9024 | 0.8 | 0 | 0 | 13.505 | 0 | 2.9024 | 0 | 7.901 | 2.6337 | 13.8917 | 13.8917 | 4.3906 | 1.0271 | 5.4177 | 0 | 5.4177
2016-04-20 03:00 | 0 | 1.4027 | 0 | 0 | 10.43 | 69.6658 | 9.0273 | 12.857 | 2.7632 | 0.8 | 0 | 0 | 12.857 | 0 | 2.7632 | 0 | 7.521 | 2.507 | 12.937 | 12.937 | 4.0677 | 0.97773 | 5.0454 | 0 | 5.0454
2016-04-20 04:00 | 0 | 1.8326 | 0 | 0 | 10.513 | 67.7367 | 8.6804 | 12.363 | 2.657 | 0.8 | 0 | 0 | 12.363 | 0 | 2.657 | 0 | 7.232 | 2.4107 | 12.9237 | 12.9237 | 4.1001 | 0.94016 | 5.0402 | 0 | 5.0402
2016-04-20 05:00 | 0 | 10.136 | 0 | 0 | 10.136 | 57.0672 | 0 | 0 | 0 | 0 | 0 | 0 | 0 | 0 | 0 | 0 | 0 | 0 | 10.136 | 10.136 | 3.953 | 0 | 3.953 | 0 | 3.953
2016-04-20 06:00 | 0 | 9.47 | 0 | 0 | 9.47 | 47.0988 | 0 | 0 | 0 | 0 | 0 | 0 | 0 | 0 | 0 | 0 | 0 | 0 | 9.47 | 9.47 | 3.6933 | 0 | 3.6933 | 0 | 3.6933
2016-04-20 07:00 | 0.01 | 8.275 | 0 | 0 | 8.285 | 38.3883 | 0 | 0 | 0 | 0 | 0 | 0 | 0 | 0 | 0 | 0 | 0 | 0 | 8.285 | 8.285 | 3.2311 | 0 | 3.2311 | 0 | 3.2311
2016-04-20 08:00 | 0.14 | 7.624 | 0 | 0 | 7.764 | 30.363 | 0 | 0 | 0 | 0 | 0 | 0 | 0 | 0 | 0 | 0 | 0 | 0 | 7.764 | 7.764 | 3.028 | 0 | 3.028 | 0 | 3.028
2016-04-20 09:00 | 0.54 | 0 | 19.8104 | 3.3366 | 7.393 | 49.1829 | 30 | 42.7273 | 9.1827 | 0.8 | 28.8267 | 3.2353 | 71.554 | 0 | 12.4181 | 71.554 | 0 | 0 | 7.393 | 10.7296 | 2.8833 | 0 | 2.8833 | 1.3013 | 4.1846
2016-04-20 10:00 | 0.81 | 0 | 23.445 | 0 | 7.365 | 71.4556 | 30 | 42.7273 | 9.1827 | 0.8 | 28.8227 | 3.2349 | 71.55 | 0 | 12.4176 | 71.55 | 0 | 0 | 7.365 | 7.365 | 2.8723 | 0 | 2.8723 | 0 | 2.8723
2016-04-20 11:00 | 0.89 | 0 | 0 | 23.408 | 7.482 | 71.4556 | 30 | 42.7273 | 9.1827 | 0.8 | 28.7487 | 3.2266 | 71.476 | 0 | 12.4093 | 71.476 | 0 | 0 | 7.482 | 30.89 | 2.918 | 0 | 2.918 | 9.1291 | 12.0471
2016-04-20 12:00 | 0.88 | 0 | 17.4829 | 0 | 8.078 | 88.0644 | 24.6809 | 35.1516 | 7.5546 | 0.8 | 48.5184 | 5.4454 | 83.67 | 0 | 13 | 70.975 | 7.426 | 2.4753 | 10.5533 | 10.5533 | 3.1504 | 0.96538 | 4.1158 | 0 | 4.1158
2016-04-20 13:00 | 0.91 | 0 | 0 | 16.1639 | 8.127 | 88.0644 | 23.3809 | 33.3 | 7.1567 | 0.8 | 52.064 | 5.8433 | 85.364 | 0 | 13 | 70.348 | 8.785 | 2.9283 | 11.0553 | 27.2192 | 3.1695 | 1.1421 | 4.3116 | 6.3039 | 10.6155
2016-04-20 14:00 | 0.86 | 0 | 0 | 4.5324 | 8.987 | 88.0644 | 12.6594 | 18.03 | 3.8749 | 0.8 | 0 | 0 | 18.03 | 0 | 3.8749 | 0 | 10.548 | 3.516 | 12.503 | 17.0354 | 3.5049 | 1.3712 | 4.8762 | 1.7676 | 6.6438
2016-04-20 15:00 | 0.76 | 0 | 6.219 | 0 | 9.541 | 93.9725 | 15 | 21.3636 | 4.5914 | 0.8 | 68.3584 | 7.6721 | 89.722 | 0 | 12.2635 | 68.735 | 12.277 | 4.0923 | 13.6333 | 13.6333 | 3.721 | 1.596 | 5.317 | 0 | 5.317
2016-04-20 16:00 | 0.73 | 0 | 5.949 | 0 | 9.781 | 99.624 | 15 | 21.3636 | 4.5914 | 0.8 | 69.9414 | 7.8498 | 91.305 | 0 | 12.4411 | 68.149 | 13.546 | 4.5153 | 14.2963 | 14.2963 | 3.8146 | 1.761 | 5.5756 | 0 | 5.5756
2016-04-20 17:00 | 0.24 | 0 | 20.473 | 0 | 9.767 | 119.0734 | 30 | 42.7273 | 9.1827 | 0.8 | 25.1257 | 2.8199 | 67.853 | 0 | 12.0027 | 67.853 | 0 | 0 | 9.767 | 9.767 | 3.8091 | 0 | 3.8091 | 0 | 3.8091
2016-04-20 18:00 | 0.06 | 0 | 20.08 | 0 | 9.98 | 138.1494 | 30 | 42.7273 | 9.1827 | 0.8 | 25.0537 | 2.8119 | 67.781 | 0 | 11.9946 | 67.781 | 0 | 0 | 9.98 | 9.98 | 3.8922 | 0 | 3.8922 | 0 | 3.8922
2016-04-20 19:00 | 0 | 0 | 14.385 | 0 | 15.615 | 151.8151 | 30 | 42.7273 | 9.1827 | 0.8 | 25.2017 | 2.8285 | 67.929 | 0 | 12.0112 | 67.929 | 0 | 0 | 15.615 | 15.615 | 6.0899 | 0 | 6.0899 | 0 | 6.0899
2016-04-20 20:00 | 0 | 19.145 | 0 | 0 | 19.145 | 131.6625 | 0 | 0 | 0 | 0 | 0 | 0 | 0 | 0 | 0 | 0 | 0 | 0 | 19.145 | 19.145 | 7.4665 | 0 | 7.4665 | 0 | 7.4665
2016-04-20 21:00 | 0 | 20.019 | 0 | 0 | 20.019 | 110.5899 | 0 | 0 | 0 | 0 | 0 | 0 | 0 | 0 | 0 | 0 | 0 | 0 | 20.019 | 20.019 | 7.8074 | 0 | 7.8074 | 0 | 7.8074
2016-04-20 22:00 | 0 | 18.044 | 0 | 0 | 18.044 | 91.5962 | 0 | 0 | 0 | 0 | 0 | 0 | 0 | 0 | 0 | 0 | 0 | 0 | 18.044 | 18.044 | 7.0372 | 0 | 7.0372 | 0 | 7.0372
2016-04-20 23:00 | 0 | 15.443 | 0 | 0 | 15.443 | 75.3404 | 0 | 0 | 0 | 0 | 0 | 0 | 0 | 0 | 0 | 0 | 0 | 0 | 15.443 | 15.443 | 6.0228 | 0 | 6.0228 | 0 | 6.0228
2016-04-21 | 0 | 0 | 0 | 0 | 13.074 | 75.3404 | 13.074 | 18.6205 | 4.0018 | 0.69592 | 0 | 0 | 14.497 | 4.1235 | 4.0018 | 0 | 8.481 | 2.827 | 15.901 | 15.901 | 5.0989 | 1.1025 | 6.2014 | 0 | 6.2014
2016-04-21 01:00 | 0 | 0 | 0 | 0 | 11.49 | 75.3404 | 11.49 | 16.3645 | 3.517 | 0.70636 | 0 | 0 | 13.104 | 3.2605 | 3.517 | 0 | 7.666 | 2.5553 | 14.0453 | 14.0453 | 4.4811 | 0.99658 | 5.4777 | 0 | 5.4777
2016-04-21 02:00 | 0 | 2.5995 | 0 | 0 | 11.223 | 72.6041 | 8.6235 | 12.282 | 2.6396 | 0.8 | 0 | 0 | 12.282 | 0 | 2.6396 | 0 | 7.185 | 2.395 | 13.618 | 13.618 | 4.377 | 0.93405 | 5.311 | 0 | 5.311
2016-04-21 03:00 | 0 | 2.427 | 0 | 0 | 10.875 | 70.0494 | 8.448 | 12.032 | 2.5859 | 0.8 | 0 | 0 | 12.032 | 1.7764e-15 | 2.5859 | 0 | 7.039 | 2.3463 | 13.2213 | 13.2213 | 4.2412 | 0.91507 | 5.1563 | 0 | 5.1563
2016-04-21 04:00 | 0 | 0.15802 | 0 | 0 | 10.546 | 69.883 | 10.388 | 14.795 | 3.1797 | 0.70413 | 0 | 0 | 11.777 | 3.018 | 3.1797 | 0 | 6.89 | 2.2967 | 12.8427 | 12.8427 | 4.1129 | 0.8957 | 5.0086 | 0 | 5.0086
2016-04-21 05:00 | 0 | 10.422 | 0 | 0 | 10.422 | 58.9125 | 0 | 0 | 0 | 0 | 0 | 0 | 0 | 0 | 0 | 0 | 0 | 0 | 10.422 | 10.422 | 4.0646 | 0 | 4.0646 | 0 | 4.0646
2016-04-21 06:00 | 0 | 10.421 | 0 | 0 | 10.421 | 47.943 | 0 | 0 | 0 | 0 | 0 | 0 | 0 | 0 | 0 | 0 | 0 | 0 | 10.421 | 10.421 | 4.0642 | 0 | 4.0642 | 0 | 4.0642
2016-04-21 07:00 | 0.01 | 9.017 | 0 | 0 | 9.027 | 38.4514 | 0 | 0 | 0 | 0 | 0 | 0 | 0 | 0 | 0 | 0 | 0 | 0 | 9.027 | 9.027 | 3.5205 | 0 | 3.5205 | 0 | 3.5205
2016-04-21 08:00 | 0.14 | 7.684 | 0 | 0 | 7.824 | 30.363 | 0 | 0 | 0 | 0 | 0 | 0 | 0 | 0 | 0 | 0 | 0 | 0 | 7.824 | 7.824 | 3.0514 | 0 | 3.0514 | 0 | 3.0514
2016-04-21 09:00 | 0.55 | 0 | 23.219 | 0 | 7.331 | 52.4211 | 30 | 42.7273 | 9.1827 | 0.8 | 29.3467 | 3.2937 | 72.074 | 0 | 12.4764 | 72.074 | 0 | 0 | 7.331 | 7.331 | 2.8591 | 0 | 2.8591 | 0 | 2.8591
2016-04-21 10:00 | 0.85 | 0 | 23.288 | 0 | 7.562 | 74.5447 | 30 | 42.7273 | 9.1827 | 0.8 | 29.4747 | 3.3081 | 72.202 | 0 | 12.4908 | 72.202 | 0 | 0 | 7.562 | 7.562 | 2.9492 | 0 | 2.9492 | 0 | 2.9492
2016-04-21 11:00 | 1.45 | 0 | 23.739 | 0 | 7.711 | 97.0967 | 30 | 42.7273 | 9.1827 | 0.8 | 29.3797 | 3.2974 | 72.107 | 0 | 12.4801 | 72.107 | 0 | 0 | 7.711 | 7.711 | 3.0073 | 0 | 3.0073 | 0 | 3.0073
2016-04-21 12:00 | 1.57 | 0 | 20.1572 | 0 | 7.766 | 116.2461 | 26.3532 | 37.5333 | 8.0665 | 0.8 | 43.9577 | 4.9335 | 81.491 | 0 | 13 | 71.782 | 5.68 | 1.8933 | 9.6593 | 9.6593 | 3.0287 | 0.7384 | 3.7671 | 0 | 3.7671
2016-04-21 13:00 | 1.63 | 0 | 0 | 19.2349 | 7.736 | 116.2461 | 25.3409 | 36.0916 | 7.7566 | 0.8 | 46.7184 | 5.2434 | 82.81 | 0 | 13 | 71.294 | 6.737 | 2.2457 | 9.9817 | 29.2166 | 3.017 | 0.87581 | 3.8929 | 7.5016 | 11.3945
2016-04-21 14:00 | 1.62 | 0 | 3.3659 | 0 | 8.793 | 119.4437 | 10.5389 | 15.01 | 3.2259 | 0.8 | 0 | 0 | 15.01 | 1.7764e-15 | 3.2259 | 0 | 8.781 | 2.927 | 11.72 | 11.72 | 3.4293 | 1.1415 | 4.5708 | 0 | 4.5708
2016-04-21 15:00 | 1.11 | 0 | 7.434 | 0 | 8.676 | 126.506 | 15 | 21.3636 | 4.5914 | 0.8 | 66.9184 | 7.5105 | 88.282 | 0 | 12.1018 | 69.268 | 11.124 | 3.708 | 12.384 | 12.384 | 3.3836 | 1.4461 | 4.8298 | 0 | 4.8298
2016-04-21 16:00 | 0.68 | 0 | 6.773 | 0 | 8.907 | 132.9403 | 15 | 21.3636 | 4.5914 | 0.8 | 69.0654 | 7.7514 | 90.429 | 0 | 12.3428 | 68.473 | 12.844 | 4.2813 | 13.1883 | 13.1883 | 3.4737 | 1.6697 | 5.1434 | 0 | 5.1434
2016-04-21 17:00 | 0.12 | 0 | 19.8682 | 1.5078 | 8.744 | 151.8151 | 30 | 42.7273 | 9.1827 | 0.8 | 25.2947 | 2.8389 | 68.022 | 0 | 12.0217 | 68.022 | 0 | 0 | 8.744 | 10.2518 | 3.4102 | 0 | 3.4102 | 0.58805 | 3.9982
2016-04-21 18:00 | 0.03 | 0 | 0 | 21.034 | 8.996 | 151.8151 | 30 | 42.7273 | 9.1827 | 0.8 | 25.1417 | 2.8217 | 67.869 | 0 | 12.0045 | 67.869 | 0 | 0 | 8.996 | 30.03 | 3.5084 | 0 | 3.5084 | 8.2033 | 11.7117
2016-04-21 19:00 | 0 | 0 | 0 | 15.764 | 14.236 | 151.8151 | 30 | 42.7273 | 9.1827 | 0.8 | 25.2537 | 2.8343 | 67.981 | 0 | 12.017 | 67.981 | 0 | 0 | 14.236 | 30 | 5.552 | 0 | 5.552 | 6.148 | 11.7
2016-04-21 20:00 | 0 | 18.396 | 0 | 0 | 18.396 | 132.4509 | 0 | 0 | 0 | 0 | 0 | 0 | 0 | 0 | 0 | 0 | 0 | 0 | 18.396 | 18.396 | 7.1744 | 0 | 7.1744 | 0 | 7.1744
2016-04-21 21:00 | 0 | 19.433 | 0 | 0 | 19.433 | 111.9951 | 0 | 0 | 0 | 0 | 0 | 0 | 0 | 0 | 0 | 0 | 0 | 0 | 19.433 | 19.433 | 7.5789 | 0 | 7.5789 | 0 | 7.5789
2016-04-21 22:00 | 0 | 18.992 | 0 | 0 | 18.992 | 92.0035 | 0 | 0 | 0 | 0 | 0 | 0 | 0 | 0 | 0 | 0 | 0 | 0 | 18.992 | 18.992 | 7.4069 | 0 | 7.4069 | 0 | 7.4069
2016-04-21 23:00 | 0 | 16.604 | 0 | 0 | 16.604 | 74.5256 | 0 | 0 | 0 | 0 | 0 | 0 | 0 | 0 | 0 | 0 | 0 | 0 | 16.604 | 16.604 | 6.4756 | 0 | 6.4756 | 0 | 6.4756
2016-04-22 | 0 | 3.8961 | 0 | 0 | 13.926 | 70.4245 | 10.0299 | 14.285 | 3.0701 | 0.8 | 0 | 0 | 14.285 | 0 | 3.0701 | 0 | 8.357 | 2.7857 | 16.7117 | 16.7117 | 5.4311 | 1.0864 | 6.5175 | 0 | 6.5175
2016-04-22 01:00 | 0 | 1.5334 | 0 | 0 | 12.155 | 68.8104 | 10.6216 | 15.1278 | 3.2512 | 0.73998 | 0 | 0 | 13.196 | 1.9318 | 3.2512 | 0 | 7.719 | 2.573 | 14.728 | 14.728 | 4.7405 | 1.0035 | 5.7439 | 0 | 5.7439
2016-04-22 02:00 | 0 | 0 | 0 | 0 | 11.603 | 68.8104 | 11.603 | 16.5255 | 3.5516 | 0.6823 | 0 | 0 | 12.387 | 4.1385 | 3.5516 | 0 | 7.246 | 2.4153 | 14.0183 | 14.0183 | 4.5252 | 0.94198 | 5.4672 | 0 | 5.4672
2016-04-22 03:00 | 0 | 0 | 0 | 0 | 10.535 | 68.8104 | 10.535 | 15.0044 | 3.2247 | 0.70194 | 0 | 0 | 11.874 | 3.1304 | 3.2247 | 0 | 6.946 | 2.3153 | 12.8503 | 12.8503 | 4.1086 | 0.90298 | 5.0116 | 0 | 5.0116
2016-04-22 04:00 | 0 | 0 | 0 | 0 | 10.307 | 68.8104 | 10.307 | 14.6797 | 3.1549 | 0.69346 | 0 | 0 | 11.352 | 3.3277 | 3.1549 | 0 | 6.641 | 2.2137 | 12.5207 | 12.5207 | 4.0197 | 0.86333 | 4.8831 | 0 | 4.8831
2016-04-22 05:00 | 0 | 10.106 | 0 | 0 | 10.106 | 58.1725 | 0 | 0 | 0 | 0 | 0 | 0 | 0 | 0 | 0 | 0 | 0 | 0 | 10.106 | 10.106 | 3.9413 | 0 | 3.9413 | 0 | 3.9413
2016-04-22 06:00 | 0 | 10.069 | 0 | 0 | 10.069 | 47.5735 | 0 | 0 | 0 | 0 | 0 | 0 | 0 | 0 | 0 | 0 | 0 | 0 | 10.069 | 10.069 | 3.9269 | 0 | 3.9269 | 0 | 3.9269
2016-04-22 07:00 | 0.01 | 8.558 | 0 | 0 | 8.568 | 38.5651 | 0 | 0 | 0 | 0 | 0 | 0 | 0 | 0 | 0 | 0 | 0 | 0 | 8.568 | 8.568 | 3.3415 | 0 | 3.3415 | 0 | 3.3415
2016-04-22 08:00 | 0.16 | 7.792 | 0 | 0 | 7.952 | 30.363 | 0 | 0 | 0 | 0 | 0 | 0 | 0 | 0 | 0 | 0 | 0 | 0 | 7.952 | 7.952 | 3.1013 | 0 | 3.1013 | 0 | 3.1013
2016-04-22 09:00 | 0.55 | 0 | 23.067 | 0 | 7.483 | 52.2767 | 30 | 42.7273 | 9.1827 | 0.8 | 28.9957 | 3.2543 | 71.723 | 0 | 12.437 | 71.723 | 0 | 0 | 7.483 | 7.483 | 2.9184 | 0 | 2.9184 | 0 | 2.9184
2016-04-22 10:00 | 0.89 | 0 | 23.125 | 0 | 7.765 | 74.2454 | 30 | 42.7273 | 9.1827 | 0.8 | 29.0287 | 3.258 | 71.756 | 0 | 12.4407 | 71.756 | 0 | 0 | 7.765 | 7.765 | 3.0284 | 0 | 3.0284 | 0 | 3.0284
2016-04-22 11:00 | 1.18 | 0 | 23.726 | 0 | 7.454 | 96.7851 | 30 | 42.7273 | 9.1827 | 0.8 | 28.7357 | 3.2251 | 71.463 | 0 | 12.4078 | 71.463 | 0 | 0 | 7.454 | 7.454 | 2.9071 | 0 | 2.9071 | 0 | 2.9071
2016-04-22 12:00 | 1.21 | 0 | 0 | 17.3091 | 7.776 | 96.7851 | 23.8751 | 34.004 | 7.308 | 0.8 | 50.716 | 5.692 | 84.72 | 0 | 13 | 70.587 | 8.268 | 2.756 | 10.532 | 27.8411 | 3.0326 | 1.0748 | 4.1075 | 6.7506 | 10.858
2016-04-22 13:00 | 1.14 | 0 | 8.177 | 0 | 7.963 | 104.5533 | 15 | 21.3636 | 4.5914 | 0.8 | 66.1364 | 7.4227 | 87.5 | 0 | 12.0141 | 69.558 | 10.496 | 3.4987 | 11.4617 | 11.4617 | 3.1056 | 1.3645 | 4.47 | 0 | 4.47
2016-04-22 14:00 | 1 | 0 | 7.03 | 0 | 8.97 | 111.2318 | 15 | 21.3636 | 4.5914 | 0.8 | 0.59936 | 0.067269 | 21.963 | 0 | 4.6586 | 0 | 12.848 | 4.2827 | 13.2527 | 13.2527 | 3.4983 | 1.6702 | 5.1685 | 0 | 5.1685
2016-04-22 15:00 | 0.92 | 0 | 0 | 6.842 | 9.078 | 111.2318 | 15 | 21.3636 | 4.5914 | 0.8 | 71.5024 | 8.025 | 92.866 | 0 | 12.6163 | 67.571 | 14.797 | 4.9323 | 14.0103 | 20.8523 | 3.5404 | 1.9236 | 5.464 | 2.6684 | 8.1324
2016-04-22 16:00 | 0.72 | 0 | 6.5693 | 0.20869 | 8.942 | 117.4726 | 15 | 21.3636 | 4.5914 | 0.8 | 73.1364 | 8.2083 | 94.5 | 0 | 12.7997 | 66.966 | 16.107 | 5.369 | 14.311 | 14.5197 | 3.4874 | 2.0939 | 5.5813 | 0.081389 | 5.6627
2016-04-22 17:00 | 0.22 | 0 | 0 | 21.406 | 8.814 | 117.4726 | 30 | 42.7273 | 9.1827 | 0.8 | 24.1477 | 2.7102 | 66.875 | 0 | 11.8929 | 66.875 | 0 | 0 | 8.814 | 30.22 | 3.4375 | 0 | 3.4375 | 8.3483 | 11.7858
2016-04-22 18:00 | 0.03 | 0 | 20.495 | 0 | 9.535 | 136.9429 | 30 | 42.7273 | 9.1827 | 0.8 | 24.3947 | 2.7379 | 67.122 | 0 | 11.9206 | 67.122 | 0 | 0 | 9.535 | 9.535 | 3.7186 | 0 | 3.7186 | 0 | 3.7186
2016-04-22 19:00 | 0 | 0 | 15.655 | 0 | 14.345 | 151.8151 | 30 | 42.7273 | 9.1827 | 0.8 | 24.7697 | 2.78 | 67.497 | 0 | 11.9627 | 67.497 | 0 | 0 | 14.345 | 14.345 | 5.5946 | 0 | 5.5946 | 0 | 5.5946
2016-04-22 20:00 | 0 | 18.636 | 0 | 0 | 18.636 | 132.1983 | 0 | 0 | 0 | 0 | 0 | 0 | 0 | 0 | 0 | 0 | 0 | 0 | 18.636 | 18.636 | 7.268 | 0 | 7.268 | 0 | 7.268
2016-04-22 21:00 | 0 | 19.517 | 0 | 0 | 19.517 | 111.6541 | 0 | 0 | 0 | 0 | 0 | 0 | 0 | 0 | 0 | 0 | 0 | 0 | 19.517 | 19.517 | 7.6116 | 0 | 7.6116 | 0 | 7.6116
2016-04-22 22:00 | 0 | 18.953 | 0 | 0 | 18.953 | 91.7035 | 0 | 0 | 0 | 0 | 0 | 0 | 0 | 0 | 0 | 0 | 0 | 0 | 18.953 | 18.953 | 7.3917 | 0 | 7.3917 | 0 | 7.3917
2016-04-22 23:00 | 0 | 15.507 | 0 | 0 | 15.507 | 75.3804 | 0 | 0 | 0 | 0 | 0 | 0 | 0 | 0 | 0 | 0 | 0 | 0 | 15.507 | 15.507 | 6.0477 | 0 | 6.0477 | 0 | 6.0477
2016-04-23 | 0 | 2.676 | 0 | 0 | 12.701 | 72.5635 | 10.025 | 14.278 | 3.0686 | 0.8 | 0 | 0 | 14.278 | 0 | 3.0686 | 0 | 8.353 | 2.7843 | 15.4853 | 15.4853 | 4.9534 | 1.0859 | 6.0393 | 0 | 6.0393
2016-04-23 01:00 | 0 | 2.3135 | 0 | 0 | 11.279 | 70.1282 | 8.9655 | 12.769 | 2.7443 | 0.8 | 0 | 0 | 12.769 | 0 | 2.7443 | 0 | 7.47 | 2.49 | 13.769 | 13.769 | 4.3988 | 0.9711 | 5.3699 | 0 | 5.3699
2016-04-23 02:00 | 0 | 1.8699 | 0 | 0 | 10.792 | 68.1599 | 8.9221 | 12.7072 | 2.731 | 0.76008 | 0 | 0 | 11.628 | 1.0792 | 2.731 | 0 | 6.802 | 2.2673 | 13.0593 | 13.0593 | 4.2089 | 0.88426 | 5.0931 | 0 | 5.0931
2016-04-23 03:00 | 0 | 0 | 0 | 0 | 11.079 | 68.1599 | 11.079 | 15.7792 | 3.3912 | 0.64162 | 0 | 0 | 10.462 | 5.3172 | 3.3912 | 0 | 6.121 | 2.0403 | 13.1193 | 13.1193 | 4.3208 | 0.79573 | 5.1165 | 0 | 5.1165
2016-04-23 04:00 | 0 | 0 | 0 | 0 | 10.677 | 68.1599 | 10.677 | 15.2066 | 3.2681 | 0.61917 | 0 | 0 | 9.356 | 5.8506 | 3.2681 | 0 | 5.473 | 1.8243 | 12.5013 | 12.5013 | 4.164 | 0.71149 | 4.8755 | 0 | 4.8755
2016-04-23 05:00 | 0 | 10.426 | 0 | 0 | 10.426 | 57.1851 | 0 | 0 | 0 | 0 | 0 | 0 | 0 | 0 | 0 | 0 | 0 | 0 | 10.426 | 10.426 | 4.0661 | 0 | 4.0661 | 0 | 4.0661
2016-04-23 06:00 | 0 | 9.919 | 0 | 0 | 9.919 | 46.7441 | 0 | 0 | 0 | 0 | 0 | 0 | 0 | 0 | 0 | 0 | 0 | 0 | 9.919 | 9.919 | 3.8684 | 0 | 3.8684 | 0 | 3.8684
2016-04-23 07:00 | 0.01 | 8.184 | 0 | 0 | 8.194 | 38.1293 | 0 | 0 | 0 | 0 | 0 | 0 | 0 | 0 | 0 | 0 | 0 | 0 | 8.194 | 8.194 | 3.1957 | 0 | 3.1957 | 0 | 3.1957
2016-04-23 08:00 | 0.28 | 7.378 | 0 | 0 | 7.658 | 30.363 | 0 | 0 | 0 | 0 | 0 | 0 | 0 | 0 | 0 | 0 | 0 | 0 | 7.658 | 7.658 | 2.9866 | 0 | 2.9866 | 0 | 2.9866
2016-04-23 09:00 | 0.86 | 0 | 0 | 23.373 | 7.487 | 30.363 | 30 | 42.7273 | 9.1827 | 0.8 | 29.8517 | 3.3504 | 72.579 | 0 | 12.5331 | 72.579 | 0 | 0 | 7.487 | 30.86 | 2.9199 | 0 | 2.9199 | 9.1155 | 12.0354
2016-04-23 10:00 | 1.27 | 0 | 20.0232 | 3.9398 | 7.307 | 49.385 | 30 | 42.7273 | 9.1827 | 0.8 | 29.9837 | 3.3652 | 72.711 | 0 | 12.5479 | 72.711 | 0 | 0 | 7.307 | 11.2468 | 2.8497 | 0 | 2.8497 | 1.5365 | 4.3863
2016-04-23 11:00 | 1.54 | 0 | 23.938 | 0 | 7.602 | 72.1261 | 30 | 42.7273 | 9.1827 | 0.8 | 29.7307 | 3.3368 | 72.458 | 0 | 12.5195 | 72.458 | 0 | 0 | 7.602 | 7.602 | 2.9648 | 0 | 2.9648 | 0 | 2.9648
2016-04-23 12:00 | 1.66 | 0 | 19.2817 | 0 | 8.063 | 90.4438 | 25.6847 | 36.5813 | 7.8619 | 0.8 | 45.7807 | 5.1381 | 82.362 | 0 | 13 | 71.459 | 6.378 | 2.126 | 10.189 | 10.189 | 3.1446 | 0.82914 | 3.9737 | 0 | 3.9737
2016-04-23 13:00 | 1.58 | 0 | 16.3478 | 0 | 8.544 | 105.9742 | 23.3118 | 33.2017 | 7.1355 | 0.8 | 52.2523 | 5.8645 | 85.454 | 0 | 13 | 70.315 | 8.856 | 2.952 | 11.496 | 11.496 | 3.3322 | 1.1513 | 4.4834 | 0 | 4.4834
2016-04-23 14:00 | 1.49 | 0 | 6.0966 | 0 | 9.179 | 111.766 | 13.7856 | 19.634 | 4.2196 | 0.8 | 0 | 0 | 19.634 | 0 | 4.2196 | 0 | 11.486 | 3.8287 | 13.0077 | 13.0077 | 3.5798 | 1.4932 | 5.073 | 0 | 5.073
2016-04-23 15:00 | 1.25 | 0 | 0 | 6.761 | 9.489 | 111.766 | 15 | 21.3636 | 4.5914 | 0.8 | 70.1654 | 7.8749 | 91.529 | 0 | 12.4663 | 68.066 | 13.726 | 4.5753 | 14.0643 | 20.8253 | 3.7007 | 1.7844 | 5.4851 | 2.6368 | 8.1219
2016-04-23 16:00 | 0.92 | 0 | 6.076 | 0 | 9.844 | 117.5382 | 15 | 21.3636 | 4.5914 | 0.8 | 72.1704 | 8.0999 | 93.534 | 0 | 12.6913 | 67.324 | 15.333 | 5.111 | 14.955 | 14.955 | 3.8392 | 1.9933 | 5.8324 | 0 | 5.8324
2016-04-23 17:00 | 0.53 | 0 | 21.202 | 0 | 9.328 | 137.6801 | 30 | 42.7273 | 9.1827 | 0.8 | 24.1997 | 2.716 | 66.927 | 0 | 11.8988 | 66.927 | 0 | 0 | 9.328 | 9.328 | 3.6379 | 0 | 3.6379 | 0 | 3.6379
2016-04-23 18:00 | 0.11 | 0 | 0 | 19.928 | 10.182 | 137.6801 | 30 | 42.7273 | 9.1827 | 0.8 | 23.9737 | 2.6907 | 66.701 | 0 | 11.8734 | 66.701 | 0 | 0 | 10.182 | 30.11 | 3.971 | 0 | 3.971 | 7.7719 | 11.7429
2016-04-23 19:00 | 0 | 0 | 14.879 | 0 | 15.121 | 151.8151 | 30 | 42.7273 | 9.1827 | 0.8 | 24.0377 | 2.6978 | 66.765 | 0 | 11.8806 | 66.765 | 0 | 0 | 15.121 | 15.121 | 5.8972 | 0 | 5.8972 | 0 | 5.8972
2016-04-23 20:00 | 0 | 18.629 | 0 | 0 | 18.629 | 132.2056 | 0 | 0 | 0 | 0 | 0 | 0 | 0 | 0 | 0 | 0 | 0 | 0 | 18.629 | 18.629 | 7.2653 | 0 | 7.2653 | 0 | 7.2653
2016-04-23 21:00 | 0 | 18.774 | 0 | 0 | 18.774 | 112.4435 | 0 | 0 | 0 | 0 | 0 | 0 | 0 | 0 | 0 | 0 | 0 | 0 | 18.774 | 18.774 | 7.3219 | 0 | 7.3219 | 0 | 7.3219
2016-04-23 22:00 | 0 | 18.478 | 0 | 0 | 18.478 | 92.993 | 0 | 0 | 0 | 0 | 0 | 0 | 0 | 0 | 0 | 0 | 0 | 0 | 18.478 | 18.478 | 7.2064 | 0 | 7.2064 | 0 | 7.2064
2016-04-23 23:00 | 0 | 15.712 | 0 | 0 | 15.712 | 76.4541 | 0 | 0 | 0 | 0 | 0 | 0 | 0 | 0 | 0 | 0 | 0 | 0 | 15.712 | 15.712 | 6.1277 | 0 | 6.1277 | 0 | 6.1277
2016-04-24 | 0 | 2.1151 | 0 | 0 | 12.857 | 74.2276 | 10.7419 | 15.299 | 3.288 | 0.8 | 0 | 0 | 15.299 | 0 | 3.288 | 0 | 8.95 | 2.9833 | 15.8403 | 15.8403 | 5.0142 | 1.1635 | 6.1777 | 0 | 6.1777
2016-04-24 01:00 | 0 | 1.2645 | 0 | 0 | 11.234 | 72.8966 | 9.9695 | 14.199 | 3.0516 | 0.8 | 0 | 0 | 14.199 | 0 | 3.0516 | 0 | 8.306 | 2.7687 | 14.0027 | 14.0027 | 4.3813 | 1.0798 | 5.461 | 0 | 5.461
2016-04-24 02:00 | 0 | 2.0396 | 0 | 0 | 11.116 | 70.7496 | 9.0764 | 12.927 | 2.7782 | 0.8 | 0 | 0 | 12.927 | 1.7764e-15 | 2.7782 | 0 | 7.562 | 2.5207 | 13.6367 | 13.6367 | 4.3352 | 0.98306 | 5.3183 | 0 | 5.3183
2016-04-24 03:00 | 0 | 1.9263 | 0 | 0 | 11.289 | 68.722 | 9.3627 | 13.3348 | 2.8659 | 0.74608 | 0 | 0 | 11.805 | 1.5298 | 2.8659 | 0 | 6.906 | 2.302 | 13.591 | 13.591 | 4.4027 | 0.89778 | 5.3005 | 0 | 5.3005
2016-04-24 04:00 | 0 | 0 | 0 | 0 | 10.847 | 68.722 | 10.847 | 15.4488 | 3.3202 | 0.66983 | 0 | 0 | 11.17 | 4.2788 | 3.3202 | 0 | 6.534 | 2.178 | 13.025 | 13.025 | 4.2303 | 0.84942 | 5.0797 | 0 | 5.0797
2016-04-24 05:00 | 0 | 10.617 | 0 | 0 | 10.617 | 57.5462 | 0 | 0 | 0 | 0 | 0 | 0 | 0 | 0 | 0 | 0 | 0 | 0 | 10.617 | 10.617 | 4.1406 | 0 | 4.1406 | 0 | 4.1406
2016-04-24 06:00 | 0 | 9.95 | 0 | 0 | 9.95 | 47.0725 | 0 | 0 | 0 | 0 | 0 | 0 | 0 | 0 | 0 | 0 | 0 | 0 | 9.95 | 9.95 | 3.8805 | 0 | 3.8805 | 0 | 3.8805
2016-04-24 07:00 | 0.01 | 8.501 | 0 | 0 | 8.511 | 38.1241 | 0 | 0 | 0 | 0 | 0 | 0 | 0 | 0 | 0 | 0 | 0 | 0 | 8.511 | 8.511 | 3.3193 | 0 | 3.3193 | 0 | 3.3193
2016-04-24 08:00 | 0.25 | 7.373 | 0 | 0 | 7.623 | 30.363 | 0 | 0 | 0 | 0 | 0 | 0 | 0 | 0 | 0 | 0 | 0 | 0 | 7.623 | 7.623 | 2.973 | 0 | 2.973 | 0 | 2.973
2016-04-24 09:00 | 0.91 | 0 | 23.37 | 0 | 7.54 | 52.5645 | 30 | 42.7273 | 9.1827 | 0.8 | 28.9237 | 3.2462 | 71.651 | 0 | 12.4289 | 71.651 | 0 | 0 | 7.54 | 7.54 | 2.9406 | 0 | 2.9406 | 0 | 2.9406
2016-04-24 10:00 | 1.3 | 0 | 23.651 | 0 | 7.649 | 75.033 | 30 | 42.7273 | 9.1827 | 0.8 | 29.0157 | 3.2565 | 71.743 | 0 | 12.4393 | 71.743 | 0 | 0 | 7.649 | 7.649 | 2.9831 | 0 | 2.9831 | 0 | 2.9831
2016-04-24 11:00 | 1.51 | 0 | 23.304 | 0 | 8.206 | 97.1718 | 30 | 42.7273 | 9.1827 | 0.8 | 28.8477 | 3.2377 | 71.575 | 0 | 12.4204 | 71.575 | 0 | 0 | 8.206 | 8.206 | 3.2003 | 0 | 3.2003 | 0 | 3.2003
2016-04-24 12:00 | 1.61 | 0 | 10.4122 | 7.3758 | 8.684 | 107.0634 | 24.862 | 35.4096 | 7.6101 | 0.8 | 48.0244 | 5.3899 | 83.434 | 0 | 13 | 71.063 | 7.237 | 2.4123 | 11.0963 | 18.4722 | 3.3868 | 0.94081 | 4.3276 | 2.8766 | 7.2041
2016-04-24 13:00 | 1.65 | 0 | 0 | 15.5512 | 9.459 | 107.0634 | 23.3602 | 33.2705 | 7.1503 | 0.8 | 52.1205 | 5.8497 | 85.391 | 0 | 13 | 70.338 | 8.806 | 2.9353 | 12.3943 | 27.9455 | 3.689 | 1.1448 | 4.8338 | 6.065 | 10.8987
2016-04-24 14:00 | 1.62 | 0 | 5.3021 | 0 | 9.751 | 112.1004 | 13.4331 | 19.132 | 4.1118 | 0.8 | 0 | 0 | 19.132 | 0 | 4.1118 | 0 | 11.192 | 3.7307 | 13.4817 | 13.4817 | 3.8029 | 1.455 | 5.2578 | 0 | 5.2578
2016-04-24 15:00 | 1.4 | 0 | 6.905 | 0 | 9.495 | 118.6601 | 15 | 21.3636 | 4.5914 | 0.8 | 69.8724 | 7.842 | 91.236 | 0 | 12.4334 | 68.175 | 13.491 | 4.497 | 13.992 | 13.992 | 3.7031 | 1.7538 | 5.4569 | 0 | 5.4569
2016-04-24 16:00 | 1.11 | 0 | 0 | 6.581 | 9.529 | 118.6601 | 15 | 21.3636 | 4.5914 | 0.8 | 72.0524 | 8.0867 | 93.416 | 0 | 12.6781 | 67.368 | 15.238 | 5.0793 | 14.6083 | 21.1893 | 3.7163 | 1.9809 | 5.6973 | 2.5666 | 8.2638
2016-04-24 17:00 | 0.51 | 0 | 0 | 21.186 | 9.324 | 118.6601 | 30 | 42.7273 | 9.1827 | 0.8 | 24.1627 | 2.7119 | 66.89 | 0 | 11.8946 | 66.89 | 0 | 0 | 9.324 | 30.51 | 3.6364 | 0 | 3.6364 | 8.2625 | 11.8989
2016-04-24 18:00 | 0.08 | 0 | 20.181 | 0 | 9.899 | 137.8321 | 30 | 42.7273 | 9.1827 | 0.8 | 24.0027 | 2.6939 | 66.73 | 0 | 11.8766 | 66.73 | 0 | 0 | 9.899 | 9.899 | 3.8606 | 0 | 3.8606 | 0 | 3.8606
2016-04-24 19:00 | 0 | 0 | 14.719 | 0 | 15.281 | 151.8151 | 30 | 42.7273 | 9.1827 | 0.8 | 24.0567 | 2.7 | 66.784 | 0 | 11.8827 | 66.784 | 0 | 0 | 15.281 | 15.281 | 5.9596 | 0 | 5.9596 | 0 | 5.9596
2016-04-24 20:00 | 0 | 18.176 | 0 | 0 | 18.176 | 132.6825 | 0 | 0 | 0 | 0 | 0 | 0 | 0 | 0 | 0 | 0 | 0 | 0 | 18.176 | 18.176 | 7.0886 | 0 | 7.0886 | 0 | 7.0886
2016-04-24 21:00 | 0 | 18.775 | 0 | 0 | 18.775 | 112.9193 | 0 | 0 | 0 | 0 | 0 | 0 | 0 | 0 | 0 | 0 | 0 | 0 | 18.775 | 18.775 | 7.3222 | 0 | 7.3222 | 0 | 7.3222
2016-04-24 22:00 | 0 | 17.497 | 0 | 0 | 17.497 | 94.5014 | 0 | 0 | 0 | 0 | 0 | 0 | 0 | 0 | 0 | 0 | 0 | 0 | 17.497 | 17.497 | 6.8238 | 0 | 6.8238 | 0 | 6.8238
2016-04-24 23:00 | 0 | 15.571 | 0 | 0 | 15.571 | 78.1109 | 0 | 0 | 0 | 0 | 0 | 0 | 0 | 0 | 0 | 0 | 0 | 0 | 15.571 | 15.571 | 6.0727 | 0 | 6.0727 | 0 | 6.0727
2016-04-25 | 0 | 1.0527 | 0 | 0 | 12.675 | 77.0028 | 11.6223 | 16.553 | 3.5575 | 0.8 | 0 | 0 | 16.553 | 0 | 3.5575 | 0 | 9.684 | 3.228 | 15.903 | 15.903 | 4.9433 | 1.2589 | 6.2022 | 0 | 6.2022
2016-04-25 01:00 | 0 | 0 | 0.016979 | 0 | 10.998 | 77.019 | 11.015 | 15.688 | 3.3716 | 0.8 | 0 | 0 | 15.688 | 0 | 3.3716 | 0 | 9.177 | 3.059 | 14.057 | 14.057 | 4.2892 | 1.193 | 5.4822 | 0 | 5.4822
2016-04-25 02:00 | 0 | 0.15949 | 0 | 0 | 10.657 | 76.8511 | 10.4975 | 14.951 | 3.2132 | 0.8 | 0 | 0 | 14.951 | 0 | 3.2132 | 0 | 8.746 | 2.9153 | 13.5723 | 13.5723 | 4.1562 | 1.137 | 5.2932 | 0 | 5.2932
2016-04-25 03:00 | 0 | 1.143 | 0 | 0 | 11.227 | 75.6479 | 10.084 | 14.362 | 3.0866 | 0.8 | 0 | 0 | 14.362 | 0 | 3.0866 | 0 | 8.402 | 2.8007 | 14.0277 | 14.0277 | 4.3785 | 1.0923 | 5.4708 | 0 | 5.4708
2016-04-25 04:00 | 0 | 0.94866 | 0 | 0 | 10.697 | 74.6493 | 9.7483 | 13.884 | 2.9839 | 0.8 | 0 | 0 | 13.884 | 0 | 2.9839 | 0 | 8.122 | 2.7073 | 13.4043 | 13.4043 | 4.1718 | 1.0559 | 5.2277 | 0 | 5.2277
2016-04-25 05:00 | 0 | 10.331 | 0 | 0 | 10.331 | 63.7745 | 0 | 0 | 0 | 0 | 0 | 0 | 0 | 0 | 0 | 0 | 0 | 0 | 10.331 | 10.331 | 4.0291 | 0 | 4.0291 | 0 | 4.0291
2016-04-25 06:00 | 0 | 9.835 | 0 | 0 | 9.835 | 53.4219 | 0 | 0 | 0 | 0 | 0 | 0 | 0 | 0 | 0 | 0 | 0 | 0 | 9.835 | 9.835 | 3.8357 | 0 | 3.8357 | 0 | 3.8357
2016-04-25 07:00 | 0.01 | 8.316 | 0 | 0 | 8.326 | 44.6682 | 0 | 0 | 0 | 0 | 0 | 0 | 0 | 0 | 0 | 0 | 0 | 0 | 8.326 | 8.326 | 3.2471 | 0 | 3.2471 | 0 | 3.2471
2016-04-25 08:00 | 0.17 | 7.499 | 0 | 0 | 7.669 | 36.7745 | 0 | 0 | 0 | 0 | 0 | 0 | 0 | 0 | 0 | 0 | 0 | 0 | 7.669 | 7.669 | 2.9909 | 0 | 2.9909 | 0 | 2.9909
2016-04-25 09:00 | 0.6 | 0 | 23.33 | 0 | 7.27 | 58.938 | 30 | 42.7273 | 9.1827 | 0.8 | 28.8377 | 3.2366 | 71.565 | 0 | 12.4193 | 71.565 | 0 | 0 | 7.27 | 7.27 | 2.8353 | 0 | 2.8353 | 0 | 2.8353
2016-04-25 10:00 | 0.88 | 0 | 14.2348 | 9.4432 | 7.202 | 72.4611 | 30 | 42.7273 | 9.1827 | 0.8 | 28.9497 | 3.2491 | 71.677 | 0 | 12.4319 | 71.677 | 0 | 0 | 7.202 | 16.6452 | 2.8088 | 0 | 2.8088 | 3.6829 | 6.4916
2016-04-25 11:00 | 1.15 | 0 | 23.414 | 0 | 7.736 | 94.7044 | 30 | 42.7273 | 9.1827 | 0.8 | 28.6407 | 3.2144 | 71.368 | 0 | 12.3972 | 71.368 | 0 | 0 | 7.736 | 7.736 | 3.017 | 0 | 3.017 | 0 | 3.017
2016-04-25 12:00 | 1.33 | 0 | 17.0856 | 0 | 7.953 | 110.9357 | 23.7086 | 33.7668 | 7.257 | 0.8 | 51.1702 | 5.743 | 84.937 | 0 | 13 | 70.506 | 8.442 | 2.814 | 10.767 | 10.767 | 3.1017 | 1.0975 | 4.1991 | 0 | 4.1991
2016-04-25 13:00 | 1.43 | 0 | 8.01 | 0 | 8.42 | 118.5452 | 15 | 21.3636 | 4.5914 | 0.8 | 66.1904 | 7.4288 | 87.554 | 0 | 12.0201 | 69.538 | 10.54 | 3.5133 | 11.9333 | 11.9333 | 3.2838 | 1.3702 | 4.654 | 0 | 4.654
2016-04-25 14:00 | 1.16 | 0 | 7.11 | 0 | 9.05 | 125.2997 | 15 | 21.3636 | 4.5914 | 0.8 | 0.77636 | 0.087134 | 22.14 | 0 | 4.6785 | 0 | 12.952 | 4.3173 | 13.3673 | 13.3673 | 3.5295 | 1.6838 | 5.2133 | 0 | 5.2133
2016-04-25 15:00 | 1.18 | 0 | 6.952 | 0 | 9.228 | 131.9041 | 15 | 21.3636 | 4.5914 | 0.8 | 71.7324 | 8.0508 | 93.096 | 0 | 12.6421 | 67.486 | 14.982 | 4.994 | 14.222 | 14.222 | 3.5989 | 1.9477 | 5.5466 | 0 | 5.5466
2016-04-25 16:00 | 0.92 | 0 | 6.433 | 0 | 9.487 | 138.0154 | 15 | 21.3636 | 4.5914 | 0.8 | 73.4244 | 8.2407 | 94.788 | 0 | 12.832 | 66.86 | 16.338 | 5.446 | 14.933 | 14.933 | 3.6999 | 2.1239 | 5.8239 | 0 | 5.8239
2016-04-25 17:00 | 0.37 | 0 | 0 | 21.181 | 9.189 | 138.0154 | 30 | 42.7273 | 9.1827 | 0.8 | 23.7377 | 2.6642 | 66.465 | 0 | 11.8469 | 66.465 | 0 | 0 | 9.189 | 30.37 | 3.5837 | 0 | 3.5837 | 8.2606 | 11.8443
2016-04-25 18:00 | 0.03 | 0 | 0 | 20.17 | 9.86 | 138.0154 | 30 | 42.7273 | 9.1827 | 0.8 | 23.5667 | 2.645 | 66.294 | 0 | 11.8277 | 66.294 | 0 | 0 | 9.86 | 30.03 | 3.8454 | 0 | 3.8454 | 7.8663 | 11.7117
2016-04-25 19:00 | 0 | 0 | 14.526 | 0 | 15.474 | 151.8151 | 30 | 42.7273 | 9.1827 | 0.8 | 23.7487 | 2.6654 | 66.476 | 0 | 11.8481 | 66.476 | 0 | 0 | 15.474 | 15.474 | 6.0349 | 0 | 6.0349 | 0 | 6.0349
2016-04-25 20:00 | 0 | 19.038 | 0 | 0 | 19.038 | 131.7751 | 0 | 0 | 0 | 0 | 0 | 0 | 0 | 0 | 0 | 0 | 0 | 0 | 19.038 | 19.038 | 7.4248 | 0 | 7.4248 | 0 | 7.4248
2016-04-25 21:00 | 0 | 19.684 | 0 | 0 | 19.684 | 111.0551 | 0 | 0 | 0 | 0 | 0 | 0 | 0 | 0 | 0 | 0 | 0 | 0 | 19.684 | 19.684 | 7.6768 | 0 | 7.6768 | 0 | 7.6768
2016-04-25 22:00 | 0 | 17.768 | 0 | 0 | 17.768 | 92.352 | 0 | 0 | 0 | 0 | 0 | 0 | 0 | 0 | 0 | 0 | 0 | 0 | 17.768 | 17.768 | 6.9295 | 0 | 6.9295 | 0 | 6.9295
2016-04-25 23:00 | 0 | 15.508 | 0 | 0 | 15.508 | 76.0277 | 0 | 0 | 0 | 0 | 0 | 0 | 0 | 0 | 0 | 0 | 0 | 0 | 15.508 | 15.508 | 6.0481 | 0 | 6.0481 | 0 | 6.0481
2016-04-26 | 0 | 1.4568 | 0 | 0 | 13.037 | 74.4943 | 11.5802 | 16.493 | 3.5446 | 0.8 | 0 | 0 | 16.493 | 0 | 3.5446 | 0 | 9.649 | 3.2163 | 16.2533 | 16.2533 | 5.0844 | 1.2544 | 6.3388 | 0 | 6.3388
2016-04-26 01:00 | 0 | 0.3584 | 0 | 0 | 11.181 | 74.117 | 10.8226 | 15.414 | 3.3127 | 0.8 | 0 | 0 | 15.414 | 0 | 3.3127 | 0 | 9.017 | 3.0057 | 14.1867 | 14.1867 | 4.3606 | 1.1722 | 5.5328 | 0 | 5.5328
2016-04-26 02:00 | 0 | 0.73009 | 0 | 0 | 10.8 | 73.3485 | 10.0699 | 14.342 | 3.0823 | 0.8 | 0 | 0 | 14.342 | 0 | 3.0823 | 0 | 8.39 | 2.7967 | 13.5967 | 13.5967 | 4.212 | 1.0907 | 5.3027 | 0 | 5.3027
2016-04-26 03:00 | 0 | 0.68474 | 0 | 0 | 10.339 | 72.6277 | 9.6543 | 13.75 | 2.9551 | 0.8 | 0 | 0 | 13.75 | 0 | 2.9551 | 0 | 8.044 | 2.6813 | 13.0203 | 13.0203 | 4.0322 | 1.0457 | 5.0779 | 0 | 5.0779
2016-04-26 04:00 | 0 | 0.81191 | 0 | 0 | 10.047 | 71.7731 | 9.2351 | 13.153 | 2.8268 | 0.8 | 0 | 0 | 13.153 | 0 | 2.8268 | 0 | 7.694 | 2.5647 | 12.6117 | 12.6117 | 3.9183 | 1.0002 | 4.9186 | 0 | 4.9186
2016-04-26 05:00 | 0 | 9.727 | 0 | 0 | 9.727 | 61.5341 | 0 | 0 | 0 | 0 | 0 | 0 | 0 | 0 | 0 | 0 | 0 | 0 | 9.727 | 9.727 | 3.7935 | 0 | 3.7935 | 0 | 3.7935
2016-04-26 06:00 | 0 | 9.562 | 0 | 0 | 9.562 | 51.4688 | 0 | 0 | 0 | 0 | 0 | 0 | 0 | 0 | 0 | 0 | 0 | 0 | 9.562 | 9.562 | 3.7292 | 0 | 3.7292 | 0 | 3.7292
2016-04-26 07:00 | 0.01 | 8.002 | 0 | 0 | 8.012 | 43.0457 | 0 | 0 | 0 | 0 | 0 | 0 | 0 | 0 | 0 | 0 | 0 | 0 | 8.012 | 8.012 | 3.1247 | 0 | 3.1247 | 0 | 3.1247
2016-04-26 08:00 | 0.17 | 7.287 | 0 | 0 | 7.457 | 35.3752 | 0 | 0 | 0 | 0 | 0 | 0 | 0 | 0 | 0 | 0 | 0 | 0 | 7.457 | 7.457 | 2.9082 | 0 | 2.9082 | 0 | 2.9082
2016-04-26 09:00 | 0.56 | 0 | 0 | 23.39 | 7.17 | 35.3752 | 30 | 42.7273 | 9.1827 | 0.8 | 28.7967 | 3.232 | 71.524 | 0 | 12.4147 | 71.524 | 0 | 0 | 7.17 | 30.56 | 2.7963 | 0 | 2.7963 | 9.1221 | 11.9184
2016-04-26 10:00 | 0.82 | 0 | 23.446 | 0 | 7.374 | 57.6489 | 30 | 42.7273 | 9.1827 | 0.8 | 28.8387 | 3.2367 | 71.566 | 0 | 12.4194 | 71.566 | 0 | 0 | 7.374 | 7.374 | 2.8759 | 0 | 2.8759 | 0 | 2.8759
2016-04-26 11:00 | 0.97 | 0 | 23.609 | 0 | 7.361 | 80.0774 | 30 | 42.7273 | 9.1827 | 0.8 | 28.5617 | 3.2056 | 71.289 | 0 | 12.3883 | 71.289 | 0 | 0 | 7.361 | 7.361 | 2.8708 | 0 | 2.8708 | 0 | 2.8708
2016-04-26 12:00 | 1.06 | 0 | 16.6848 | 0 | 7.862 | 95.928 | 23.4868 | 33.4509 | 7.1891 | 0.8 | 51.7751 | 5.8109 | 85.226 | 0 | 13 | 70.399 | 8.674 | 2.8913 | 10.7533 | 10.7533 | 3.0662 | 1.1276 | 4.1938 | 0 | 4.1938
2016-04-26 13:00 | 1.06 | 0 | 7.333 | 0 | 8.727 | 102.8943 | 15 | 21.3636 | 4.5914 | 0.8 | 66.8784 | 7.506 | 88.242 | 0 | 12.0974 | 69.283 | 11.091 | 3.697 | 12.424 | 12.424 | 3.4035 | 1.4418 | 4.8454 | 0 | 4.8454
2016-04-26 14:00 | 1.01 | 0 | 6.725 | 0 | 9.285 | 109.2831 | 15 | 21.3636 | 4.5914 | 0.8 | 2.1034 | 0.23607 | 23.467 | 0 | 4.8274 | 0 | 13.728 | 4.576 | 13.861 | 13.861 | 3.6212 | 1.7846 | 5.4058 | 0 | 5.4058
2016-04-26 15:00 | 0.88 | 0 | 6.58 | 0 | 9.3 | 115.5341 | 15 | 21.3636 | 4.5914 | 0.8 | 72.3324 | 8.1181 | 93.696 | 0 | 12.7095 | 67.264 | 15.463 | 5.1543 | 14.4543 | 14.4543 | 3.627 | 2.0102 | 5.6372 | 0 | 5.6372
2016-04-26 16:00 | 0.7 | 0 | 6.956 | 0 | 8.744 | 122.1423 | 15 | 21.3636 | 4.5914 | 0.8 | 73.7424 | 8.2764 | 95.106 | 0 | 12.8677 | 66.742 | 16.593 | 5.531 | 14.275 | 14.275 | 3.4102 | 2.1571 | 5.5672 | 0 | 5.5672
2016-04-26 17:00 | 0.21 | 0 | 0 | 21.612 | 8.598 | 122.1423 | 30 | 42.7273 | 9.1827 | 0.8 | 23.5007 | 2.6376 | 66.228 | 0 | 11.8203 | 66.228 | 0 | 0 | 8.598 | 30.21 | 3.3532 | 0 | 3.3532 | 8.4287 | 11.7819
2016-04-26 18:00 | 0.03 | 0 | 20.663 | 0 | 9.367 | 141.7721 | 30 | 42.7273 | 9.1827 | 0.8 | 23.2517 | 2.6096 | 65.979 | 0 | 11.7924 | 65.979 | 0 | 0 | 9.367 | 9.367 | 3.6531 | 0 | 3.6531 | 0 | 3.6531
2016-04-26 19:00 | 0 | 0 | 6.4814 | 8.7136 | 14.805 | 147.9294 | 30 | 42.7273 | 9.1827 | 0.8 | 23.3067 | 2.6158 | 66.034 | 0 | 11.7985 | 66.034 | 0 | 0 | 14.805 | 23.5186 | 5.774 | 0 | 5.774 | 3.3983 | 9.1723
2016-04-26 20:00 | 0 | 19.264 | 0 | 0 | 19.264 | 127.6515 | 0 | 0 | 0 | 0 | 0 | 0 | 0 | 0 | 0 | 0 | 0 | 0 | 19.264 | 19.264 | 7.513 | 0 | 7.513 | 0 | 7.513
2016-04-26 21:00 | 0 | 20.01 | 0 | 0 | 20.01 | 106.5884 | 0 | 0 | 0 | 0 | 0 | 0 | 0 | 0 | 0 | 0 | 0 | 0 | 20.01 | 20.01 | 7.8039 | 0 | 7.8039 | 0 | 7.8039
2016-04-26 22:00 | 0 | 19.081 | 0 | 0 | 19.081 | 86.5031 | 0 | 0 | 0 | 0 | 0 | 0 | 0 | 0 | 0 | 0 | 0 | 0 | 19.081 | 19.081 | 7.4416 | 0 | 7.4416 | 0 | 7.4416
2016-04-26 23:00 | 0 | 15.92 | 0 | 0 | 15.92 | 69.7452 | 0 | 0 | 0 | 0 | 0 | 0 | 0 | 0 | 0 | 0 | 0 | 0 | 15.92 | 15.92 | 6.2088 | 0 | 6.2088 | 0 | 6.2088
2016-04-27 | 0 | 0.76162 | 0 | 0 | 12.933 | 68.9435 | 12.1714 | 17.335 | 3.7256 | 0.8 | 0 | 0 | 17.335 | 0 | 3.7256 | 0 | 10.141 | 3.3803 | 16.3133 | 16.3133 | 5.0439 | 1.3183 | 6.3622 | 0 | 6.3622
2016-04-27 01:00 | 0 | 0 | 0.092745 | 0 | 11.373 | 69.0316 | 11.4657 | 16.33 | 3.5096 | 0.8 | 0 | 0 | 16.33 | 0 | 3.5096 | 0 | 9.553 | 3.1843 | 14.5573 | 14.5573 | 4.4355 | 1.2419 | 5.6774 | 0 | 5.6774
2016-04-27 02:00 | 0 | 0 | 0.14436 | 0 | 10.7 | 69.1688 | 10.8444 | 15.445 | 3.3194 | 0.8 | 0 | 0 | 15.445 | 0 | 3.3194 | 0 | 9.035 | 3.0117 | 13.7117 | 13.7117 | 4.173 | 1.1745 | 5.3476 | 0 | 5.3476
2016-04-27 03:00 | 0 | 0.096553 | 0 | 0 | 10.276 | 69.0671 | 10.1794 | 14.498 | 3.1158 | 0.8 | 0 | 0 | 14.498 | 0 | 3.1158 | 0 | 8.482 | 2.8273 | 13.1033 | 13.1033 | 4.0076 | 1.1027 | 5.1103 | 0 | 5.1103
2016-04-27 04:00 | 0 | 0.60389 | 0 | 0 | 10.077 | 68.4314 | 9.4731 | 13.492 | 2.8996 | 0.8 | 0 | 0 | 13.492 | 0 | 2.8996 | 0 | 7.893 | 2.631 | 12.708 | 12.708 | 3.93 | 1.0261 | 4.9561 | 0 | 4.9561
2016-04-27 05:00 | 0 | 9.971 | 0 | 0 | 9.971 | 57.9357 | 0 | 0 | 0 | 0 | 0 | 0 | 0 | 0 | 0 | 0 | 0 | 0 | 9.971 | 9.971 | 3.8887 | 0 | 3.8887 | 0 | 3.8887
2016-04-27 06:00 | 0 | 9.988 | 0 | 0 | 9.988 | 47.422 | 0 | 0 | 0 | 0 | 0 | 0 | 0 | 0 | 0 | 0 | 0 | 0 | 9.988 | 9.988 | 3.8953 | 0 | 3.8953 | 0 | 3.8953
2016-04-27 07:00 | 0.01 | 8.465 | 0 | 0 | 8.475 | 38.5114 | 0 | 0 | 0 | 0 | 0 | 0 | 0 | 0 | 0 | 0 | 0 | 0 | 8.475 | 8.475 | 3.3053 | 0 | 3.3053 | 0 | 3.3053
2016-04-27 08:00 | 0.21 | 7.741 | 0 | 0 | 7.951 | 30.363 | 0 | 0 | 0 | 0 | 0 | 0 | 0 | 0 | 0 | 0 | 0 | 0 | 7.951 | 7.951 | 3.1009 | 0 | 3.1009 | 0 | 3.1009
2016-04-27 09:00 | 0.61 | 0 | 10.3943 | 12.7827 | 7.433 | 40.2376 | 30 | 42.7273 | 9.1827 | 0.8 | 28.8927 | 3.2427 | 71.62 | 0 | 12.4255 | 71.62 | 0 | 0 | 7.433 | 20.2157 | 2.8989 | 0 | 2.8989 | 4.9852 | 7.8841
2016-04-27 10:00 | 1.05 | 0 | 23.614 | 0 | 7.436 | 62.6709 | 30 | 42.7273 | 9.1827 | 0.8 | 29.0437 | 3.2597 | 71.771 | 0 | 12.4424 | 71.771 | 0 | 0 | 7.436 | 7.436 | 2.9 | 0 | 2.9 | 0 | 2.9
2016-04-27 11:00 | 1.23 | 0 | 23.462 | 0 | 7.768 | 84.9598 | 30 | 42.7273 | 9.1827 | 0.8 | 28.8427 | 3.2371 | 71.57 | 0 | 12.4199 | 71.57 | 0 | 0 | 7.768 | 7.768 | 3.0295 | 0 | 3.0295 | 0 | 3.0295
2016-04-27 12:00 | 1.42 | 0 | 0 | 17.2473 | 7.717 | 84.9598 | 23.5443 | 33.5329 | 7.2067 | 0.8 | 51.6181 | 5.7933 | 85.151 | 0 | 13 | 70.427 | 8.613 | 2.871 | 10.588 | 27.8353 | 3.0096 | 1.1197 | 4.1293 | 6.7265 | 10.8558
2016-04-27 13:00 | 1.47 | 0 | 8.056 | 0 | 8.414 | 92.613 | 15 | 21.3636 | 4.5914 | 0.8 | 67.3044 | 7.5538 | 88.668 | 0 | 12.1452 | 69.125 | 11.433 | 3.811 | 12.225 | 12.225 | 3.2815 | 1.4863 | 4.7678 | 0 | 4.7678
2016-04-27 14:00 | 1.4 | 0 | 0 | 7.287 | 9.113 | 92.613 | 15 | 21.3636 | 4.5914 | 0.8 | 2.3154 | 0.25986 | 23.679 | 0 | 4.8512 | 0 | 13.852 | 4.6173 | 13.7303 | 21.0173 | 3.5541 | 1.8008 | 5.3548 | 2.8419 | 8.1968
2016-04-27 15:00 | 1.19 | 0 | 6.881 | 0 | 9.309 | 99.15 | 15 | 21.3636 | 4.5914 | 0.8 | 72.6534 | 8.1541 | 94.017 | 0 | 12.7455 | 67.145 | 15.72 | 5.24 | 14.549 | 14.549 | 3.6305 | 2.0436 | 5.6741 | 0 | 5.6741
2016-04-27 16:00 | 0.98 | 0 | 0 | 6.68 | 9.3 | 99.15 | 15 | 21.3636 | 4.5914 | 0.8 | 74.2644 | 8.3349 | 95.628 | 0 | 12.9263 | 66.549 | 17.011 | 5.6703 | 14.9703 | 21.6503 | 3.627 | 2.2114 | 5.8384 | 2.6052 | 8.4436
2016-04-27 17:00 | 0.54 | 0 | 21.131 | 0 | 9.409 | 119.2244 | 30 | 42.7273 | 9.1827 | 0.8 | 23.5057 | 2.6381 | 66.233 | 0 | 11.8209 | 66.233 | 0 | 0 | 9.409 | 9.409 | 3.6695 | 0 | 3.6695 | 0 | 3.6695
2016-04-27 18:00 | 0.11 | 0 | 20.304 | 0 | 9.806 | 138.5132 | 30 | 42.7273 | 9.1827 | 0.8 | 23.4707 | 2.6342 | 66.198 | 0 | 11.8169 | 66.198 | 0 | 0 | 9.806 | 9.806 | 3.8243 | 0 | 3.8243 | 0 | 3.8243
2016-04-27 19:00 | 0 | 0 | 14.002 | 0 | 15.998 | 151.8151 | 30 | 42.7273 | 9.1827 | 0.8 | 23.6407 | 2.6533 | 66.368 | 0 | 11.836 | 66.368 | 0 | 0 | 15.998 | 15.998 | 6.2392 | 0 | 6.2392 | 0 | 6.2392
2016-04-27 20:00 | 0 | 20.251 | 0 | 0 | 20.251 | 130.4983 | 0 | 0 | 0 | 0 | 0 | 0 | 0 | 0 | 0 | 0 | 0 | 0 | 20.251 | 20.251 | 7.8979 | 0 | 7.8979 | 0 | 7.8979
2016-04-27 21:00 | 0 | 19.937 | 0 | 0 | 19.937 | 109.512 | 0 | 0 | 0 | 0 | 0 | 0 | 0 | 0 | 0 | 0 | 0 | 0 | 19.937 | 19.937 | 7.7754 | 0 | 7.7754 | 0 | 7.7754
2016-04-27 22:00 | 0 | 19.316 | 0 | 0 | 19.316 | 89.1793 | 0 | 0 | 0 | 0 | 0 | 0 | 0 | 0 | 0 | 0 | 0 | 0 | 19.316 | 19.316 | 7.5332 | 0 | 7.5332 | 0 | 7.5332
2016-04-27 23:00 | 0 | 16.608 | 0 | 0 | 16.608 | 71.6972 | 0 | 0 | 0 | 0 | 0 | 0 | 0 | 0 | 0 | 0 | 0 | 0 | 16.608 | 16.608 | 6.4771 | 0 | 6.4771 | 0 | 6.4771
2016-04-28 | 0 | 1.4634 | 0 | 0 | 14.002 | 70.1568 | 12.5386 | 17.858 | 3.838 | 0.8 | 0 | 0 | 17.858 | 0 | 3.838 | 0 | 10.447 | 3.4823 | 17.4843 | 17.4843 | 5.4608 | 1.3581 | 6.8189 | 0 | 6.8189
2016-04-28 01:00 | 0 | 0.46883 | 0 | 0 | 12.537 | 69.6633 | 12.0682 | 17.188 | 3.694 | 0.8 | 0 | 0 | 17.188 | 0 | 3.694 | 0 | 10.055 | 3.3517 | 15.8887 | 15.8887 | 4.8894 | 1.3072 | 6.1966 | 0 | 6.1966
2016-04-28 02:00 | 0 | 0 | 0.064809 | 0 | 11.488 | 69.7249 | 11.5528 | 16.454 | 3.5362 | 0.8 | 0 | 0 | 16.454 | 0 | 3.5362 | 0 | 9.625 | 3.2083 | 14.6963 | 14.6963 | 4.4803 | 1.2512 | 5.7316 | 0 | 5.7316
2016-04-28 03:00 | 0 | 0 | 0 | 0.153 | 10.968 | 69.7249 | 11.121 | 15.839 | 3.404 | 0.8 | 0 | 0 | 15.839 | 1.7764e-15 | 3.404 | 0 | 9.266 | 3.0887 | 14.0567 | 14.2097 | 4.2775 | 1.2046 | 5.4821 | 0.05967 | 5.5418
2016-04-28 04:00 | 0 | 0 | 0 | 0.15002 | 10.714 | 69.7249 | 10.864 | 15.473 | 3.3254 | 0.8 | 0 | 0 | 15.473 | 0 | 3.3254 | 0 | 9.051 | 3.017 | 13.731 | 13.881 | 4.1785 | 1.1766 | 5.3551 | 0.058508 | 5.4136
2016-04-28 05:00 | 0 | 10.474 | 0 | 0 | 10.474 | 58.6996 | 0 | 0 | 0 | 0 | 0 | 0 | 0 | 0 | 0 | 0 | 0 | 0 | 10.474 | 10.474 | 4.0849 | 0 | 4.0849 | 0 | 4.0849
2016-04-28 06:00 | 0 | 10.213 | 0 | 0 | 10.213 | 47.9491 | 0 | 0 | 0 | 0 | 0 | 0 | 0 | 0 | 0 | 0 | 0 | 0 | 10.213 | 10.213 | 3.9831 | 0 | 3.9831 | 0 | 3.9831
2016-04-28 07:00 | 0.01 | 8.462 | 0 | 0 | 8.472 | 39.0417 | 0 | 0 | 0 | 0 | 0 | 0 | 0 | 0 | 0 | 0 | 0 | 0 | 8.472 | 8.472 | 3.3041 | 0 | 3.3041 | 0 | 3.3041
2016-04-28 08:00 | 0.17 | 7.175 | 0 | 0 | 7.345 | 31.4891 | 0 | 0 | 0 | 0 | 0 | 0 | 0 | 0 | 0 | 0 | 0 | 0 | 7.345 | 7.345 | 2.8645 | 0 | 2.8645 | 0 | 2.8645
2016-04-28 09:00 | 0.57 | 0 | 0 | 23.569 | 7.001 | 31.4891 | 30 | 42.7273 | 9.1827 | 0.8 | 28.2987 | 3.1761 | 71.026 | 0 | 12.3588 | 71.026 | 0 | 0 | 7.001 | 30.57 | 2.7304 | 0 | 2.7304 | 9.1919 | 11.9223
2016-04-28 10:00 | 1.15 | 0 | 23.909 | 0 | 7.241 | 54.2026 | 30 | 42.7273 | 9.1827 | 0.8 | 28.5597 | 3.2054 | 71.287 | 0 | 12.3881 | 71.287 | 0 | 0 | 7.241 | 7.241 | 2.824 | 0 | 2.824 | 0 | 2.824
2016-04-28 11:00 | 1.26 | 0 | 23.63 | 0 | 7.63 | 76.6511 | 30 | 42.7273 | 9.1827 | 0.8 | 28.2647 | 3.1722 | 70.992 | 0 | 12.355 | 70.992 | 0 | 0 | 7.63 | 7.63 | 2.9757 | 0 | 2.9757 | 0 | 2.9757
2016-04-28 12:00 | 1.36 | 0 | 8.011 | 0 | 8.349 | 84.2616 | 15 | 21.3636 | 4.5914 | 0.8 | 65.6284 | 7.3657 | 86.992 | 0 | 11.9571 | 69.745 | 10.09 | 3.3633 | 11.7123 | 11.7123 | 3.2561 | 1.3117 | 4.5678 | 0 | 4.5678
2016-04-28 13:00 | 1.08 | 0 | 7.406 | 0 | 8.674 | 91.2973 | 15 | 21.3636 | 4.5914 | 0.8 | 69.2944 | 7.7771 | 90.658 | 0 | 12.3685 | 68.389 | 13.027 | 4.3423 | 13.0163 | 13.0163 | 3.3829 | 1.6935 | 5.0764 | 0 | 5.0764
2016-04-28 14:00 | 0.89 | 0 | 0 | 13.512 | 9.878 | 91.2973 | 22.5 | 32.0455 | 6.8871 | 0.7172 | 0 | 0 | 26.4 | 5.6455 | 6.8871 | 0 | 15.444 | 5.148 | 15.026 | 28.538 | 3.8524 | 2.0077 | 5.8601 | 5.2697 | 11.1298
2016-04-28 15:00 | 1.05 | 0 | 6.212 | 0 | 9.838 | 97.1987 | 15 | 21.3636 | 4.5914 | 0.8 | 74.6064 | 8.3733 | 95.97 | 0 | 12.9647 | 66.422 | 17.285 | 5.7617 | 15.5997 | 15.5997 | 3.8368 | 2.2471 | 6.0839 | 0 | 6.0839
2016-04-28 16:00 | 1.05 | 0 | 0 | 5.7109 | 9.391 | 97.1987 | 14.0519 | 20.0133 | 4.3012 | 0.8 | 77.5067 | 8.6988 | 97.52 | 0 | 13 | 65.848 | 18.528 | 6.176 | 15.567 | 21.2779 | 3.6625 | 2.4086 | 6.0711 | 2.2272 | 8.2984
2016-04-28 17:00 | 0.53 | 0 | 21.448 | 0 | 9.082 | 117.5743 | 30 | 42.7273 | 9.1827 | 0.8 | 22.7857 | 2.5573 | 65.513 | 0 | 11.7401 | 65.513 | 0 | 0 | 9.082 | 9.082 | 3.542 | 0 | 3.542 | 0 | 3.542
2016-04-28 18:00 | 0.09 | 0 | 20.084 | 0 | 10.006 | 136.6541 | 30 | 42.7273 | 9.1827 | 0.8 | 22.7227 | 2.5502 | 65.45 | 0 | 11.733 | 65.45 | 0 | 0 | 10.006 | 10.006 | 3.9023 | 0 | 3.9023 | 0 | 3.9023
2016-04-28 19:00 | 0 | 0 | 13.802 | 0 | 16.198 | 149.766 | 30 | 42.7273 | 9.1827 | 0.8 | 22.9717 | 2.5782 | 65.699 | 0 | 11.7609 | 65.699 | 0 | 0 | 16.198 | 16.198 | 6.3172 | 0 | 6.3172 | 0 | 6.3172
2016-04-28 20:00 | 0 | 19.275 | 0 | 0 | 19.275 | 129.4765 | 0 | 0 | 0 | 0 | 0 | 0 | 0 | 0 | 0 | 0 | 0 | 0 | 19.275 | 19.275 | 7.5172 | 0 | 7.5172 | 0 | 7.5172
2016-04-28 21:00 | 0 | 19.874 | 0 | 0 | 19.874 | 108.5565 | 0 | 0 | 0 | 0 | 0 | 0 | 0 | 0 | 0 | 0 | 0 | 0 | 19.874 | 19.874 | 7.7509 | 0 | 7.7509 | 0 | 7.7509
2016-04-28 22:00 | 0 | 18.928 | 0 | 0 | 18.928 | 88.6323 | 0 | 0 | 0 | 0 | 0 | 0 | 0 | 0 | 0 | 0 | 0 | 0 | 18.928 | 18.928 | 7.3819 | 0 | 7.3819 | 0 | 7.3819
2016-04-28 23:00 | 0 | 16.509 | 0 | 0 | 16.509 | 71.2544 | 0 | 0 | 0 | 0 | 0 | 0 | 0 | 0 | 0 | 0 | 0 | 0 | 16.509 | 16.509 | 6.4385 | 0 | 6.4385 | 0 | 6.4385
2016-04-29 | 0 | 0.15651 | 0 | 0 | 14.046 | 71.0896 | 13.8895 | 19.782 | 4.2515 | 0.8 | 0 | 0 | 19.782 | 0 | 4.2515 | 0 | 11.573 | 3.8577 | 17.9037 | 17.9037 | 5.4779 | 1.5045 | 6.9824 | 0 | 6.9824
2016-04-29 01:00 | 0 | 0 | 1.2729 | 0 | 12.241 | 72.2989 | 13.5139 | 19.247 | 4.1365 | 0.8 | 0 | 0 | 19.247 | 0 | 4.1365 | 0 | 11.259 | 3.753 | 15.994 | 15.994 | 4.774 | 1.4637 | 6.2377 | 0 | 6.2377
2016-04-29 02:00 | 0 | 0 | 0 | 1.1814 | 11.803 | 72.2989 | 12.9844 | 18.493 | 3.9744 | 0.8 | 0 | 0 | 18.493 | 0 | 3.9744 | 0 | 10.818 | 3.606 | 15.409 | 16.5904 | 4.6032 | 1.4063 | 6.0095 | 0.46076 | 6.4703
2016-04-29 03:00 | 0 | 0 | 0 | 0.72498 | 11.577 | 72.2989 | 12.302 | 17.521 | 3.7655 | 0.8 | 0 | 0 | 17.521 | 0 | 3.7655 | 0 | 10.25 | 3.4167 | 14.9937 | 15.7186 | 4.515 | 1.3325 | 5.8475 | 0.28274 | 6.1303
2016-04-29 04:00 | 0 | 0 | 0 | 0.8144 | 10.704 | 72.2989 | 11.5184 | 16.405 | 3.5257 | 0.8 | 0 | 0 | 16.405 | 0 | 3.5257 | 0 | 9.597 | 3.199 | 13.903 | 14.7174 | 4.1746 | 1.2476 | 5.4222 | 0.31762 | 5.7398
2016-04-29 05:00 | 0 | 10.08 | 0 | 0 | 10.08 | 61.6883 | 0 | 0 | 0 | 0 | 0 | 0 | 0 | 0 | 0 | 0 | 0 | 0 | 10.08 | 10.08 | 3.9312 | 0 | 3.9312 | 0 | 3.9312
2016-04-29 06:00 | 0 | 9.593 | 0 | 0 | 9.593 | 51.5904 | 0 | 0 | 0 | 0 | 0 | 0 | 0 | 0 | 0 | 0 | 0 | 0 | 9.593 | 9.593 | 3.7413 | 0 | 3.7413 | 0 | 3.7413
2016-04-29 07:00 | 0.01 | 8.251 | 0 | 0 | 8.261 | 42.9052 | 0 | 0 | 0 | 0 | 0 | 0 | 0 | 0 | 0 | 0 | 0 | 0 | 8.261 | 8.261 | 3.2218 | 0 | 3.2218 | 0 | 3.2218
2016-04-29 08:00 | 0.27 | 7.349 | 0 | 0 | 7.619 | 35.1694 | 0 | 0 | 0 | 0 | 0 | 0 | 0 | 0 | 0 | 0 | 0 | 0 | 7.619 | 7.619 | 2.9714 | 0 | 2.9714 | 0 | 2.9714
2016-04-29 09:00 | 0.79 | 0 | 23.292 | 0 | 7.498 | 57.2968 | 30 | 42.7273 | 9.1827 | 0.8 | 28.3027 | 3.1765 | 71.03 | 0 | 12.3592 | 71.03 | 0 | 0 | 7.498 | 7.498 | 2.9242 | 0 | 2.9242 | 0 | 2.9242
2016-04-29 10:00 | 1.24 | 0 | 23.476 | 0 | 7.764 | 79.599 | 30 | 42.7273 | 9.1827 | 0.8 | 28.4537 | 3.1935 | 71.181 | 0 | 12.3762 | 71.181 | 0 | 0 | 7.764 | 7.764 | 3.028 | 0 | 3.028 | 0 | 3.028
2016-04-29 11:00 | 1.57 | 0 | 4.1751 | 19.8739 | 7.521 | 83.5653 | 30 | 42.7273 | 9.1827 | 0.8 | 28.2477 | 3.1703 | 70.975 | 0 | 12.3531 | 70.975 | 0 | 0 | 7.521 | 27.3949 | 2.9332 | 0 | 2.9332 | 7.7508 | 10.684
2016-04-29 12:00 | 1.55 | 0 | 16.5189 | 0 | 7.818 | 99.2583 | 22.7869 | 32.454 | 6.9749 | 0.8 | 53.684 | 6.0251 | 86.138 | 0 | 13 | 70.062 | 9.405 | 3.135 | 10.953 | 10.953 | 3.049 | 1.2227 | 4.2717 | 0 | 4.2717
2016-04-29 13:00 | 1.7 | 0 | 0 | 8.358 | 8.342 | 99.2583 | 15 | 21.3636 | 4.5914 | 0.8 | 67.1864 | 7.5406 | 88.55 | 0 | 12.1319 | 69.169 | 11.338 | 3.7793 | 12.1213 | 20.4793 | 3.2534 | 1.4739 | 4.7273 | 3.2596 | 7.9869
2016-04-29 14:00 | 1.59 | 0 | 6.668 | 0 | 9.922 | 105.5929 | 15 | 21.3636 | 4.5914 | 0.8 | 1.2224 | 0.13719 | 22.586 | 0 | 4.7286 | 0 | 13.213 | 4.4043 | 14.3263 | 14.3263 | 3.8696 | 1.7177 | 5.5873 | 0 | 5.5873
2016-04-29 15:00 | 1.41 | 0 | 6.771 | 0 | 9.639 | 112.0253 | 15 | 21.3636 | 4.5914 | 0.8 | 71.3364 | 8.0063 | 92.7 | 0 | 12.5977 | 67.633 | 14.665 | 4.8883 | 14.5273 | 14.5273 | 3.7592 | 1.9064 | 5.6657 | 0 | 5.6657
2016-04-29 16:00 | 1.13 | 0 | 6.799 | 0 | 9.331 | 118.4844 | 15 | 21.3636 | 4.5914 | 0.8 | 72.5024 | 8.1372 | 93.866 | 0 | 12.7286 | 67.201 | 15.599 | 5.1997 | 14.5307 | 14.5307 | 3.6391 | 2.0279 | 5.667 | 0 | 5.667
2016-04-29 17:00 | 0.51 | 0 | 0 | 21.364 | 9.146 | 118.4844 | 30 | 42.7273 | 9.1827 | 0.8 | 24.1547 | 2.711 | 66.882 | 0 | 11.8937 | 66.882 | 0 | 0 | 9.146 | 30.51 | 3.5669 | 0 | 3.5669 | 8.332 | 11.8989
2016-04-29 18:00 | 0.1 | 0 | 20.482 | 0 | 9.618 | 137.9423 | 30 | 42.7273 | 9.1827 | 0.8 | 23.9347 | 2.6863 | 66.662 | 0 | 11.869 | 66.662 | 0 | 0 | 9.618 | 9.618 | 3.751 | 0 | 3.751 | 0 | 3.751
2016-04-29 19:00 | 0 | 0 | 14.603 | 0 | 15.397 | 151.8151 | 30 | 42.7273 | 9.1827 | 0.8 | 23.9707 | 2.6903 | 66.698 | 0 | 11.8731 | 66.698 | 0 | 0 | 15.397 | 15.397 | 6.0048 | 0 | 6.0048 | 0 | 6.0048
2016-04-29 20:00 | 0 | 19.444 | 0 | 0 | 19.444 | 131.3477 | 0 | 0 | 0 | 0 | 0 | 0 | 0 | 0 | 0 | 0 | 0 | 0 | 19.444 | 19.444 | 7.5832 | 0 | 7.5832 | 0 | 7.5832
2016-04-29 21:00 | 0 | 19.811 | 0 | 0 | 19.811 | 110.4941 | 0 | 0 | 0 | 0 | 0 | 0 | 0 | 0 | 0 | 0 | 0 | 0 | 19.811 | 19.811 | 7.7263 | 0 | 7.7263 | 0 | 7.7263
2016-04-29 22:00 | 0 | 18.352 | 0 | 0 | 18.352 | 91.1762 | 0 | 0 | 0 | 0 | 0 | 0 | 0 | 0 | 0 | 0 | 0 | 0 | 18.352 | 18.352 | 7.1573 | 0 | 7.1573 | 0 | 7.1573
2016-04-29 23:00 | 0 | 15.919 | 0 | 0 | 15.919 | 74.4193 | 0 | 0 | 0 | 0 | 0 | 0 | 0 | 0 | 0 | 0 | 0 | 0 | 15.919 | 15.919 | 6.2084 | 0 | 6.2084 | 0 | 6.2084
2016-04-30 | 0 | 1.3782 | 0 | 0 | 13.228 | 72.9686 | 11.8498 | 16.877 | 3.6271 | 0.8 | 0 | 0 | 16.877 | 0 | 3.6271 | 0 | 9.873 | 3.291 | 16.519 | 16.519 | 5.1589 | 1.2835 | 6.4424 | 0 | 6.4424
2016-04-30 01:00 | 0 | 0.7594 | 0 | 0 | 11.813 | 72.1692 | 11.0536 | 15.743 | 3.3834 | 0.8 | 0 | 0 | 15.743 | 0 | 3.3834 | 0 | 9.21 | 3.07 | 14.883 | 14.883 | 4.6071 | 1.1973 | 5.8044 | 0 | 5.8044
2016-04-30 02:00 | 0 | 0.37198 | 0 | 0 | 10.774 | 71.7777 | 10.402 | 14.815 | 3.184 | 0.8 | 0 | 0 | 14.815 | 0 | 3.184 | 0 | 8.667 | 2.889 | 13.663 | 13.663 | 4.2019 | 1.1267 | 5.3286 | 0 | 5.3286
2016-04-30 03:00 | 0 | 1.2247 | 0 | 0 | 11.025 | 70.4885 | 9.8003 | 13.958 | 2.9998 | 0.8 | 0 | 0 | 13.958 | 0 | 2.9998 | 0 | 8.165 | 2.7217 | 13.7467 | 13.7467 | 4.2998 | 1.0615 | 5.3612 | 0 | 5.3612
2016-04-30 04:00 | 0 | 1.368 | 0 | 0 | 10.655 | 69.0486 | 9.287 | 13.227 | 2.8427 | 0.8 | 0 | 0 | 13.227 | 0 | 2.8427 | 0 | 7.738 | 2.5793 | 13.2343 | 13.2343 | 4.1555 | 1.0059 | 5.1614 | 0 | 5.1614
2016-04-30 05:00 | 0 | 10.029 | 0 | 0 | 10.029 | 58.4917 | 0 | 0 | 0 | 0 | 0 | 0 | 0 | 0 | 0 | 0 | 0 | 0 | 10.029 | 10.029 | 3.9113 | 0 | 3.9113 | 0 | 3.9113
2016-04-30 06:00 | 0 | 9.805 | 0 | 0 | 9.805 | 48.1707 | 0 | 0 | 0 | 0 | 0 | 0 | 0 | 0 | 0 | 0 | 0 | 0 | 9.805 | 9.805 | 3.8239 | 0 | 3.8239 | 0 | 3.8239
2016-04-30 07:00 | 0.01 | 8.148 | 0 | 0 | 8.158 | 39.5938 | 0 | 0 | 0 | 0 | 0 | 0 | 0 | 0 | 0 | 0 | 0 | 0 | 8.158 | 8.158 | 3.1816 | 0 | 3.1816 | 0 | 3.1816
2016-04-30 08:00 | 0.27 | 6.864 | 0 | 0 | 7.134 | 32.3686 | 0 | 0 | 0 | 0 | 0 | 0 | 0 | 0 | 0 | 0 | 0 | 0 | 7.134 | 7.134 | 2.7823 | 0 | 2.7823 | 0 | 2.7823
2016-04-30 09:00 | 0.92 | 0 | 24.039 | 0 | 6.881 | 55.2056 | 30 | 42.7273 | 9.1827 | 0.8 | 28.4477 | 3.1928 | 71.175 | 0 | 12.3755 | 71.175 | 0 | 0 | 6.881 | 6.881 | 2.6836 | 0 | 2.6836 | 0 | 2.6836
2016-04-30 10:00 | 1.28 | 0 | 23.882 | 0 | 7.398 | 77.8935 | 30 | 42.7273 | 9.1827 | 0.8 | 28.5247 | 3.2014 | 71.252 | 0 | 12.3842 | 71.252 | 0 | 0 | 7.398 | 7.398 | 2.8852 | 0 | 2.8852 | 0 | 2.8852
2016-04-30 11:00 | 1.52 | 0 | 23.568 | 0 | 7.952 | 100.2831 | 30 | 42.7273 | 9.1827 | 0.8 | 28.3287 | 3.1794 | 71.056 | 0 | 12.3622 | 71.056 | 0 | 0 | 7.952 | 7.952 | 3.1013 | 0 | 3.1013 | 0 | 3.1013
2016-04-30 12:00 | 1.72 | 0 | 11.5902 | 4.7757 | 8.428 | 111.2938 | 23.0739 | 32.8628 | 7.0627 | 0.8 | 52.9012 | 5.9373 | 85.764 | 0 | 13 | 70.2 | 9.105 | 3.035 | 11.463 | 16.2387 | 3.2869 | 1.1837 | 4.4706 | 1.8625 | 6.3331
2016-04-30 13:00 | 1.57 | 0 | 7.936 | 0 | 8.634 | 118.833 | 15 | 21.3636 | 4.5914 | 0.8 | 67.0584 | 7.5262 | 88.422 | 0 | 12.1176 | 69.216 | 11.235 | 3.745 | 12.379 | 12.379 | 3.3673 | 1.4606 | 4.8278 | 0 | 4.8278
2016-04-30 14:00 | 1.52 | 0 | 6.82 | 0 | 9.7 | 125.312 | 15 | 21.3636 | 4.5914 | 0.8 | 2.0894 | 0.2345 | 23.453 | 0 | 4.8259 | 0 | 13.72 | 4.5733 | 14.2733 | 14.2733 | 3.783 | 1.7836 | 5.5666 | 0 | 5.5666
2016-04-30 15:00 | 1.19 | 0 | 6.713 | 0 | 9.477 | 131.6894 | 15 | 21.3636 | 4.5914 | 0.8 | 72.8354 | 8.1746 | 94.199 | 0 | 12.7659 | 67.078 | 15.866 | 5.2887 | 14.7657 | 14.7657 | 3.696 | 2.0626 | 5.7586 | 0 | 5.7586
2016-04-30 16:00 | 0.98 | 0 | 6.663 | 0 | 9.317 | 138.0192 | 15 | 21.3636 | 4.5914 | 0.8 | 74.4214 | 8.3526 | 95.785 | 0 | 12.9439 | 66.491 | 17.137 | 5.7123 | 15.0293 | 15.0293 | 3.6336 | 2.2278 | 5.8614 | 0 | 5.8614
2016-04-30 17:00 | 0.21 | 0 | 0 | 20.858 | 9.352 | 138.0192 | 30 | 42.7273 | 9.1827 | 0.8 | 23.5477 | 2.6428 | 66.275 | 0 | 11.8256 | 66.275 | 0 | 0 | 9.352 | 30.21 | 3.6473 | 0 | 3.6473 | 8.1346 | 11.7819
2016-04-30 18:00 | 0.03 | 0 | 0 | 20.443 | 9.587 | 138.0192 | 30 | 42.7273 | 9.1827 | 0.8 | 23.6417 | 2.6534 | 66.369 | 0 | 11.8361 | 66.369 | 0 | 0 | 9.587 | 30.03 | 3.7389 | 0 | 3.7389 | 7.9728 | 11.7117
2016-04-30 19:00 | 0 | 0 | 14.522 | 0 | 15.478 | 151.8151 | 30 | 42.7273 | 9.1827 | 0.8 | 23.8777 | 2.6799 | 66.605 | 0 | 11.8626 | 66.605 | 0 | 0 | 15.478 | 15.478 | 6.0364 | 0 | 6.0364 | 0 | 6.0364
2016-04-30 20:00 | 0 | 18.713 | 0 | 0 | 18.713 | 132.1172 | 0 | 0 | 0 | 0 | 0 | 0 | 0 | 0 | 0 | 0 | 0 | 0 | 18.713 | 18.713 | 7.2981 | 0 | 7.2981 | 0 | 7.2981
2016-04-30 21:00 | 0 | 19.184 | 0 | 0 | 19.184 | 111.9235 | 0 | 0 | 0 | 0 | 0 | 0 | 0 | 0 | 0 | 0 | 0 | 0 | 19.184 | 19.184 | 7.4818 | 0 | 7.4818 | 0 | 7.4818
2016-04-30 22:00 | 0 | 18.675 | 0 | 0 | 18.675 | 92.2656 | 0 | 0 | 0 | 0 | 0 | 0 | 0 | 0 | 0 | 0 | 0 | 0 | 18.675 | 18.675 | 7.2833 | 0 | 7.2833 | 0 | 7.2833
2016-04-30 23:00 | 0 | 16.121 | 0 | 0 | 16.121 | 75.2962 | 0 | 0 | 0 | 0 | 0 | 0 | 0 | 0 | 0 | 0 | 0 | 0 | 16.121 | 16.121 | 6.2872 | 0 | 6.2872 | 0 | 6.2872
2016-05-01 | 0 | 1.6663 | 0 | 0 | 13.474 | 73.5422 | 11.8077 | 16.817 | 3.6142 | 0.8 | 0 | 0 | 16.817 | 0 | 3.6142 | 0 | 9.838 | 3.2793 | 16.7533 | 16.7533 | 5.2549 | 1.2789 | 6.5338 | 0 | 6.5338
2016-05-01 01:00 | 0 | 0.020872 | 0 | 0 | 11.085 | 73.5202 | 11.0641 | 15.758 | 3.3866 | 0.8 | 0 | 0 | 15.758 | 0 | 3.3866 | 0 | 9.219 | 3.073 | 14.158 | 14.158 | 4.3232 | 1.1985 | 5.5216 | 0 | 5.5216
2016-05-01 02:00 | 0 | 0.28623 | 0 | 0 | 10.67 | 73.2189 | 10.3838 | 14.789 | 3.1784 | 0.8 | 0 | 0 | 14.789 | 0 | 3.1784 | 0 | 8.652 | 2.884 | 13.554 | 13.554 | 4.1613 | 1.1248 | 5.2861 | 0 | 5.2861
2016-05-01 03:00 | 0 | 0.84928 | 0 | 0 | 10.79 | 72.3249 | 9.9407 | 14.158 | 3.0428 | 0.8 | 0 | 0 | 14.158 | 1.7764e-15 | 3.0428 | 0 | 8.282 | 2.7607 | 13.5507 | 13.5507 | 4.2081 | 1.0767 | 5.2848 | 0 | 5.2848
2016-05-01 04:00 | 0 | 0.83757 | 0 | 0 | 10.68 | 71.4432 | 9.8424 | 14.018 | 3.0127 | 0.8 | 0 | 0 | 14.018 | 0 | 3.0127 | 0 | 8.201 | 2.7337 | 13.4137 | 13.4137 | 4.1652 | 1.0661 | 5.2313 | 0 | 5.2313
2016-05-01 05:00 | 0 | 10.557 | 0 | 0 | 10.557 | 60.3306 | 0 | 0 | 0 | 0 | 0 | 0 | 0 | 0 | 0 | 0 | 0 | 0 | 10.557 | 10.557 | 4.1172 | 0 | 4.1172 | 0 | 4.1172
2016-05-01 06:00 | 0 | 10.017 | 0 | 0 | 10.017 | 49.7864 | 0 | 0 | 0 | 0 | 0 | 0 | 0 | 0 | 0 | 0 | 0 | 0 | 10.017 | 10.017 | 3.9066 | 0 | 3.9066 | 0 | 3.9066
2016-05-01 07:00 | 0.02 | 9.155 | 0 | 0 | 9.175 | 40.1496 | 0 | 0 | 0 | 0 | 0 | 0 | 0 | 0 | 0 | 0 | 0 | 0 | 9.175 | 9.175 | 3.5783 | 0 | 3.5783 | 0 | 3.5783
2016-05-01 08:00 | 0.15 | 7.543 | 0 | 0 | 7.693 | 32.2096 | 0 | 0 | 0 | 0 | 0 | 0 | 0 | 0 | 0 | 0 | 0 | 0 | 7.693 | 7.693 | 3.0003 | 0 | 3.0003 | 0 | 3.0003
2016-05-01 09:00 | 0.55 | 0 | 22.887 | 0 | 7.663 | 53.9522 | 30 | 42.7273 | 9.1827 | 0.8 | 27.9727 | 3.1395 | 70.7 | 0 | 12.3222 | 70.7 | 0 | 0 | 7.663 | 7.663 | 2.9886 | 0 | 2.9886 | 0 | 2.9886
2016-05-01 10:00 | 0.83 | 0 | 23.542 | 0 | 7.288 | 76.3171 | 30 | 42.7273 | 9.1827 | 0.8 | 28.1417 | 3.1584 | 70.869 | 0 | 12.3412 | 70.869 | 0 | 0 | 7.288 | 7.288 | 2.8423 | 0 | 2.8423 | 0 | 2.8423
2016-05-01 11:00 | 1.02 | 0 | 10.9447 | 12.7803 | 7.295 | 86.7145 | 30 | 42.7273 | 9.1827 | 0.8 | 28.2457 | 3.1701 | 70.973 | 0 | 12.3529 | 70.973 | 0 | 0 | 7.295 | 20.0753 | 2.8451 | 0 | 2.8451 | 4.9843 | 7.8294
2016-05-01 12:00 | 1.12 | 0 | 0 | 17.4673 | 7.514 | 86.7145 | 23.8613 | 33.9843 | 7.3037 | 0.8 | 50.7537 | 5.6963 | 84.738 | 0 | 13 | 70.58 | 8.282 | 2.7607 | 10.2747 | 27.742 | 2.9305 | 1.0767 | 4.0071 | 6.8122 | 10.8194
2016-05-01 13:00 | 1.23 | 0 | 0 | 16.7118 | 7.444 | 86.7145 | 22.9258 | 32.6519 | 7.0174 | 0.8 | 53.3051 | 5.9826 | 85.957 | 0 | 13 | 70.129 | 9.26 | 3.0867 | 10.5307 | 27.2425 | 2.9032 | 1.2038 | 4.107 | 6.5176 | 10.6246
2016-05-01 14:00 | 1.36 | 0 | 6.1931 | 0 | 8.046 | 92.598 | 12.8791 | 18.343 | 3.9422 | 0.8 | 0 | 0 | 18.343 | 0 | 3.9422 | 0 | 10.731 | 3.577 | 11.623 | 11.623 | 3.1379 | 1.395 | 4.533 | 0 | 4.533
2016-05-01 15:00 | 1.3 | 0 | 7.644 | 0 | 8.656 | 99.8598 | 15 | 21.3636 | 4.5914 | 0.8 | 68.2174 | 7.6563 | 89.581 | 0 | 12.2476 | 68.787 | 12.165 | 4.055 | 12.711 | 12.711 | 3.3758 | 1.5815 | 4.9573 | 0 | 4.9573
2016-05-01 16:00 | 1.09 | 0 | 7.516 | 0 | 8.574 | 107 | 15 | 21.3636 | 4.5914 | 0.8 | 69.6304 | 7.8149 | 90.994 | 0 | 12.4062 | 68.264 | 13.297 | 4.4323 | 13.0063 | 13.0063 | 3.3439 | 1.7286 | 5.0725 | 0 | 5.0725
2016-05-01 17:00 | 0.51 | 0 | 21.103 | 0 | 9.407 | 127.0479 | 30 | 42.7273 | 9.1827 | 0.8 | 25.1097 | 2.8182 | 67.837 | 0 | 12.0009 | 67.837 | 0 | 0 | 9.407 | 9.407 | 3.6687 | 0 | 3.6687 | 0 | 3.6687
2016-05-01 18:00 | 0.09 | 0 | 19.001 | 0 | 11.089 | 145.0988 | 30 | 42.7273 | 9.1827 | 0.8 | 24.8707 | 2.7913 | 67.598 | 0 | 11.9741 | 67.598 | 0 | 0 | 11.089 | 11.089 | 4.3247 | 0 | 4.3247 | 0 | 4.3247
2016-05-01 19:00 | 0 | 0 | 0 | 12.108 | 17.892 | 145.0988 | 30 | 42.7273 | 9.1827 | 0.8 | 24.8167 | 2.7853 | 67.544 | 0 | 11.968 | 67.544 | 0 | 0 | 17.892 | 30 | 6.9779 | 0 | 6.9779 | 4.7221 | 11.7
2016-05-01 20:00 | 0 | 19.19 | 0 | 0 | 19.19 | 124.8988 | 0 | 0 | 0 | 0 | 0 | 0 | 0 | 0 | 0 | 0 | 0 | 0 | 19.19 | 19.19 | 7.4841 | 0 | 7.4841 | 0 | 7.4841
2016-05-01 21:00 | 0 | 18.735 | 0 | 0 | 18.735 | 105.1778 | 0 | 0 | 0 | 0 | 0 | 0 | 0 | 0 | 0 | 0 | 0 | 0 | 18.735 | 18.735 | 7.3067 | 0 | 7.3067 | 0 | 7.3067
2016-05-01 22:00 | 0 | 16.886 | 0 | 0 | 16.886 | 87.403 | 0 | 0 | 0 | 0 | 0 | 0 | 0 | 0 | 0 | 0 | 0 | 0 | 16.886 | 16.886 | 6.5855 | 0 | 6.5855 | 0 | 6.5855
2016-05-01 23:00 | 0 | 14.039 | 0 | 0 | 14.039 | 72.6251 | 0 | 0 | 0 | 0 | 0 | 0 | 0 | 0 | 0 | 0 | 0 | 0 | 14.039 | 14.039 | 5.4752 | 0 | 5.4752 | 0 | 5.4752
2016-05-02 | 0 | 0.31413 | 0 | 0 | 12.218 | 72.2945 | 11.9039 | 16.954 | 3.6437 | 0.8 | 0 | 0 | 16.954 | 0 | 3.6437 | 0 | 9.918 | 3.306 | 15.524 | 15.524 | 4.765 | 1.2893 | 6.0544 | 0 | 6.0544
2016-05-02 01:00 | 0 | 0 | 0.19751 | 0 | 10.96 | 72.4821 | 11.1575 | 15.891 | 3.4152 | 0.8 | 0 | 0 | 15.891 | 0 | 3.4152 | 0 | 9.296 | 3.0987 | 14.0587 | 14.0587 | 4.2744 | 1.2085 | 5.4829 | 0 | 5.4829
2016-05-02 02:00 | 0 | 0 | 0.073255 | 0 | 10.505 | 72.5517 | 10.5783 | 15.066 | 3.2379 | 0.8 | 0 | 0 | 15.066 | 1.7764e-15 | 3.2379 | 0 | 8.814 | 2.938 | 13.443 | 13.443 | 4.097 | 1.1458 | 5.2428 | 0 | 5.2428
2016-05-02 03:00 | 0 | 0.039766 | 0 | 0 | 10.314 | 72.5098 | 10.2742 | 14.633 | 3.1449 | 0.8 | 0 | 0 | 14.633 | 1.7764e-15 | 3.1449 | 0 | 8.56 | 2.8533 | 13.1673 | 13.1673 | 4.0225 | 1.1128 | 5.1353 | 0 | 5.1353
2016-05-02 04:00 | 0 | 0.15651 | 0 | 0 | 10.119 | 72.3451 | 9.9625 | 14.189 | 3.0494 | 0.8 | 0 | 0 | 14.189 | 0 | 3.0494 | 0 | 8.3 | 2.7667 | 12.8857 | 12.8857 | 3.9464 | 1.079 | 5.0254 | 0 | 5.0254
2016-05-02 05:00 | 0 | 9.905 | 0 | 0 | 9.905 | 61.9188 | 0 | 0 | 0 | 0 | 0 | 0 | 0 | 0 | 0 | 0 | 0 | 0 | 9.905 | 9.905 | 3.863 | 0 | 3.863 | 0 | 3.863
2016-05-02 06:00 | 0 | 9.873 | 0 | 0 | 9.873 | 51.5261 | 0 | 0 | 0 | 0 | 0 | 0 | 0 | 0 | 0 | 0 | 0 | 0 | 9.873 | 9.873 | 3.8505 | 0 | 3.8505 | 0 | 3.8505
2016-05-02 07:00 | 0.01 | 9.115 | 0 | 0 | 9.125 | 41.9314 | 0 | 0 | 0 | 0 | 0 | 0 | 0 | 0 | 0 | 0 | 0 | 0 | 9.125 | 9.125 | 3.5587 | 0 | 3.5587 | 0 | 3.5587
2016-05-02 08:00 | 0.23 | 7.219 | 0 | 0 | 7.449 | 34.3325 | 0 | 0 | 0 | 0 | 0 | 0 | 0 | 0 | 0 | 0 | 0 | 0 | 7.449 | 7.449 | 2.9051 | 0 | 2.9051 | 0 | 2.9051
2016-05-02 09:00 | 0.84 | 0 | 23.265 | 0 | 7.575 | 56.4342 | 30 | 42.7273 | 9.1827 | 0.8 | 28.2417 | 3.1697 | 70.969 | 0 | 12.3524 | 70.969 | 0 | 0 | 7.575 | 7.575 | 2.9543 | 0 | 2.9543 | 0 | 2.9543
2016-05-02 10:00 | 1.24 | 0 | 0 | 23.561 | 7.679 | 56.4342 | 30 | 42.7273 | 9.1827 | 0.8 | 28.1977 | 3.1647 | 70.925 | 0 | 12.3475 | 70.925 | 0 | 0 | 7.679 | 31.24 | 2.9948 | 0 | 2.9948 | 9.1888 | 12.1836
2016-05-02 11:00 | 1.55 | 0 | 23.853 | 0 | 7.697 | 79.0946 | 30 | 42.7273 | 9.1827 | 0.8 | 28.2897 | 3.1751 | 71.017 | 0 | 12.3578 | 71.017 | 0 | 0 | 7.697 | 7.697 | 3.0018 | 0 | 3.0018 | 0 | 3.0018
2016-05-02 12:00 | 1.62 | 0 | 17.8982 | 0 | 7.755 | 96.0979 | 24.0332 | 34.2291 | 7.3564 | 0.8 | 50.2849 | 5.6436 | 84.514 | 0 | 13 | 70.663 | 8.103 | 2.701 | 10.456 | 10.456 | 3.0244 | 1.0534 | 4.0778 | 0 | 4.0778
2016-05-02 13:00 | 1.63 | 0 | 0 | 17.3888 | 7.685 | 96.0979 | 23.4438 | 33.3897 | 7.1759 | 0.8 | 51.8923 | 5.8241 | 85.282 | 0 | 13 | 70.379 | 8.718 | 2.906 | 10.591 | 27.9798 | 2.9971 | 1.1333 | 4.1305 | 6.7816 | 10.9121
2016-05-02 14:00 | 1.54 | 0 | 0 | 5.0516 | 8.11 | 96.0979 | 11.6216 | 16.552 | 3.5573 | 0.8 | 0 | 0 | 16.552 | 0 | 3.5573 | 0 | 9.683 | 3.2277 | 11.3377 | 16.3893 | 3.1629 | 1.2588 | 4.4217 | 1.9701 | 6.3918
2016-05-02 15:00 | 1.37 | 0 | 7.678 | 0 | 8.692 | 103.392 | 15 | 21.3636 | 4.5914 | 0.8 | 66.5644 | 7.4707 | 87.928 | 0 | 12.0621 | 69.399 | 10.84 | 3.6133 | 12.3053 | 12.3053 | 3.3899 | 1.4092 | 4.7991 | 0 | 4.7991
2016-05-02 16:00 | 1.03 | 0 | 7.413 | 0 | 8.617 | 110.4343 | 15 | 21.3636 | 4.5914 | 0.8 | 68.9404 | 7.7374 | 90.304 | 0 | 12.3288 | 68.52 | 12.744 | 4.248 | 12.865 | 12.865 | 3.3606 | 1.6567 | 5.0174 | 0 | 5.0174
2016-05-02 17:00 | 0.47 | 0 | 21.521 | 0 | 8.949 | 130.8793 | 30 | 42.7273 | 9.1827 | 0.8 | 25.0147 | 2.8075 | 67.742 | 0 | 11.9902 | 67.742 | 0 | 0 | 8.949 | 8.949 | 3.4901 | 0 | 3.4901 | 0 | 3.4901
2016-05-02 18:00 | 0.09 | 0 | 18.952 | 0 | 11.138 | 148.8837 | 30 | 42.7273 | 9.1827 | 0.8 | 24.5147 | 2.7514 | 67.242 | 0 | 11.9341 | 67.242 | 0 | 0 | 11.138 | 11.138 | 4.3438 | 0 | 4.3438 | 0 | 4.3438
2016-05-02 19:00 | 0 | 0 | 0 | 12.514 | 17.486 | 148.8837 | 30 | 42.7273 | 9.1827 | 0.8 | 24.5357 | 2.7537 | 67.263 | 0 | 11.9365 | 67.263 | 0 | 0 | 17.486 | 30 | 6.8195 | 0 | 6.8195 | 4.8805 | 11.7
2016-05-02 20:00 | 0 | 18.716 | 0 | 0 | 18.716 | 129.1826 | 0 | 0 | 0 | 0 | 0 | 0 | 0 | 0 | 0 | 0 | 0 | 0 | 18.716 | 18.716 | 7.2992 | 0 | 7.2992 | 0 | 7.2992
2016-05-02 21:00 | 0 | 18.606 | 0 | 0 | 18.606 | 109.5973 | 0 | 0 | 0 | 0 | 0 | 0 | 0 | 0 | 0 | 0 | 0 | 0 | 18.606 | 18.606 | 7.2563 | 0 | 7.2563 | 0 | 7.2563
2016-05-02 22:00 | 0 | 18.162 | 0 | 0 | 18.162 | 90.4794 | 0 | 0 | 0 | 0 | 0 | 0 | 0 | 0 | 0 | 0 | 0 | 0 | 18.162 | 18.162 | 7.0832 | 0 | 7.0832 | 0 | 7.0832
2016-05-02 23:00 | 0 | 14.969 | 0 | 0 | 14.969 | 74.7226 | 0 | 0 | 0 | 0 | 0 | 0 | 0 | 0 | 0 | 0 | 0 | 0 | 14.969 | 14.969 | 5.8379 | 0 | 5.8379 | 0 | 5.8379
2016-05-03 | 0 | 2.1472 | 0 | 0 | 12.762 | 72.4624 | 10.6148 | 15.118 | 3.2491 | 0.8 | 0 | 0 | 15.118 | 0 | 3.2491 | 0 | 8.844 | 2.948 | 15.71 | 15.71 | 4.9772 | 1.1497 | 6.1269 | 0 | 6.1269
2016-05-03 01:00 | 0 | 1.3993 | 0 | 0 | 11.479 | 70.9895 | 10.0797 | 14.356 | 3.0853 | 0.8 | 0 | 0 | 14.356 | 0 | 3.0853 | 0 | 8.398 | 2.7993 | 14.2783 | 14.2783 | 4.4768 | 1.0917 | 5.5686 | 0 | 5.5686
2016-05-03 02:00 | 0 | 0.94587 | 0 | 0 | 10.657 | 69.9938 | 9.7111 | 13.831 | 2.9725 | 0.8 | 0 | 0 | 13.831 | 0 | 2.9725 | 0 | 8.091 | 2.697 | 13.354 | 13.354 | 4.1562 | 1.0518 | 5.2081 | 0 | 5.2081
2016-05-03 03:00 | 0 | 0.44985 | 0 | 0 | 9.97 | 69.5203 | 9.5201 | 13.559 | 2.914 | 0.8 | 0 | 0 | 13.559 | 0 | 2.914 | 0 | 7.932 | 2.644 | 12.614 | 12.614 | 3.8883 | 1.0312 | 4.9195 | 0 | 4.9195
2016-05-03 04:00 | 0 | 0.39338 | 0 | 0 | 9.771 | 69.1062 | 9.3776 | 13.356 | 2.8704 | 0.8 | 0 | 0 | 13.356 | 0 | 2.8704 | 0 | 7.813 | 2.6043 | 12.3753 | 12.3753 | 3.8107 | 1.0157 | 4.8264 | 0 | 4.8264
2016-05-03 05:00 | 0 | 10.148 | 0 | 0 | 10.148 | 58.4241 | 0 | 0 | 0 | 0 | 0 | 0 | 0 | 0 | 0 | 0 | 0 | 0 | 10.148 | 10.148 | 3.9577 | 0 | 3.9577 | 0 | 3.9577
2016-05-03 06:00 | 0 | 10.044 | 0 | 0 | 10.044 | 47.8514 | 0 | 0 | 0 | 0 | 0 | 0 | 0 | 0 | 0 | 0 | 0 | 0 | 10.044 | 10.044 | 3.9172 | 0 | 3.9172 | 0 | 3.9172
2016-05-03 07:00 | 0.01 | 9.237 | 0 | 0 | 9.247 | 38.1283 | 0 | 0 | 0 | 0 | 0 | 0 | 0 | 0 | 0 | 0 | 0 | 0 | 9.247 | 9.247 | 3.6063 | 0 | 3.6063 | 0 | 3.6063
2016-05-03 08:00 | 0.15 | 7.377 | 0 | 0 | 7.527 | 30.363 | 0 | 0 | 0 | 0 | 0 | 0 | 0 | 0 | 0 | 0 | 0 | 0 | 7.527 | 7.527 | 2.9355 | 0 | 2.9355 | 0 | 2.9355
2016-05-03 09:00 | 0.59 | 0 | 23.166 | 0 | 7.424 | 52.3707 | 30 | 42.7273 | 9.1827 | 0.8 | 28.4917 | 3.1977 | 71.219 | 0 | 12.3805 | 71.219 | 0 | 0 | 7.424 | 7.424 | 2.8954 | 0 | 2.8954 | 0 | 2.8954
2016-05-03 10:00 | 0.93 | 0 | 23.418 | 0 | 7.512 | 74.6178 | 30 | 42.7273 | 9.1827 | 0.8 | 28.5137 | 3.2002 | 71.241 | 0 | 12.3829 | 71.241 | 0 | 0 | 7.512 | 7.512 | 2.9297 | 0 | 2.9297 | 0 | 2.9297
2016-05-03 11:00 | 1.11 | 0 | 0 | 23.52 | 7.59 | 74.6178 | 30 | 42.7273 | 9.1827 | 0.8 | 28.4187 | 3.1895 | 71.146 | 0 | 12.3723 | 71.146 | 0 | 0 | 7.59 | 31.11 | 2.9601 | 0 | 2.9601 | 9.1728 | 12.1329
2016-05-03 12:00 | 1.09 | 0 | 0 | 17.3598 | 7.857 | 74.6178 | 24.1268 | 34.3625 | 7.385 | 0.8 | 50.0295 | 5.615 | 84.392 | 0 | 13 | 70.708 | 8.005 | 2.6683 | 10.5253 | 27.8852 | 3.0642 | 1.0407 | 4.1049 | 6.7703 | 10.8752
2016-05-03 13:00 | 1.41 | 0 | 16.4457 | 0 | 7.613 | 90.2413 | 22.6487 | 32.2573 | 6.9326 | 0.8 | 54.0607 | 6.0674 | 86.318 | 0 | 13 | 69.995 | 9.549 | 3.183 | 10.796 | 10.796 | 2.9691 | 1.2414 | 4.2104 | 0 | 4.2104
2016-05-03 14:00 | 1.27 | 0 | 5.9216 | 0.79392 | 8.246 | 95.8668 | 13.6915 | 19.5 | 4.1908 | 0.8 | 0 | 0 | 19.5 | 0 | 4.1908 | 0 | 11.407 | 3.8023 | 12.0483 | 12.8423 | 3.2159 | 1.4829 | 4.6989 | 0.30963 | 5.0085
2016-05-03 15:00 | 1.04 | 0 | 0 | 7.391 | 8.649 | 95.8668 | 15 | 21.3636 | 4.5914 | 0.8 | 69.9444 | 7.8501 | 91.308 | 0 | 12.4415 | 68.148 | 13.549 | 4.5163 | 13.1653 | 20.5563 | 3.3731 | 1.7614 | 5.1345 | 2.8825 | 8.017
2016-05-03 16:00 | 0.8 | 0 | 7.045 | 0 | 8.755 | 102.5595 | 15 | 21.3636 | 4.5914 | 0.8 | 72.3574 | 8.1209 | 93.721 | 0 | 12.7123 | 67.255 | 15.483 | 5.161 | 13.916 | 13.916 | 3.4144 | 2.0128 | 5.4272 | 0 | 5.4272
2016-05-03 17:00 | 0.17 | 0 | 20.744 | 0 | 9.426 | 122.2663 | 30 | 42.7273 | 9.1827 | 0.8 | 23.9347 | 2.6863 | 66.662 | 0 | 11.869 | 66.662 | 0 | 0 | 9.426 | 9.426 | 3.6761 | 0 | 3.6761 | 0 | 3.6761
2016-05-03 18:00 | 0.04 | 0 | 18.547 | 0 | 11.493 | 139.886 | 30 | 42.7273 | 9.1827 | 0.8 | 23.7577 | 2.6664 | 66.485 | 0 | 11.8491 | 66.485 | 0 | 0 | 11.493 | 11.493 | 4.4823 | 0 | 4.4823 | 0 | 4.4823
2016-05-03 19:00 | 0 | 0 | 12.557 | 0 | 17.443 | 151.8151 | 30 | 42.7273 | 9.1827 | 0.8 | 23.9717 | 2.6904 | 66.699 | 0 | 11.8732 | 66.699 | 0 | 0 | 17.443 | 17.443 | 6.8028 | 0 | 6.8028 | 0 | 6.8028
2016-05-03 20:00 | 0 | 19.539 | 0 | 0 | 19.539 | 131.2477 | 0 | 0 | 0 | 0 | 0 | 0 | 0 | 0 | 0 | 0 | 0 | 0 | 19.539 | 19.539 | 7.6202 | 0 | 7.6202 | 0 | 7.6202
2016-05-03 21:00 | 0 | 19.93 | 0 | 0 | 19.93 | 110.2688 | 0 | 0 | 0 | 0 | 0 | 0 | 0 | 0 | 0 | 0 | 0 | 0 | 19.93 | 19.93 | 7.7727 | 0 | 7.7727 | 0 | 7.7727
2016-05-03 22:00 | 0 | 18.53 | 0 | 0 | 18.53 | 90.7635 | 0 | 0 | 0 | 0 | 0 | 0 | 0 | 0 | 0 | 0 | 0 | 0 | 18.53 | 18.53 | 7.2267 | 0 | 7.2267 | 0 | 7.2267
2016-05-03 23:00 | 0 | 15.752 | 0 | 0 | 15.752 | 74.1825 | 0 | 0 | 0 | 0 | 0 | 0 | 0 | 0 | 0 | 0 | 0 | 0 | 15.752 | 15.752 | 6.1433 | 0 | 6.1433 | 0 | 6.1433
2016-05-04 | 0 | 1.6009 | 0 | 0 | 13.337 | 72.4973 | 11.7361 | 16.715 | 3.5923 | 0.8 | 0 | 0 | 16.715 | 0 | 3.5923 | 0 | 9.778 | 3.2593 | 16.5963 | 16.5963 | 5.2014 | 1.2711 | 6.4726 | 0 | 6.4726
2016-05-04 01:00 | 0 | 1.0621 | 0 | 0 | 11.898 | 71.3793 | 10.8359 | 15.433 | 3.3168 | 0.8 | 0 | 0 | 15.433 | 0 | 3.3168 | 0 | 9.028 | 3.0093 | 14.9073 | 14.9073 | 4.6402 | 1.1736 | 5.8139 | 0 | 5.8139
2016-05-04 02:00 | 0 | 0.34621 | 0 | 0 | 10.638 | 71.0149 | 10.2918 | 14.658 | 3.1502 | 0.8 | 0 | 0 | 14.658 | 0 | 3.1502 | 0 | 8.575 | 2.8583 | 13.4963 | 13.4963 | 4.1488 | 1.1147 | 5.2636 | 0 | 5.2636
2016-05-04 03:00 | 0 | 0.45813 | 0 | 0 | 10.448 | 70.5327 | 9.9899 | 14.228 | 3.0578 | 0.8 | 0 | 0 | 14.228 | 0 | 3.0578 | 0 | 8.324 | 2.7747 | 13.2227 | 13.2227 | 4.0747 | 1.0821 | 5.1568 | 0 | 5.1568
2016-05-04 04:00 | 0 | 0.35572 | 0 | 0 | 10.05 | 70.1582 | 9.6943 | 13.807 | 2.9673 | 0.8 | 0 | 0 | 13.807 | 0 | 2.9673 | 0 | 8.077 | 2.6923 | 12.7423 | 12.7423 | 3.9195 | 1.05 | 4.9695 | 0 | 4.9695
2016-05-04 05:00 | 0 | 9.702 | 0 | 0 | 9.702 | 59.9456 | 0 | 0 | 0 | 0 | 0 | 0 | 0 | 0 | 0 | 0 | 0 | 0 | 9.702 | 9.702 | 3.7838 | 0 | 3.7838 | 0 | 3.7838
2016-05-04 06:00 | 0 | 9.692 | 0 | 0 | 9.692 | 49.7435 | 0 | 0 | 0 | 0 | 0 | 0 | 0 | 0 | 0 | 0 | 0 | 0 | 9.692 | 9.692 | 3.7799 | 0 | 3.7799 | 0 | 3.7799
2016-05-04 07:00 | 0 | 8.93 | 0 | 0 | 8.93 | 40.3435 | 0 | 0 | 0 | 0 | 0 | 0 | 0 | 0 | 0 | 0 | 0 | 0 | 8.93 | 8.93 | 3.4827 | 0 | 3.4827 | 0 | 3.4827
2016-05-04 08:00 | 0.12 | 7.209 | 0 | 0 | 7.329 | 32.7551 | 0 | 0 | 0 | 0 | 0 | 0 | 0 | 0 | 0 | 0 | 0 | 0 | 7.329 | 7.329 | 2.8583 | 0 | 2.8583 | 0 | 2.8583
2016-05-04 09:00 | 0.34 | 0 | 23.229 | 0 | 7.111 | 54.8226 | 30 | 42.7273 | 9.1827 | 0.8 | 28.3207 | 3.1785 | 71.048 | 0 | 12.3613 | 71.048 | 0 | 0 | 7.111 | 7.111 | 2.7733 | 0 | 2.7733 | 0 | 2.7733
2016-05-04 10:00 | 0.55 | 0 | 6.0147 | 17.4763 | 7.059 | 60.5366 | 30 | 42.7273 | 9.1827 | 0.8 | 28.4157 | 3.1892 | 71.143 | 0 | 12.3719 | 71.143 | 0 | 0 | 7.059 | 24.5353 | 2.753 | 0 | 2.753 | 6.8157 | 9.5688
2016-05-04 11:00 | 0.57 | 0 | 23.048 | 0 | 7.522 | 82.4322 | 30 | 42.7273 | 9.1827 | 0.8 | 28.1887 | 3.1637 | 70.916 | 0 | 12.3465 | 70.916 | 0 | 0 | 7.522 | 7.522 | 2.9336 | 0 | 2.9336 | 0 | 2.9336
2016-05-04 12:00 | 0.79 | 0 | 15.4913 | 0 | 8.071 | 97.1489 | 22.7723 | 32.4333 | 6.9704 | 0.8 | 53.7237 | 6.0296 | 86.157 | 0 | 13 | 70.055 | 9.42 | 3.14 | 11.211 | 11.211 | 3.1477 | 1.2246 | 4.3723 | 0 | 4.3723
2016-05-04 13:00 | 1.25 | 0 | 0 | 8.086 | 8.164 | 97.1489 | 15 | 21.3636 | 4.5914 | 0.8 | 67.3394 | 7.5577 | 88.703 | 0 | 12.1491 | 69.112 | 11.461 | 3.8203 | 11.9843 | 20.0703 | 3.184 | 1.4899 | 4.6739 | 3.1535 | 7.8274
2016-05-04 14:00 | 1.27 | 0 | 7.736 | 0 | 8.534 | 104.4981 | 15 | 21.3636 | 4.5914 | 0.8 | 1.1204 | 0.12574 | 22.484 | 0 | 4.7171 | 0 | 13.153 | 4.3843 | 12.9183 | 12.9183 | 3.3283 | 1.7099 | 5.0381 | 0 | 5.0381
2016-05-04 15:00 | 0.85 | 0 | 7.082 | 0 | 8.768 | 111.226 | 15 | 21.3636 | 4.5914 | 0.8 | 71.0774 | 7.9773 | 92.441 | 0 | 12.5686 | 67.728 | 14.457 | 4.819 | 13.587 | 13.587 | 3.4195 | 1.8794 | 5.2989 | 0 | 5.2989
2016-05-04 16:00 | 1 | 0 | 6.713 | 0 | 9.287 | 117.6034 | 15 | 21.3636 | 4.5914 | 0.8 | 72.0364 | 8.0849 | 93.4 | 0 | 12.6763 | 67.374 | 15.225 | 5.075 | 14.362 | 14.362 | 3.6219 | 1.9792 | 5.6012 | 0 | 5.6012
2016-05-04 17:00 | 0.46 | 0 | 20.535 | 0 | 9.925 | 137.1116 | 30 | 42.7273 | 9.1827 | 0.8 | 24.4657 | 2.7459 | 67.193 | 0 | 11.9286 | 67.193 | 0 | 0 | 9.925 | 9.925 | 3.8708 | 0 | 3.8708 | 0 | 3.8708
2016-05-04 18:00 | 0.08 | 0 | 0 | 18.203 | 11.877 | 137.1116 | 30 | 42.7273 | 9.1827 | 0.8 | 24.4177 | 2.7405 | 67.145 | 0 | 11.9232 | 67.145 | 0 | 0 | 11.877 | 30.08 | 4.632 | 0 | 4.632 | 7.0992 | 11.7312
2016-05-04 19:00 | 0 | 0 | 10.514 | 0 | 19.486 | 147.0999 | 30 | 42.7273 | 9.1827 | 0.8 | 24.5287 | 2.7529 | 67.256 | 0 | 11.9357 | 67.256 | 0 | 0 | 19.486 | 19.486 | 7.5995 | 0 | 7.5995 | 0 | 7.5995
2016-05-04 20:00 | 0 | 20.434 | 0 | 0 | 20.434 | 125.5905 | 0 | 0 | 0 | 0 | 0 | 0 | 0 | 0 | 0 | 0 | 0 | 0 | 20.434 | 20.434 | 7.9693 | 0 | 7.9693 | 0 | 7.9693
2016-05-04 21:00 | 0 | 20.984 | 0 | 0 | 20.984 | 103.502 | 0 | 0 | 0 | 0 | 0 | 0 | 0 | 0 | 0 | 0 | 0 | 0 | 20.984 | 20.984 | 8.1838 | 0 | 8.1838 | 0 | 8.1838
2016-05-04 22:00 | 0 | 18.71 | 0 | 0 | 18.71 | 83.8073 | 0 | 0 | 0 | 0 | 0 | 0 | 0 | 0 | 0 | 0 | 0 | 0 | 18.71 | 18.71 | 7.2969 | 0 | 7.2969 | 0 | 7.2969
2016-05-04 23:00 | 0 | 15.277 | 0 | 0 | 15.277 | 67.7263 | 0 | 0 | 0 | 0 | 0 | 0 | 0 | 0 | 0 | 0 | 0 | 0 | 15.277 | 15.277 | 5.958 | 0 | 5.958 | 0 | 5.958
2016-05-05 | 0 | 1.5319 | 0 | 0 | 13.169 | 66.1137 | 11.6371 | 16.574 | 3.562 | 0.8 | 0 | 0 | 16.574 | 0 | 3.562 | 0 | 9.696 | 3.232 | 16.401 | 16.401 | 5.1359 | 1.2605 | 6.3964 | 0 | 6.3964
2016-05-05 01:00 | 0 | 0 | 0 | 0.21219 | 11.17 | 66.1137 | 11.3822 | 16.211 | 3.484 | 0.8 | 0 | 0 | 16.211 | 0 | 3.484 | 0 | 9.483 | 3.161 | 14.331 | 14.5432 | 4.3563 | 1.2328 | 5.5891 | 0.082755 | 5.6718
2016-05-05 02:00 | 0 | 0 | 0 | 0.93126 | 10.34 | 66.1137 | 11.2713 | 16.053 | 3.45 | 0.8 | 0 | 0 | 16.053 | 0 | 3.45 | 0 | 9.391 | 3.1303 | 13.4703 | 14.4016 | 4.0326 | 1.2208 | 5.2534 | 0.36319 | 5.6166
2016-05-05 03:00 | 0 | 0 | 0 | 0.77068 | 10.08 | 66.1137 | 10.8507 | 15.454 | 3.3213 | 0.8 | 0 | 0 | 15.454 | 0 | 3.3213 | 0 | 9.04 | 3.0133 | 13.0933 | 13.864 | 3.9312 | 1.1752 | 5.1064 | 0.30057 | 5.407
2016-05-05 04:00 | 0 | 0 | 0.59819 | 0 | 9.827 | 66.682 | 10.4252 | 14.848 | 3.1911 | 0.8 | 0 | 0 | 14.848 | 1.7764e-15 | 3.1911 | 0 | 8.686 | 2.8953 | 12.7223 | 12.7223 | 3.8325 | 1.1292 | 4.9617 | 0 | 4.9617
2016-05-05 05:00 | 0 | 9.655 | 0 | 0 | 9.655 | 56.5188 | 0 | 0 | 0 | 0 | 0 | 0 | 0 | 0 | 0 | 0 | 0 | 0 | 9.655 | 9.655 | 3.7654 | 0 | 3.7654 | 0 | 3.7654
2016-05-05 06:00 | 0 | 9.384 | 0 | 0 | 9.384 | 46.6409 | 0 | 0 | 0 | 0 | 0 | 0 | 0 | 0 | 0 | 0 | 0 | 0 | 9.384 | 9.384 | 3.6598 | 0 | 3.6598 | 0 | 3.6598
2016-05-05 07:00 | 0.01 | 8.62 | 0 | 0 | 8.63 | 37.5672 | 0 | 0 | 0 | 0 | 0 | 0 | 0 | 0 | 0 | 0 | 0 | 0 | 8.63 | 8.63 | 3.3657 | 0 | 3.3657 | 0 | 3.3657
2016-05-05 08:00 | 0.19 | 6.844 | 0 | 0 | 7.034 | 30.363 | 0 | 0 | 0 | 0 | 0 | 0 | 0 | 0 | 0 | 0 | 0 | 0 | 7.034 | 7.034 | 2.7433 | 0 | 2.7433 | 0 | 2.7433
2016-05-05 09:00 | 0.49 | 0 | 0 | 23.345 | 7.145 | 30.363 | 30 | 42.7273 | 9.1827 | 0.8 | 28.2067 | 3.1657 | 70.934 | 0 | 12.3485 | 70.934 | 0 | 0 | 7.145 | 30.49 | 2.7866 | 0 | 2.7866 | 9.1045 | 11.8911
2016-05-05 10:00 | 0.87 | 0 | 23.404 | 0 | 7.466 | 52.5968 | 30 | 42.7273 | 9.1827 | 0.8 | 28.2437 | 3.1699 | 70.971 | 0 | 12.3526 | 70.971 | 0 | 0 | 7.466 | 7.466 | 2.9117 | 0 | 2.9117 | 0 | 2.9117
2016-05-05 11:00 | 1.02 | 0 | 0 | 23.336 | 7.684 | 52.5968 | 30 | 42.7273 | 9.1827 | 0.8 | 28.0717 | 3.1506 | 70.799 | 0 | 12.3333 | 70.799 | 0 | 0 | 7.684 | 31.02 | 2.9968 | 0 | 2.9968 | 9.101 | 12.0978
2016-05-05 12:00 | 1.12 | 0 | 8.579 | 0 | 7.541 | 60.7469 | 15 | 21.3636 | 4.5914 | 0.8 | 65.2964 | 7.3284 | 86.66 | 0 | 11.9198 | 69.869 | 9.823 | 3.2743 | 10.8153 | 10.8153 | 2.941 | 1.277 | 4.218 | 0 | 4.218
2016-05-05 13:00 | 0.95 | 0 | 8.565 | 0 | 7.385 | 68.8836 | 15 | 21.3636 | 4.5914 | 0.8 | 68.2314 | 7.6578 | 89.595 | 0 | 12.2492 | 68.782 | 12.176 | 4.0587 | 11.4437 | 11.4437 | 2.8801 | 1.5829 | 4.463 | 0 | 4.463
2016-05-05 14:00 | 0.95 | 0 | 14.988 | 0 | 8.462 | 83.1222 | 22.5 | 32.0455 | 6.8871 | 0.69602 | 0 | 0 | 24.956 | 7.0895 | 6.8871 | 0 | 14.599 | 4.8663 | 13.3283 | 13.3283 | 3.3002 | 1.8979 | 5.1981 | 0 | 5.1981
2016-05-05 15:00 | 0.97 | 0 | 7.318 | 0 | 8.652 | 90.0743 | 15 | 21.3636 | 4.5914 | 0.8 | 73.5584 | 8.2557 | 94.922 | 0 | 12.8471 | 66.81 | 16.446 | 5.482 | 14.134 | 14.134 | 3.3743 | 2.138 | 5.5123 | 0 | 5.5123
2016-05-05 16:00 | 0.49 | 0 | 6.722 | 0 | 8.768 | 96.4602 | 15 | 21.3636 | 4.5914 | 0.8 | 74.8484 | 8.4005 | 96.212 | 0 | 12.9919 | 66.333 | 17.48 | 5.8267 | 14.5947 | 14.5947 | 3.4195 | 2.2724 | 5.6919 | 0 | 5.6919
2016-05-05 17:00 | 0.21 | 0 | 21.009 | 0 | 9.201 | 116.4188 | 30 | 42.7273 | 9.1827 | 0.8 | 23.6557 | 2.655 | 66.383 | 0 | 11.8377 | 66.383 | 0 | 0 | 9.201 | 9.201 | 3.5884 | 0 | 3.5884 | 0 | 3.5884
2016-05-05 18:00 | 0.03 | 0 | 19.058 | 0 | 10.972 | 134.5239 | 30 | 42.7273 | 9.1827 | 0.8 | 24.0237 | 2.6963 | 66.751 | 0 | 11.879 | 66.751 | 0 | 0 | 10.972 | 10.972 | 4.2791 | 0 | 4.2791 | 0 | 4.2791
2016-05-05 19:00 | 0 | 0 | 12.816 | 0 | 17.184 | 146.6991 | 30 | 42.7273 | 9.1827 | 0.8 | 24.5847 | 2.7592 | 67.312 | 0 | 11.942 | 67.312 | 0 | 0 | 17.184 | 17.184 | 6.7018 | 0 | 6.7018 | 0 | 6.7018
2016-05-05 20:00 | 0 | 20.122 | 0 | 0 | 20.122 | 125.518 | 0 | 0 | 0 | 0 | 0 | 0 | 0 | 0 | 0 | 0 | 0 | 0 | 20.122 | 20.122 | 7.8476 | 0 | 7.8476 | 0 | 7.8476
2016-05-05 21:00 | 0 | 19.847 | 0 | 0 | 19.847 | 104.6264 | 0 | 0 | 0 | 0 | 0 | 0 | 0 | 0 | 0 | 0 | 0 | 0 | 19.847 | 19.847 | 7.7403 | 0 | 7.7403 | 0 | 7.7403
2016-05-05 22:00 | 0 | 18.445 | 0 | 0 | 18.445 | 85.2107 | 0 | 0 | 0 | 0 | 0 | 0 | 0 | 0 | 0 | 0 | 0 | 0 | 18.445 | 18.445 | 7.1936 | 0 | 7.1936 | 0 | 7.1936
2016-05-05 23:00 | 0 | 14.906 | 0 | 0 | 14.906 | 69.5201 | 0 | 0 | 0 | 0 | 0 | 0 | 0 | 0 | 0 | 0 | 0 | 0 | 14.906 | 14.906 | 5.8133 | 0 | 5.8133 | 0 | 5.8133
2016-05-06 | 0 | 0 | 0.29349 | 0 | 11.814 | 69.7989 | 12.1075 | 17.244 | 3.706 | 0.8 | 0 | 0 | 17.244 | 0 | 3.706 | 0 | 10.087 | 3.3623 | 15.1763 | 15.1763 | 4.6075 | 1.3113 | 5.9188 | 0 | 5.9188
2016-05-06 01:00 | 0 | 0 | 0.0094681 | 0 | 10.738 | 69.8079 | 10.7475 | 15.307 | 3.2897 | 0.8 | 0 | 0 | 15.307 | 0 | 3.2897 | 0 | 8.955 | 2.985 | 13.723 | 13.723 | 4.1878 | 1.1642 | 5.352 | 0 | 5.352
2016-05-06 02:00 | 0 | 0.69349 | 0 | 0 | 10.234 | 69.0779 | 9.5405 | 13.588 | 2.9203 | 0.8 | 0 | 0 | 13.588 | 0 | 2.9203 | 0 | 7.949 | 2.6497 | 12.8837 | 12.8837 | 3.9913 | 1.0334 | 5.0246 | 0 | 5.0246
2016-05-06 03:00 | 0 | 0.65917 | 0 | 0 | 9.216 | 68.3841 | 8.5568 | 12.187 | 2.6192 | 0.8 | 0 | 0 | 12.187 | 0 | 2.6192 | 0 | 7.129 | 2.3763 | 11.5923 | 11.5923 | 3.5942 | 0.92677 | 4.521 | 0 | 4.521
2016-05-06 04:00 | 0 | 1.1649 | 0 | 0 | 9.028 | 67.1579 | 7.8631 | 11.199 | 2.4068 | 0.8 | 0 | 0 | 11.199 | 0 | 2.4068 | 0 | 6.551 | 2.1837 | 11.2117 | 11.2117 | 3.5209 | 0.85163 | 4.3726 | 0 | 4.3726
2016-05-06 05:00 | 0 | 9.283 | 0 | 0 | 9.283 | 57.3863 | 0 | 0 | 0 | 0 | 0 | 0 | 0 | 0 | 0 | 0 | 0 | 0 | 9.283 | 9.283 | 3.6204 | 0 | 3.6204 | 0 | 3.6204
2016-05-06 06:00 | 0 | 9.137 | 0 | 0 | 9.137 | 47.7684 | 0 | 0 | 0 | 0 | 0 | 0 | 0 | 0 | 0 | 0 | 0 | 0 | 9.137 | 9.137 | 3.5634 | 0 | 3.5634 | 0 | 3.5634
2016-05-06 07:00 | 0 | 8.404 | 0 | 0 | 8.404 | 38.9221 | 0 | 0 | 0 | 0 | 0 | 0 | 0 | 0 | 0 | 0 | 0 | 0 | 8.404 | 8.404 | 3.2776 | 0 | 3.2776 | 0 | 3.2776
2016-05-06 08:00 | 0.14 | 6.936 | 0 | 0 | 7.076 | 31.6211 | 0 | 0 | 0 | 0 | 0 | 0 | 0 | 0 | 0 | 0 | 0 | 0 | 7.076 | 7.076 | 2.7596 | 0 | 2.7596 | 0 | 2.7596
2016-05-06 09:00 | 0.52 | 0 | 23.337 | 0 | 7.183 | 53.7912 | 30 | 42.7273 | 9.1827 | 0.8 | 29.0747 | 3.2632 | 71.802 | 0 | 12.4459 | 71.802 | 0 | 0 | 7.183 | 7.183 | 2.8014 | 0 | 2.8014 | 0 | 2.8014
2016-05-06 10:00 | 0.74 | 0 | 23.465 | 0 | 7.275 | 76.083 | 30 | 42.7273 | 9.1827 | 0.8 | 29.2147 | 3.2789 | 71.942 | 0 | 12.4616 | 71.942 | 0 | 0 | 7.275 | 7.275 | 2.8373 | 0 | 2.8373 | 0 | 2.8373
2016-05-06 11:00 | 0.94 | 0 | 23.699 | 0 | 7.241 | 98.597 | 30 | 42.7273 | 9.1827 | 0.8 | 28.9317 | 3.2471 | 71.659 | 0 | 12.4298 | 71.659 | 0 | 0 | 7.241 | 7.241 | 2.824 | 0 | 2.824 | 0 | 2.824
2016-05-06 12:00 | 0.95 | 0 | 2.028 | 15.7611 | 7.138 | 100.5236 | 23.9772 | 34.1493 | 7.3392 | 0.8 | 50.4377 | 5.6608 | 84.587 | 0 | 13 | 70.636 | 8.161 | 2.7203 | 9.8583 | 25.6195 | 2.7838 | 1.0609 | 3.8447 | 6.1468 | 9.9916
2016-05-06 13:00 | 0.93 | 0 | 8.82 | 0 | 7.11 | 108.9026 | 15 | 21.3636 | 4.5914 | 0.8 | 66.3284 | 7.4443 | 87.692 | 0 | 12.0356 | 69.486 | 10.65 | 3.55 | 10.66 | 10.66 | 2.7729 | 1.3845 | 4.1574 | 0 | 4.1574
2016-05-06 14:00 | 0.86 | 0 | 0 | 7.994 | 7.866 | 108.9026 | 15 | 21.3636 | 4.5914 | 0.8 | 1.0464 | 0.11744 | 22.41 | 0 | 4.7088 | 0 | 13.11 | 4.37 | 12.236 | 20.23 | 3.0677 | 1.7043 | 4.772 | 3.1177 | 7.8897
2016-05-06 15:00 | 0.66 | 0 | 7.229 | 0 | 8.431 | 115.7702 | 15 | 21.3636 | 4.5914 | 0.8 | 72.0224 | 8.0833 | 93.386 | 0 | 12.6747 | 67.379 | 15.214 | 5.0713 | 13.5023 | 13.5023 | 3.2881 | 1.9778 | 5.2659 | 0 | 5.2659
2016-05-06 16:00 | 0.45 | 0 | 6.648 | 0 | 8.802 | 122.0858 | 15 | 21.3636 | 4.5914 | 0.8 | 73.6204 | 8.2627 | 94.984 | 0 | 12.854 | 66.787 | 16.495 | 5.4983 | 14.3003 | 14.3003 | 3.4328 | 2.1444 | 5.5771 | 0 | 5.5771
2016-05-06 17:00 | 0.12 | 0 | 0 | 20.977 | 9.143 | 122.0858 | 30 | 42.7273 | 9.1827 | 0.8 | 23.8387 | 2.6755 | 66.566 | 0 | 11.8582 | 66.566 | 0 | 0 | 9.143 | 30.12 | 3.5658 | 0 | 3.5658 | 8.181 | 11.7468
2016-05-06 18:00 | 0.02 | 0 | 18.727 | 0 | 11.293 | 139.8764 | 30 | 42.7273 | 9.1827 | 0.8 | 24.0497 | 2.6992 | 66.777 | 0 | 11.8819 | 66.777 | 0 | 0 | 11.293 | 11.293 | 4.4043 | 0 | 4.4043 | 0 | 4.4043
2016-05-06 19:00 | 0 | 0 | 0 | 12.639 | 17.361 | 139.8764 | 30 | 42.7273 | 9.1827 | 0.8 | 24.5077 | 2.7506 | 67.235 | 0 | 11.9333 | 67.235 | 0 | 0 | 17.361 | 30 | 6.7708 | 0 | 6.7708 | 4.9292 | 11.7
2016-05-06 20:00 | 0 | 18.949 | 0 | 0 | 18.949 | 119.9301 | 0 | 0 | 0 | 0 | 0 | 0 | 0 | 0 | 0 | 0 | 0 | 0 | 18.949 | 18.949 | 7.3901 | 0 | 7.3901 | 0 | 7.3901
2016-05-06 21:00 | 0 | 18.796 | 0 | 0 | 18.796 | 100.1449 | 0 | 0 | 0 | 0 | 0 | 0 | 0 | 0 | 0 | 0 | 0 | 0 | 18.796 | 18.796 | 7.3304 | 0 | 7.3304 | 0 | 7.3304
2016-05-06 22:00 | 0 | 17.103 | 0 | 0 | 17.103 | 82.1417 | 0 | 0 | 0 | 0 | 0 | 0 | 0 | 0 | 0 | 0 | 0 | 0 | 17.103 | 17.103 | 6.6702 | 0 | 6.6702 | 0 | 6.6702
2016-05-06 23:00 | 0 | 14.203 | 0 | 0 | 14.203 | 67.1912 | 0 | 0 | 0 | 0 | 0 | 0 | 0 | 0 | 0 | 0 | 0 | 0 | 14.203 | 14.203 | 5.5392 | 0 | 5.5392 | 0 | 5.5392
2016-05-07 | 0 | 0.024511 | 0 | 0 | 11.802 | 67.1654 | 11.7775 | 16.774 | 3.605 | 0.8 | 0 | 0 | 16.774 | 0 | 3.605 | 0 | 9.813 | 3.271 | 15.073 | 15.073 | 4.6028 | 1.2757 | 5.8785 | 0 | 5.8785
2016-05-07 01:00 | 0 | 0 | 1.0942 | 0 | 9.918 | 68.2048 | 11.0122 | 15.684 | 3.3707 | 0.8 | 0 | 0 | 15.684 | 1.7764e-15 | 3.3707 | 0 | 9.175 | 3.0583 | 12.9763 | 12.9763 | 3.868 | 1.1927 | 5.0608 | 0 | 5.0608
2016-05-07 02:00 | 0 | 0 | 0.16636 | 0 | 10.15 | 68.3629 | 10.3164 | 14.693 | 3.1577 | 0.8 | 0 | 0 | 14.693 | 1.7764e-15 | 3.1577 | 0 | 8.595 | 2.865 | 13.015 | 13.015 | 3.9585 | 1.1174 | 5.0758 | 0 | 5.0758
2016-05-07 03:00 | 0 | 0.13951 | 0 | 0 | 9.97 | 68.216 | 9.8305 | 14.001 | 3.009 | 0.8 | 0 | 0 | 14.001 | 0 | 3.009 | 0 | 8.191 | 2.7303 | 12.7003 | 12.7003 | 3.8883 | 1.0648 | 4.9531 | 0 | 4.9531
2016-05-07 04:00 | 0 | 0.24836 | 0 | 0 | 9.6 | 67.9546 | 9.3516 | 13.319 | 2.8625 | 0.8 | 0 | 0 | 13.319 | 1.7764e-15 | 2.8625 | 0 | 7.792 | 2.5973 | 12.1973 | 12.1973 | 3.744 | 1.013 | 4.757 | 0 | 4.757
2016-05-07 05:00 | 0 | 9.745 | 0 | 0 | 9.745 | 57.6967 | 0 | 0 | 0 | 0 | 0 | 0 | 0 | 0 | 0 | 0 | 0 | 0 | 9.745 | 9.745 | 3.8005 | 0 | 3.8005 | 0 | 3.8005
2016-05-07 06:00 | 0 | 10.089 | 0 | 0 | 10.089 | 47.0767 | 0 | 0 | 0 | 0 | 0 | 0 | 0 | 0 | 0 | 0 | 0 | 0 | 10.089 | 10.089 | 3.9347 | 0 | 3.9347 | 0 | 3.9347
2016-05-07 07:00 | 0 | 8.805 | 0 | 0 | 8.805 | 37.8083 | 0 | 0 | 0 | 0 | 0 | 0 | 0 | 0 | 0 | 0 | 0 | 0 | 8.805 | 8.805 | 3.4339 | 0 | 3.4339 | 0 | 3.4339
2016-05-07 08:00 | 0.12 | 7.073 | 0 | 0 | 7.193 | 30.363 | 0 | 0 | 0 | 0 | 0 | 0 | 0 | 0 | 0 | 0 | 0 | 0 | 7.193 | 7.193 | 2.8053 | 0 | 2.8053 | 0 | 2.8053
2016-05-07 09:00 | 0.52 | 0 | 23.508 | 0 | 7.012 | 52.6956 | 30 | 42.7273 | 9.1827 | 0.8 | 29.0067 | 3.2555 | 71.734 | 0 | 12.4383 | 71.734 | 0 | 0 | 7.012 | 7.012 | 2.7347 | 0 | 2.7347 | 0 | 2.7347
2016-05-07 10:00 | 0.8 | 0 | 23.923 | 0 | 6.877 | 75.4225 | 30 | 42.7273 | 9.1827 | 0.8 | 29.0707 | 3.2627 | 71.798 | 0 | 12.4454 | 71.798 | 0 | 0 | 6.877 | 6.877 | 2.682 | 0 | 2.682 | 0 | 2.682
2016-05-07 11:00 | 0.98 | 0 | 20.6588 | 3.3822 | 6.939 | 95.0484 | 30 | 42.7273 | 9.1827 | 0.8 | 28.8787 | 3.2412 | 71.606 | 0 | 12.4239 | 71.606 | 0 | 0 | 6.939 | 10.3212 | 2.7062 | 0 | 2.7062 | 1.319 | 4.0253
2016-05-07 12:00 | 1.07 | 0 | 18.4177 | 0 | 6.915 | 112.5452 | 24.2627 | 34.5559 | 7.4266 | 0.8 | 49.6591 | 5.5734 | 84.215 | 0 | 13 | 70.773 | 7.863 | 2.621 | 9.536 | 9.536 | 2.6968 | 1.0222 | 3.719 | 0 | 3.719
2016-05-07 13:00 | 1.18 | 0 | 9.11 | 0 | 7.07 | 121.1997 | 15 | 21.3636 | 4.5914 | 0.8 | 66.1914 | 7.4289 | 87.555 | 0 | 12.0203 | 69.537 | 10.541 | 3.5137 | 10.5837 | 10.5837 | 2.7573 | 1.3703 | 4.1276 | 0 | 4.1276
2016-05-07 14:00 | 1.06 | 0 | 0 | 8.614 | 7.446 | 121.1997 | 15 | 21.3636 | 4.5914 | 0.8 | 1.3924 | 0.15627 | 22.756 | 0 | 4.7476 | 0 | 13.312 | 4.4373 | 11.8833 | 20.4973 | 2.9039 | 1.7306 | 4.6345 | 3.3595 | 7.994
2016-05-07 15:00 | 0.96 | 0 | 7.678 | 0 | 8.282 | 128.4938 | 15 | 21.3636 | 4.5914 | 0.8 | 72.5094 | 8.138 | 93.873 | 0 | 12.7293 | 67.198 | 15.605 | 5.2017 | 13.4837 | 13.4837 | 3.23 | 2.0286 | 5.2586 | 0 | 5.2586
2016-05-07 16:00 | 0.52 | 0 | 0 | 7.467 | 8.053 | 128.4938 | 15 | 21.3636 | 4.5914 | 0.8 | 74.2594 | 8.3344 | 95.623 | 0 | 12.9258 | 66.551 | 17.007 | 5.669 | 13.722 | 21.189 | 3.1407 | 2.2109 | 5.3516 | 2.9121 | 8.2637
2016-05-07 17:00 | 0.1 | 0 | 0 | 21.233 | 8.867 | 128.4938 | 30 | 42.7273 | 9.1827 | 0.8 | 23.6477 | 2.6541 | 66.375 | 0 | 11.8368 | 66.375 | 0 | 0 | 8.867 | 30.1 | 3.4581 | 0 | 3.4581 | 8.2809 | 11.739
2016-05-07 18:00 | 0.01 | 0 | 0 | 18.819 | 11.191 | 128.4938 | 30 | 42.7273 | 9.1827 | 0.8 | 23.9047 | 2.6829 | 66.632 | 0 | 11.8656 | 66.632 | 0 | 0 | 11.191 | 30.01 | 4.3645 | 0 | 4.3645 | 7.3394 | 11.7039
2016-05-07 19:00 | 0 | 0 | 13.437 | 0 | 16.563 | 141.2589 | 30 | 42.7273 | 9.1827 | 0.8 | 24.2567 | 2.7224 | 66.984 | 0 | 11.9052 | 66.984 | 0 | 0 | 16.563 | 16.563 | 6.4596 | 0 | 6.4596 | 0 | 6.4596
2016-05-07 20:00 | 0 | 18.651 | 0 | 0 | 18.651 | 121.6263 | 0 | 0 | 0 | 0 | 0 | 0 | 0 | 0 | 0 | 0 | 0 | 0 | 18.651 | 18.651 | 7.2739 | 0 | 7.2739 | 0 | 7.2739
2016-05-07 21:00 | 0 | 18.271 | 0 | 0 | 18.271 | 102.3937 | 0 | 0 | 0 | 0 | 0 | 0 | 0 | 0 | 0 | 0 | 0 | 0 | 18.271 | 18.271 | 7.1257 | 0 | 7.1257 | 0 | 7.1257
2016-05-07 22:00 | 0 | 16.855 | 0 | 0 | 16.855 | 84.6515 | 0 | 0 | 0 | 0 | 0 | 0 | 0 | 0 | 0 | 0 | 0 | 0 | 16.855 | 16.855 | 6.5735 | 0 | 6.5735 | 0 | 6.5735
2016-05-07 23:00 | 0 | 13.748 | 0 | 0 | 13.748 | 70.18 | 0 | 0 | 0 | 0 | 0 | 0 | 0 | 0 | 0 | 0 | 0 | 0 | 13.748 | 13.748 | 5.3617 | 0 | 5.3617 | 0 | 5.3617
2016-05-08 | 0 | 0 | 0 | 0.61796 | 11.413 | 70.18 | 12.031 | 17.135 | 3.6826 | 0.8 | 0 | 0 | 17.135 | 0 | 3.6826 | 0 | 10.024 | 3.3413 | 14.7543 | 15.3723 | 4.4511 | 1.3031 | 5.7542 | 0.241 | 5.9952
2016-05-08 01:00 | 0 | 0 | 0 | 0.43579 | 11.077 | 70.18 | 11.5128 | 16.397 | 3.524 | 0.8 | 0 | 0 | 16.397 | 0 | 3.524 | 0 | 9.592 | 3.1973 | 14.2743 | 14.7101 | 4.32 | 1.247 | 5.567 | 0.16996 | 5.7369
2016-05-08 02:00 | 0 | 0 | 0.68953 | 0 | 10.244 | 70.835 | 10.9335 | 15.572 | 3.3467 | 0.8 | 0 | 0 | 15.572 | 0 | 3.3467 | 0 | 9.11 | 3.0367 | 13.2807 | 13.2807 | 3.9952 | 1.1843 | 5.1795 | 0 | 5.1795
2016-05-08 03:00 | 0 | 0 | 0.57057 | 0 | 10.113 | 71.3771 | 10.6836 | 15.216 | 3.2701 | 0.8 | 0 | 0 | 15.216 | 0 | 3.2701 | 0 | 8.901 | 2.967 | 13.08 | 13.08 | 3.9441 | 1.1571 | 5.1012 | 0 | 5.1012
2016-05-08 04:00 | 0 | 0 | 0 | 0.52149 | 10.167 | 71.3771 | 10.6885 | 15.223 | 3.2717 | 0.8 | 0 | 0 | 15.223 | 1.7764e-15 | 3.2717 | 0 | 8.905 | 2.9683 | 13.1353 | 13.6568 | 3.9651 | 1.1577 | 5.1228 | 0.20338 | 5.3262
2016-05-08 05:00 | 0 | 9.994 | 0 | 0 | 9.994 | 60.8571 | 0 | 0 | 0 | 0 | 0 | 0 | 0 | 0 | 0 | 0 | 0 | 0 | 9.994 | 9.994 | 3.8977 | 0 | 3.8977 | 0 | 3.8977
2016-05-08 06:00 | 0 | 9.558 | 0 | 0 | 9.558 | 50.796 | 0 | 0 | 0 | 0 | 0 | 0 | 0 | 0 | 0 | 0 | 0 | 0 | 9.558 | 9.558 | 3.7276 | 0 | 3.7276 | 0 | 3.7276
2016-05-08 07:00 | 0 | 8.787 | 0 | 0 | 8.787 | 41.5465 | 0 | 0 | 0 | 0 | 0 | 0 | 0 | 0 | 0 | 0 | 0 | 0 | 8.787 | 8.787 | 3.4269 | 0 | 3.4269 | 0 | 3.4269
2016-05-08 08:00 | 0.1 | 7.34 | 0 | 0 | 7.44 | 33.8202 | 0 | 0 | 0 | 0 | 0 | 0 | 0 | 0 | 0 | 0 | 0 | 0 | 7.44 | 7.44 | 2.9016 | 0 | 2.9016 | 0 | 2.9016
2016-05-08 09:00 | 0.49 | 0 | 23.329 | 0 | 7.161 | 55.9828 | 30 | 42.7273 | 9.1827 | 0.8 | 28.0957 | 3.1533 | 70.823 | 0 | 12.336 | 70.823 | 0 | 0 | 7.161 | 7.161 | 2.7928 | 0 | 2.7928 | 0 | 2.7928
2016-05-08 10:00 | 0.7 | 0 | 23.573 | 0 | 7.127 | 78.3771 | 30 | 42.7273 | 9.1827 | 0.8 | 28.1487 | 3.1592 | 70.876 | 0 | 12.342 | 70.876 | 0 | 0 | 7.127 | 7.127 | 2.7795 | 0 | 2.7795 | 0 | 2.7795
2016-05-08 11:00 | 0.82 | 0 | 23.708 | 0 | 7.112 | 100.8997 | 30 | 42.7273 | 9.1827 | 0.8 | 27.9307 | 3.1348 | 70.658 | 0 | 12.3175 | 70.658 | 0 | 0 | 7.112 | 7.112 | 2.7737 | 0 | 2.7737 | 0 | 2.7737
2016-05-08 12:00 | 0.91 | 0 | 0 | 8.742 | 7.168 | 100.8997 | 15 | 21.3636 | 4.5914 | 0.8 | 65.1984 | 7.3174 | 86.562 | 0 | 11.9088 | 69.905 | 9.744 | 3.248 | 10.416 | 19.158 | 2.7955 | 1.2667 | 4.0622 | 3.4094 | 7.4716
2016-05-08 13:00 | 0.91 | 0 | 8.785 | 0 | 7.125 | 109.2455 | 15 | 21.3636 | 4.5914 | 0.8 | 68.3274 | 7.6686 | 89.691 | 0 | 12.26 | 68.747 | 12.252 | 4.084 | 11.209 | 11.209 | 2.7788 | 1.5928 | 4.3715 | 0 | 4.3715
2016-05-08 14:00 | 0.83 | 0 | 0 | 15.483 | 7.847 | 109.2455 | 22.5 | 32.0455 | 6.8871 | 0.70275 | 0 | 0 | 25.415 | 6.6305 | 6.8871 | 0 | 14.868 | 4.956 | 12.803 | 28.286 | 3.0603 | 1.9328 | 4.9932 | 6.0384 | 11.0315
2016-05-08 15:00 | 0.69 | 0 | 0 | 7.374 | 8.316 | 109.2455 | 15 | 21.3636 | 4.5914 | 0.8 | 73.5114 | 8.2504 | 94.875 | 0 | 12.8418 | 66.828 | 16.407 | 5.469 | 13.785 | 21.159 | 3.2432 | 2.1329 | 5.3761 | 2.8759 | 8.252
2016-05-08 16:00 | 0.45 | 0 | 6.955 | 0 | 8.495 | 115.8527 | 15 | 21.3636 | 4.5914 | 0.8 | 74.4634 | 8.3573 | 95.827 | 0 | 12.9486 | 66.475 | 17.171 | 5.7237 | 14.2187 | 14.2187 | 3.3131 | 2.2322 | 5.5453 | 0 | 5.5453
2016-05-08 17:00 | 0.05 | 0 | 21.175 | 0 | 8.875 | 135.969 | 30 | 42.7273 | 9.1827 | 0.8 | 23.6057 | 2.6494 | 66.333 | 0 | 11.8321 | 66.333 | 0 | 0 | 8.875 | 8.875 | 3.4613 | 0 | 3.4613 | 0 | 3.4613
2016-05-08 18:00 | 0.01 | 0 | 0 | 19.452 | 10.558 | 135.969 | 30 | 42.7273 | 9.1827 | 0.8 | 23.7197 | 2.6621 | 66.447 | 0 | 11.8449 | 66.447 | 0 | 0 | 10.558 | 30.01 | 4.1176 | 0 | 4.1176 | 7.5863 | 11.7039
2016-05-08 19:00 | 0 | 0 | 0 | 13.268 | 16.732 | 135.969 | 30 | 42.7273 | 9.1827 | 0.8 | 23.9767 | 2.691 | 66.704 | 0 | 11.8737 | 66.704 | 0 | 0 | 16.732 | 30 | 6.5255 | 0 | 6.5255 | 5.1745 | 11.7
2016-05-08 20:00 | 0 | 19.558 | 0 | 0 | 19.558 | 115.3816 | 0 | 0 | 0 | 0 | 0 | 0 | 0 | 0 | 0 | 0 | 0 | 0 | 19.558 | 19.558 | 7.6276 | 0 | 7.6276 | 0 | 7.6276
2016-05-08 21:00 | 0 | 20.002 | 0 | 0 | 20.002 | 94.3269 | 0 | 0 | 0 | 0 | 0 | 0 | 0 | 0 | 0 | 0 | 0 | 0 | 20.002 | 20.002 | 7.8008 | 0 | 7.8008 | 0 | 7.8008
2016-05-08 22:00 | 0 | 17.83 | 0 | 0 | 17.83 | 75.5584 | 0 | 0 | 0 | 0 | 0 | 0 | 0 | 0 | 0 | 0 | 0 | 0 | 17.83 | 17.83 | 6.9537 | 0 | 6.9537 | 0 | 6.9537
2016-05-08 23:00 | 0 | 14.981 | 0 | 0 | 14.981 | 59.789 | 0 | 0 | 0 | 0 | 0 | 0 | 0 | 0 | 0 | 0 | 0 | 0 | 14.981 | 14.981 | 5.8426 | 0 | 5.8426 | 0 | 5.8426
2016-05-09 | 0 | 0 | 1.3363 | 0 | 11.816 | 61.0584 | 13.1523 | 18.732 | 4.0258 | 0.8 | 0 | 0 | 18.732 | 0 | 4.0258 | 0 | 10.958 | 3.6527 | 15.4687 | 15.4687 | 4.6082 | 1.4245 | 6.0328 | 0 | 6.0328
2016-05-09 01:00 | 0 | 0 | 2.2134 | 0 | 10.387 | 63.1611 | 12.6004 | 17.946 | 3.8569 | 0.8 | 0 | 0 | 17.946 | 0 | 3.8569 | 0 | 10.498 | 3.4993 | 13.8863 | 13.8863 | 4.0509 | 1.3647 | 5.4157 | 0 | 5.4157
2016-05-09 02:00 | 0 | 0 | 2.5252 | 0 | 9.682 | 65.5601 | 12.2072 | 17.386 | 3.7365 | 0.8 | 0 | 0 | 17.386 | 0 | 3.7365 | 0 | 10.171 | 3.3903 | 13.0723 | 13.0723 | 3.776 | 1.3222 | 5.0982 | 0 | 5.0982
2016-05-09 03:00 | 0 | 0 | 0 | 2.6148 | 9.386 | 65.5601 | 12.0008 | 17.092 | 3.6733 | 0.8 | 0 | 0 | 17.092 | 0 | 3.6733 | 0 | 9.999 | 3.333 | 12.719 | 15.3338 | 3.6605 | 1.2999 | 4.9604 | 1.0198 | 5.9802
2016-05-09 04:00 | 0 | 0 | 2.3544 | 0 | 9.546 | 67.7967 | 11.9004 | 16.949 | 3.6426 | 0.8 | 0 | 0 | 16.949 | 0 | 3.6426 | 0 | 9.915 | 3.305 | 12.851 | 12.851 | 3.7229 | 1.289 | 5.0119 | 0 | 5.0119
2016-05-09 05:00 | 0 | 9.676 | 0 | 0 | 9.676 | 57.6114 | 0 | 0 | 0 | 0 | 0 | 0 | 0 | 0 | 0 | 0 | 0 | 0 | 9.676 | 9.676 | 3.7736 | 0 | 3.7736 | 0 | 3.7736
2016-05-09 06:00 | 0 | 9.974 | 0 | 0 | 9.974 | 47.1125 | 0 | 0 | 0 | 0 | 0 | 0 | 0 | 0 | 0 | 0 | 0 | 0 | 9.974 | 9.974 | 3.8899 | 0 | 3.8899 | 0 | 3.8899
2016-05-09 07:00 | 0.01 | 8.815 | 0 | 0 | 8.825 | 37.8335 | 0 | 0 | 0 | 0 | 0 | 0 | 0 | 0 | 0 | 0 | 0 | 0 | 8.825 | 8.825 | 3.4417 | 0 | 3.4417 | 0 | 3.4417
2016-05-09 08:00 | 0.16 | 7.097 | 0 | 0 | 7.257 | 30.363 | 0 | 0 | 0 | 0 | 0 | 0 | 0 | 0 | 0 | 0 | 0 | 0 | 7.257 | 7.257 | 2.8302 | 0 | 2.8302 | 0 | 2.8302
2016-05-09 09:00 | 0.48 | 0 | 21.539 | 2.08 | 6.861 | 50.8251 | 30 | 42.7273 | 9.1827 | 0.8 | 27.4957 | 3.0859 | 70.223 | 0 | 12.2687 | 70.223 | 0 | 0 | 6.861 | 8.941 | 2.6758 | 0 | 2.6758 | 0.81119 | 3.487
2016-05-09 10:00 | 0.75 | 0 | 23.536 | 0 | 7.214 | 73.1843 | 30 | 42.7273 | 9.1827 | 0.8 | 27.6457 | 3.1028 | 70.373 | 0 | 12.2855 | 70.373 | 0 | 0 | 7.214 | 7.214 | 2.8135 | 0 | 2.8135 | 0 | 2.8135
2016-05-09 11:00 | 0.96 | 0 | 23.157 | 0 | 7.803 | 95.1835 | 30 | 42.7273 | 9.1827 | 0.8 | 27.5847 | 3.0959 | 70.312 | 0 | 12.2787 | 70.312 | 0 | 0 | 7.803 | 7.803 | 3.0432 | 0 | 3.0432 | 0 | 3.0432
2016-05-09 12:00 | 1.2 | 0 | 0 | 8.635 | 7.565 | 95.1835 | 15 | 21.3636 | 4.5914 | 0.8 | 66.1274 | 7.4217 | 87.491 | 0 | 12.0131 | 69.561 | 10.489 | 3.4963 | 11.0613 | 19.6963 | 2.9503 | 1.3636 | 4.3139 | 3.3676 | 7.6816
2016-05-09 13:00 | 1.13 | 0 | 0 | 8.433 | 7.697 | 95.1835 | 15 | 21.3636 | 4.5914 | 0.8 | 68.3284 | 7.6687 | 89.692 | 0 | 12.2601 | 68.746 | 12.253 | 4.0843 | 11.7813 | 20.2143 | 3.0018 | 1.5929 | 4.5947 | 3.2889 | 7.8836
2016-05-09 14:00 | 0.81 | 0 | 0 | 15.357 | 7.953 | 95.1835 | 22.5 | 32.0455 | 6.8871 | 0.68003 | 0 | 0 | 23.866 | 8.1795 | 6.8871 | 0 | 13.962 | 4.654 | 12.607 | 27.964 | 3.1017 | 1.8151 | 4.9167 | 5.9892 | 10.906
2016-05-09 15:00 | 0.7 | 0 | 0 | 7.167 | 8.533 | 95.1835 | 15 | 21.3636 | 4.5914 | 0.8 | 72.5714 | 8.1449 | 93.935 | 0 | 12.7363 | 67.175 | 15.654 | 5.218 | 13.751 | 20.918 | 3.3279 | 2.035 | 5.3629 | 2.7951 | 8.158
2016-05-09 16:00 | 0.44 | 0 | 6.665 | 0 | 8.775 | 101.5152 | 15 | 21.3636 | 4.5914 | 0.8 | 74.3824 | 8.3482 | 95.746 | 0 | 12.9396 | 66.505 | 17.106 | 5.702 | 14.477 | 14.477 | 3.4223 | 2.2238 | 5.646 | 0 | 5.646
2016-05-09 17:00 | 0.09 | 0 | 20.587 | 0 | 9.503 | 121.0729 | 30 | 42.7273 | 9.1827 | 0.8 | 23.7427 | 2.6647 | 66.47 | 0 | 11.8475 | 66.47 | 0 | 0 | 9.503 | 9.503 | 3.7062 | 0 | 3.7062 | 0 | 3.7062
2016-05-09 18:00 | 0.01 | 0 | 18.532 | 0 | 11.478 | 138.6783 | 30 | 42.7273 | 9.1827 | 0.8 | 24.1047 | 2.7054 | 66.832 | 0 | 11.8881 | 66.832 | 0 | 0 | 11.478 | 11.478 | 4.4764 | 0 | 4.4764 | 0 | 4.4764
2016-05-09 19:00 | 0 | 0 | 12.659 | 0 | 17.341 | 150.7043 | 30 | 42.7273 | 9.1827 | 0.8 | 24.9357 | 2.7986 | 67.663 | 0 | 11.9814 | 67.663 | 0 | 0 | 17.341 | 17.341 | 6.763 | 0 | 6.763 | 0 | 6.763
2016-05-09 20:00 | 0 | 19.215 | 0 | 0 | 19.215 | 130.478 | 0 | 0 | 0 | 0 | 0 | 0 | 0 | 0 | 0 | 0 | 0 | 0 | 19.215 | 19.215 | 7.4939 | 0 | 7.4939 | 0 | 7.4939
2016-05-09 21:00 | 0 | 19.401 | 0 | 0 | 19.401 | 110.0559 | 0 | 0 | 0 | 0 | 0 | 0 | 0 | 0 | 0 | 0 | 0 | 0 | 19.401 | 19.401 | 7.5664 | 0 | 7.5664 | 0 | 7.5664
2016-05-09 22:00 | 0 | 10.356 | 0 | 0 | 17.856 | 99.1548 | 7.5 | 10.6818 | 2.2957 | 0.33 | 0 | 0 | 0 | 10.6818 | 2.2957 | 0 | 0 | 0 | 17.856 | 17.856 | 6.9638 | 0 | 6.9638 | 0 | 6.9638
2016-05-09 23:00 | 0 | 15.096 | 0 | 0 | 15.096 | 83.2643 | 0 | 0 | 0 | 0 | 0 | 0 | 0 | 0 | 0 | 0 | 0 | 0 | 15.096 | 15.096 | 5.8874 | 0 | 5.8874 | 0 | 5.8874
2016-05-10 | 0 | 2.9778 | 0 | 0 | 12.724 | 80.1298 | 9.7462 | 13.881 | 2.9832 | 0.8 | 0 | 0 | 13.881 | 0 | 2.9832 | 0 | 8.12 | 2.7067 | 15.4307 | 15.4307 | 4.9624 | 1.0556 | 6.018 | 0 | 6.018
2016-05-10 01:00 | 0 | 2.8284 | 0 | 0 | 10.931 | 77.1525 | 8.1026 | 11.54 | 2.4801 | 0.8 | 0 | 0 | 11.54 | 1.7764e-15 | 2.4801 | 0 | 6.751 | 2.2503 | 13.1813 | 13.1813 | 4.2631 | 0.87763 | 5.1407 | 0 | 5.1407
2016-05-10 02:00 | 0 | 3.322 | 0 | 0 | 10.822 | 73.6557 | 7.5 | 10.6818 | 2.2957 | 0.73726 | 0 | 0 | 9.256 | 1.4258 | 2.2957 | 0 | 5.415 | 1.805 | 12.627 | 12.627 | 4.2206 | 0.70395 | 4.9245 | 0 | 4.9245
2016-05-10 03:00 | 0 | 2.376 | 0 | 0 | 9.876 | 71.1546 | 7.5 | 10.6818 | 2.2957 | 0.67214 | 0 | 0 | 7.776 | 2.9058 | 2.2957 | 0 | 4.549 | 1.5163 | 11.3923 | 11.3923 | 3.8516 | 0.59137 | 4.443 | 0 | 4.443
2016-05-10 04:00 | 0 | 2.145 | 0 | 0 | 9.645 | 68.8967 | 7.5 | 10.6818 | 2.2957 | 0.63906 | 0 | 0 | 7.024 | 3.6578 | 2.2957 | 0 | 4.109 | 1.3697 | 11.0147 | 11.0147 | 3.7616 | 0.53417 | 4.2957 | 0 | 4.2957
2016-05-10 05:00 | 0 | 9.662 | 0 | 0 | 9.662 | 58.7262 | 0 | 0 | 0 | 0 | 0 | 0 | 0 | 0 | 0 | 0 | 0 | 0 | 9.662 | 9.662 | 3.7682 | 0 | 3.7682 | 0 | 3.7682
2016-05-10 06:00 | 0 | 9.9 | 0 | 0 | 9.9 | 48.3051 | 0 | 0 | 0 | 0 | 0 | 0 | 0 | 0 | 0 | 0 | 0 | 0 | 9.9 | 9.9 | 3.861 | 0 | 3.861 | 0 | 3.861
2016-05-10 07:00 | 0.01 | 9.434 | 0 | 0 | 9.444 | 38.3746 | 0 | 0 | 0 | 0 | 0 | 0 | 0 | 0 | 0 | 0 | 0 | 0 | 9.444 | 9.444 | 3.6832 | 0 | 3.6832 | 0 | 3.6832
2016-05-10 08:00 | 0.14 | 7.611 | 0 | 0 | 7.751 | 30.363 | 0 | 0 | 0 | 0 | 0 | 0 | 0 | 0 | 0 | 0 | 0 | 0 | 7.751 | 7.751 | 3.0229 | 0 | 3.0229 | 0 | 3.0229
2016-05-10 09:00 | 0.51 | 0 | 23.248 | 0 | 7.262 | 52.4486 | 30 | 42.7273 | 9.1827 | 0.8 | 30.4447 | 3.4169 | 73.172 | 0 | 12.5997 | 73.172 | 0 | 0 | 7.262 | 7.262 | 2.8322 | 0 | 2.8322 | 0 | 2.8322
2016-05-10 10:00 | 0.84 | 0 | 23.582 | 0 | 7.258 | 74.8515 | 30 | 42.7273 | 9.1827 | 0.8 | 30.5077 | 3.424 | 73.235 | 0 | 12.6067 | 73.235 | 0 | 0 | 7.258 | 7.258 | 2.8306 | 0 | 2.8306 | 0 | 2.8306
2016-05-10 11:00 | 0.99 | 0 | 0 | 23.703 | 7.287 | 74.8515 | 30 | 42.7273 | 9.1827 | 0.8 | 30.0947 | 3.3776 | 72.822 | 0 | 12.5604 | 72.822 | 0 | 0 | 7.287 | 30.99 | 2.8419 | 0 | 2.8419 | 9.2442 | 12.0861
2016-05-10 12:00 | 1.02 | 0 | 19.8962 | 0 | 7.84 | 93.7529 | 26.7162 | 38.0503 | 8.1776 | 0.8 | 42.9677 | 4.8224 | 81.018 | 0 | 13 | 71.957 | 5.301 | 1.767 | 9.607 | 9.607 | 3.0576 | 0.68913 | 3.7467 | 0 | 3.7467
2016-05-10 13:00 | 1.12 | 0 | 17.47 | 0 | 7.684 | 110.3494 | 24.034 | 34.2302 | 7.3566 | 0.8 | 50.2828 | 5.6434 | 84.513 | 0 | 13 | 70.663 | 8.102 | 2.7007 | 10.3847 | 10.3847 | 2.9968 | 1.0533 | 4.05 | 0 | 4.05
2016-05-10 14:00 | 1.14 | 0 | 6.2832 | 0 | 8.146 | 116.3184 | 13.2892 | 18.927 | 4.0677 | 0.8 | 0 | 0 | 18.927 | 0 | 4.0677 | 0 | 11.072 | 3.6907 | 11.8367 | 11.8367 | 3.1769 | 1.4394 | 4.6163 | 0 | 4.6163
2016-05-10 15:00 | 0.84 | 0 | 7.26 | 0 | 8.58 | 123.2154 | 15 | 21.3636 | 4.5914 | 0.8 | 69.7574 | 7.8291 | 91.121 | 0 | 12.4205 | 68.217 | 13.399 | 4.4663 | 13.0463 | 13.0463 | 3.3462 | 1.7419 | 5.0881 | 0 | 5.0881
2016-05-10 16:00 | 0.43 | 0 | 0 | 6.946 | 8.484 | 123.2154 | 15 | 21.3636 | 4.5914 | 0.8 | 72.1434 | 8.0969 | 93.507 | 0 | 12.6883 | 67.334 | 15.311 | 5.1037 | 13.5877 | 20.5337 | 3.3088 | 1.9904 | 5.2992 | 2.7089 | 8.0081
2016-05-10 17:00 | 0.1 | 0 | 11.515 | 9.358 | 9.227 | 134.1546 | 30 | 42.7273 | 9.1827 | 0.8 | 24.5037 | 2.7501 | 67.231 | 0 | 11.9329 | 67.231 | 0 | 0 | 9.227 | 18.585 | 3.5985 | 0 | 3.5985 | 3.6496 | 7.2482
2016-05-10 18:00 | 0.02 | 0 | 18.59 | 0 | 11.43 | 151.8151 | 30 | 42.7273 | 9.1827 | 0.8 | 24.7107 | 2.7734 | 67.438 | 0 | 11.9561 | 67.438 | 0 | 0 | 11.43 | 11.43 | 4.4577 | 0 | 4.4577 | 0 | 4.4577
2016-05-10 19:00 | 0 | 0 | 0 | 11.971 | 18.029 | 151.8151 | 30 | 42.7273 | 9.1827 | 0.8 | 24.8947 | 2.794 | 67.622 | 0 | 11.9768 | 67.622 | 0 | 0 | 18.029 | 30 | 7.0313 | 0 | 7.0313 | 4.6687 | 11.7
2016-05-10 20:00 | 0 | 20.232 | 0 | 0 | 20.232 | 130.5183 | 0 | 0 | 0 | 0 | 0 | 0 | 0 | 0 | 0 | 0 | 0 | 0 | 20.232 | 20.232 | 7.8905 | 0 | 7.8905 | 0 | 7.8905
2016-05-10 21:00 | 0 | 19.494 | 0 | 0 | 19.494 | 109.9983 | 0 | 0 | 0 | 0 | 0 | 0 | 0 | 0 | 0 | 0 | 0 | 0 | 19.494 | 19.494 | 7.6027 | 0 | 7.6027 | 0 | 7.6027
2016-05-10 22:00 | 0 | 17.318 | 0 | 0 | 17.318 | 91.7688 | 0 | 0 | 0 | 0 | 0 | 0 | 0 | 0 | 0 | 0 | 0 | 0 | 17.318 | 17.318 | 6.754 | 0 | 6.754 | 0 | 6.754
2016-05-10 23:00 | 0 | 14.368 | 0 | 0 | 14.368 | 76.6446 | 0 | 0 | 0 | 0 | 0 | 0 | 0 | 0 | 0 | 0 | 0 | 0 | 14.368 | 14.368 | 5.6035 | 0 | 5.6035 | 0 | 5.6035
2016-05-11 | 0 | 0.25791 | 0 | 0 | 12.364 | 76.3731 | 12.1061 | 17.242 | 3.7056 | 0.8 | 0 | 0 | 17.242 | 0 | 3.7056 | 0 | 10.086 | 3.362 | 15.726 | 15.726 | 4.822 | 1.3112 | 6.1331 | 0 | 6.1331
2016-05-11 01:00 | 0 | 0 | 0 | 0.63206 | 11.005 | 76.3731 | 11.6371 | 16.574 | 3.562 | 0.8 | 0 | 0 | 16.574 | 0 | 3.562 | 0 | 9.696 | 3.232 | 14.237 | 14.8691 | 4.292 | 1.2605 | 5.5524 | 0.2465 | 5.7989
2016-05-11 02:00 | 0 | 0 | 0.8536 | 0 | 10.167 | 77.184 | 11.0206 | 15.696 | 3.3733 | 0.8 | 0 | 0 | 15.696 | 0 | 3.3733 | 0 | 9.182 | 3.0607 | 13.2277 | 13.2277 | 3.9651 | 1.1937 | 5.1588 | 0 | 5.1588
2016-05-11 03:00 | 0 | 0 | 0.58138 | 0 | 9.874 | 77.7363 | 10.4554 | 14.891 | 3.2003 | 0.8 | 0 | 0 | 14.891 | 0 | 3.2003 | 0 | 8.711 | 2.9037 | 12.7777 | 12.7777 | 3.8509 | 1.1324 | 4.9833 | 0 | 4.9833
2016-05-11 04:00 | 0 | 0.28726 | 0 | 0 | 10.136 | 77.434 | 9.8487 | 14.027 | 3.0146 | 0.8 | 0 | 0 | 14.027 | 0 | 3.0146 | 0 | 8.206 | 2.7353 | 12.8713 | 12.8713 | 3.953 | 1.0668 | 5.0198 | 0 | 5.0198
2016-05-11 05:00 | 0 | 10.689 | 0 | 0 | 10.689 | 66.1824 | 0 | 0 | 0 | 0 | 0 | 0 | 0 | 0 | 0 | 0 | 0 | 0 | 10.689 | 10.689 | 4.1687 | 0 | 4.1687 | 0 | 4.1687
2016-05-11 06:00 | 0 | 10.4 | 0 | 0 | 10.4 | 55.235 | 0 | 0 | 0 | 0 | 0 | 0 | 0 | 0 | 0 | 0 | 0 | 0 | 10.4 | 10.4 | 4.056 | 0 | 4.056 | 0 | 4.056
2016-05-11 07:00 | 0.01 | 9.33 | 0 | 0 | 9.34 | 45.414 | 0 | 0 | 0 | 0 | 0 | 0 | 0 | 0 | 0 | 0 | 0 | 0 | 9.34 | 9.34 | 3.6426 | 0 | 3.6426 | 0 | 3.6426
2016-05-11 08:00 | 0.14 | 7.837 | 0 | 0 | 7.977 | 37.1645 | 0 | 0 | 0 | 0 | 0 | 0 | 0 | 0 | 0 | 0 | 0 | 0 | 7.977 | 7.977 | 3.111 | 0 | 3.111 | 0 | 3.111
2016-05-11 09:00 | 0.52 | 0 | 22.956 | 0 | 7.564 | 58.9727 | 30 | 42.7273 | 9.1827 | 0.8 | 28.7457 | 3.2262 | 71.473 | 0 | 12.409 | 71.473 | 0 | 0 | 7.564 | 7.564 | 2.95 | 0 | 2.95 | 0 | 2.95
2016-05-11 10:00 | 0.81 | 0 | 23.437 | 0 | 7.373 | 81.2378 | 30 | 42.7273 | 9.1827 | 0.8 | 28.7137 | 3.2226 | 71.441 | 0 | 12.4054 | 71.441 | 0 | 0 | 7.373 | 7.373 | 2.8755 | 0 | 2.8755 | 0 | 2.8755
2016-05-11 11:00 | 1.05 | 0 | 0 | 23.824 | 7.226 | 81.2378 | 30 | 42.7273 | 9.1827 | 0.8 | 28.5647 | 3.2059 | 71.292 | 0 | 12.3887 | 71.292 | 0 | 0 | 7.226 | 31.05 | 2.8181 | 0 | 2.8181 | 9.2914 | 12.1095
2016-05-11 12:00 | 0.98 | 0 | 10.2239 | 6.0512 | 7.755 | 90.9505 | 23.0501 | 32.829 | 7.0554 | 0.8 | 52.966 | 5.9446 | 85.795 | 0 | 13 | 70.189 | 9.13 | 3.0433 | 10.7983 | 16.8496 | 3.0244 | 1.1869 | 4.2114 | 2.36 | 6.5713
2016-05-11 13:00 | 0.69 | 0 | 8.157 | 0 | 7.533 | 98.6997 | 15 | 21.3636 | 4.5914 | 0.8 | 67.9794 | 7.6296 | 89.343 | 0 | 12.2209 | 68.875 | 11.973 | 3.991 | 11.524 | 11.524 | 2.9379 | 1.5565 | 4.4944 | 0 | 4.4944
2016-05-11 14:00 | 0.79 | 0 | 7.99 | 0 | 7.8 | 106.2902 | 15 | 21.3636 | 4.5914 | 0.8 | 3.3104 | 0.37153 | 24.674 | 0 | 4.9629 | 0 | 14.434 | 4.8113 | 12.6113 | 12.6113 | 3.042 | 1.8764 | 4.9184 | 0 | 4.9184
2016-05-11 15:00 | 0.56 | 0 | 7.43 | 0 | 8.13 | 113.3487 | 15 | 21.3636 | 4.5914 | 0.8 | 73.2354 | 8.2195 | 94.599 | 0 | 12.8108 | 66.93 | 16.187 | 5.3957 | 13.5257 | 13.5257 | 3.1707 | 2.1043 | 5.275 | 0 | 5.275
2016-05-11 16:00 | 0.22 | 0 | 0 | 6.868 | 8.352 | 113.3487 | 15 | 21.3636 | 4.5914 | 0.8 | 74.6324 | 8.3762 | 95.996 | 0 | 12.9676 | 66.412 | 17.307 | 5.769 | 14.121 | 20.989 | 3.2573 | 2.2499 | 5.5072 | 2.6785 | 8.1857
2016-05-11 17:00 | 0.1 | 0 | 21.187 | 0 | 8.913 | 133.4763 | 30 | 42.7273 | 9.1827 | 0.8 | 23.4497 | 2.6318 | 66.177 | 0 | 11.8146 | 66.177 | 0 | 0 | 8.913 | 8.913 | 3.4761 | 0 | 3.4761 | 0 | 3.4761
2016-05-11 18:00 | 0.02 | 0 | 19.304 | 0 | 10.716 | 151.8151 | 30 | 42.7273 | 9.1827 | 0.8 | 23.3067 | 2.6158 | 66.034 | 0 | 11.7985 | 66.034 | 0 | 0 | 10.716 | 10.716 | 4.1792 | 0 | 4.1792 | 0 | 4.1792
2016-05-11 19:00 | 0 | 0 | 0 | 13.626 | 16.374 | 151.8151 | 30 | 42.7273 | 9.1827 | 0.8 | 23.4017 | 2.6265 | 66.129 | 0 | 11.8092 | 66.129 | 0 | 0 | 16.374 | 30 | 6.3859 | 0 | 6.3859 | 5.3141 | 11.7
2016-05-11 20:00 | 0 | 19.108 | 0 | 0 | 19.108 | 131.7014 | 0 | 0 | 0 | 0 | 0 | 0 | 0 | 0 | 0 | 0 | 0 | 0 | 19.108 | 19.108 | 7.4521 | 0 | 7.4521 | 0 | 7.4521
2016-05-11 21:00 | 0 | 19.083 | 0 | 0 | 19.083 | 111.6141 | 0 | 0 | 0 | 0 | 0 | 0 | 0 | 0 | 0 | 0 | 0 | 0 | 19.083 | 19.083 | 7.4424 | 0 | 7.4424 | 0 | 7.4424
2016-05-11 22:00 | 0 | 17.283 | 0 | 0 | 17.283 | 93.4214 | 0 | 0 | 0 | 0 | 0 | 0 | 0 | 0 | 0 | 0 | 0 | 0 | 17.283 | 17.283 | 6.7404 | 0 | 6.7404 | 0 | 6.7404
2016-05-11 23:00 | 0 | 14.391 | 0 | 0 | 14.391 | 78.273 | 0 | 0 | 0 | 0 | 0 | 0 | 0 | 0 | 0 | 0 | 0 | 0 | 14.391 | 14.391 | 5.6125 | 0 | 5.6125 | 0 | 5.6125
2016-05-12 | 0 | 0 | 1.3268 | 0 | 11.777 | 79.5335 | 13.1038 | 18.663 | 4.011 | 0.8 | 0 | 0 | 18.663 | 0 | 4.011 | 0 | 10.918 | 3.6393 | 15.4163 | 15.4163 | 4.593 | 1.4193 | 6.0124 | 0 | 6.0124
2016-05-12 01:00 | 0 | 0 | 1.6829 | 0 | 10.69 | 81.1322 | 12.3729 | 17.622 | 3.7872 | 0.8 | 0 | 0 | 17.622 | 0 | 3.7872 | 0 | 10.309 | 3.4363 | 14.1263 | 14.1263 | 4.1691 | 1.3402 | 5.5093 | 0 | 5.5093
2016-05-12 02:00 | 0 | 0 | 1.2356 | 0 | 10.53 | 82.306 | 11.7656 | 16.757 | 3.6013 | 0.8 | 0 | 0 | 16.757 | 0 | 3.6013 | 0 | 9.803 | 3.2677 | 13.7977 | 13.7977 | 4.1067 | 1.2744 | 5.3811 | 0 | 5.3811
2016-05-12 03:00 | 0 | 0 | 1.5436 | 0 | 9.814 | 83.7724 | 11.3576 | 16.176 | 3.4765 | 0.8 | 0 | 0 | 16.176 | 0 | 3.4765 | 0 | 9.463 | 3.1543 | 12.9683 | 12.9683 | 3.8275 | 1.2302 | 5.0577 | 0 | 5.0577
2016-05-12 04:00 | 0 | 0 | 1.2726 | 0 | 9.63 | 84.9814 | 10.9026 | 15.528 | 3.3372 | 0.8 | 0 | 0 | 15.528 | 0 | 3.3372 | 0 | 9.084 | 3.028 | 12.658 | 12.658 | 3.7557 | 1.1809 | 4.9366 | 0 | 4.9366
2016-05-12 05:00 | 0 | 10.02 | 0 | 0 | 10.02 | 74.4341 | 0 | 0 | 0 | 0 | 0 | 0 | 0 | 0 | 0 | 0 | 0 | 0 | 10.02 | 10.02 | 3.9078 | 0 | 3.9078 | 0 | 3.9078
2016-05-12 06:00 | 0 | 9.827 | 0 | 0 | 9.827 | 64.0899 | 0 | 0 | 0 | 0 | 0 | 0 | 0 | 0 | 0 | 0 | 0 | 0 | 9.827 | 9.827 | 3.8325 | 0 | 3.8325 | 0 | 3.8325
2016-05-12 07:00 | 0.01 | 9.101 | 0 | 0 | 9.111 | 54.5099 | 0 | 0 | 0 | 0 | 0 | 0 | 0 | 0 | 0 | 0 | 0 | 0 | 9.111 | 9.111 | 3.5533 | 0 | 3.5533 | 0 | 3.5533
2016-05-12 08:00 | 0.14 | 7.344 | 0 | 0 | 7.484 | 46.7793 | 0 | 0 | 0 | 0 | 0 | 0 | 0 | 0 | 0 | 0 | 0 | 0 | 7.484 | 7.484 | 2.9188 | 0 | 2.9188 | 0 | 2.9188
2016-05-12 09:00 | 0.47 | 0 | 0 | 23.288 | 7.182 | 46.7793 | 30 | 42.7273 | 9.1827 | 0.8 | 28.4387 | 3.1918 | 71.166 | 0 | 12.3745 | 71.166 | 0 | 0 | 7.182 | 30.47 | 2.801 | 0 | 2.801 | 9.0823 | 11.8833
2016-05-12 10:00 | 0.85 | 0 | 0 | 23.909 | 6.941 | 46.7793 | 30 | 42.7273 | 9.1827 | 0.8 | 28.5747 | 3.207 | 71.302 | 0 | 12.3898 | 71.302 | 0 | 0 | 6.941 | 30.85 | 2.707 | 0 | 2.707 | 9.3245 | 12.0315
2016-05-12 11:00 | 0.93 | 0 | 0 | 23.994 | 6.936 | 46.7793 | 30 | 42.7273 | 9.1827 | 0.8 | 28.4287 | 3.1907 | 71.156 | 0 | 12.3734 | 71.156 | 0 | 0 | 6.936 | 30.93 | 2.705 | 0 | 2.705 | 9.3577 | 12.0627
2016-05-12 12:00 | 0.96 | 0 | 8.646 | 0 | 7.314 | 54.993 | 15 | 21.3636 | 4.5914 | 0.8 | 65.3244 | 7.3316 | 86.688 | 0 | 11.9229 | 69.858 | 9.846 | 3.282 | 10.596 | 10.596 | 2.8525 | 1.28 | 4.1324 | 0 | 4.1324
2016-05-12 13:00 | 1.1 | 0 | 8.521 | 0 | 7.579 | 63.088 | 15 | 21.3636 | 4.5914 | 0.8 | 68.8034 | 7.722 | 90.167 | 0 | 12.3134 | 68.57 | 12.634 | 4.2113 | 11.7903 | 11.7903 | 2.9558 | 1.6424 | 4.5982 | 0 | 4.5982
2016-05-12 14:00 | 0.74 | 0 | 15.178 | 0 | 8.062 | 77.5071 | 22.5 | 32.0455 | 6.8871 | 0.70419 | 0 | 0 | 25.513 | 6.5325 | 6.8871 | 0 | 14.925 | 4.975 | 13.037 | 13.037 | 3.1442 | 1.9403 | 5.0844 | 0 | 5.0844
2016-05-12 15:00 | 0.62 | 0 | 0 | 6.891 | 8.729 | 77.5071 | 15 | 21.3636 | 4.5914 | 0.8 | 73.6644 | 8.2676 | 95.028 | 0 | 12.859 | 66.771 | 16.53 | 5.51 | 14.239 | 21.13 | 3.4043 | 2.1489 | 5.5532 | 2.6875 | 8.2407
2016-05-12 16:00 | 0.45 | 0 | 6.4254 | 0 | 8.969 | 83.6112 | 14.9444 | 21.2844 | 4.5743 | 0.8 | 75.0726 | 8.4257 | 96.357 | 0 | 13 | 66.279 | 17.595 | 5.865 | 14.834 | 14.834 | 3.4979 | 2.2873 | 5.7853 | 0 | 5.7853
2016-05-12 17:00 | 0.16 | 0 | 20.963 | 0 | 9.197 | 103.5261 | 30 | 42.7273 | 9.1827 | 0.8 | 23.3207 | 2.6174 | 66.048 | 0 | 11.8001 | 66.048 | 0 | 0 | 9.197 | 9.197 | 3.5868 | 0 | 3.5868 | 0 | 3.5868
2016-05-12 18:00 | 0.02 | 0 | 19.057 | 0 | 10.963 | 121.6302 | 30 | 42.7273 | 9.1827 | 0.8 | 23.1717 | 2.6006 | 65.899 | 0 | 11.7834 | 65.899 | 0 | 0 | 10.963 | 10.963 | 4.2756 | 0 | 4.2756 | 0 | 4.2756
2016-05-12 19:00 | 0 | 0 | 13.662 | 0 | 16.338 | 134.6091 | 30 | 42.7273 | 9.1827 | 0.8 | 23.1977 | 2.6036 | 65.925 | 0 | 11.7863 | 65.925 | 0 | 0 | 16.338 | 16.338 | 6.3718 | 0 | 6.3718 | 0 | 6.3718
2016-05-12 20:00 | 0 | 17.815 | 0 | 0 | 17.815 | 115.8565 | 0 | 0 | 0 | 0 | 0 | 0 | 0 | 0 | 0 | 0 | 0 | 0 | 17.815 | 17.815 | 6.9479 | 0 | 6.9479 | 0 | 6.9479
2016-05-12 21:00 | 0 | 17.93 | 0 | 0 | 17.93 | 96.9828 | 0 | 0 | 0 | 0 | 0 | 0 | 0 | 0 | 0 | 0 | 0 | 0 | 17.93 | 17.93 | 6.9927 | 0 | 6.9927 | 0 | 6.9927
2016-05-12 22:00 | 0 | 16.336 | 0 | 0 | 16.336 | 79.787 | 0 | 0 | 0 | 0 | 0 | 0 | 0 | 0 | 0 | 0 | 0 | 0 | 16.336 | 16.336 | 6.371 | 0 | 6.371 | 0 | 6.371
2016-05-12 23:00 | 0 | 14.288 | 0 | 0 | 14.288 | 64.747 | 0 | 0 | 0 | 0 | 0 | 0 | 0 | 0 | 0 | 0 | 0 | 0 | 14.288 | 14.288 | 5.5723 | 0 | 5.5723 | 0 | 5.5723
2016-05-13 | 0 | 0 | 0.91172 | 0 | 11.9 | 65.6131 | 12.8117 | 18.247 | 3.9216 | 0.8 | 0 | 0 | 18.247 | 0 | 3.9216 | 0 | 10.674 | 3.558 | 15.458 | 15.458 | 4.641 | 1.3876 | 6.0286 | 0 | 6.0286
2016-05-13 01:00 | 0 | 0 | 1.6321 | 0 | 10.521 | 67.1637 | 12.1531 | 17.309 | 3.72 | 0.8 | 0 | 0 | 17.309 | 0 | 3.72 | 0 | 10.126 | 3.3753 | 13.8963 | 13.8963 | 4.1032 | 1.3164 | 5.4196 | 0 | 5.4196
2016-05-13 02:00 | 0 | 0 | 1.8522 | 0 | 9.952 | 68.9232 | 11.8042 | 16.812 | 3.6132 | 0.8 | 0 | 0 | 16.812 | 0 | 3.6132 | 0 | 9.835 | 3.2783 | 13.2303 | 13.2303 | 3.8813 | 1.2786 | 5.1598 | 0 | 5.1598
2016-05-13 03:00 | 0 | 0 | 1.7253 | 0 | 10.022 | 70.5623 | 11.7473 | 16.731 | 3.5957 | 0.8 | 0 | 0 | 16.731 | 0 | 3.5957 | 0 | 9.787 | 3.2623 | 13.2843 | 13.2843 | 3.9086 | 1.2723 | 5.1809 | 0 | 5.1809
2016-05-13 04:00 | 0 | 0 | 1.637 | 0 | 9.965 | 72.1174 | 11.602 | 16.524 | 3.5513 | 0.8 | 0 | 0 | 16.524 | 0 | 3.5513 | 0 | 9.667 | 3.2223 | 13.1873 | 13.1873 | 3.8864 | 1.2567 | 5.1431 | 0 | 5.1431
2016-05-13 05:00 | 0 | 9.533 | 0 | 0 | 9.533 | 62.0826 | 0 | 0 | 0 | 0 | 0 | 0 | 0 | 0 | 0 | 0 | 0 | 0 | 9.533 | 9.533 | 3.7179 | 0 | 3.7179 | 0 | 3.7179
2016-05-13 06:00 | 0 | 9.095 | 0 | 0 | 9.095 | 52.509 | 0 | 0 | 0 | 0 | 0 | 0 | 0 | 0 | 0 | 0 | 0 | 0 | 9.095 | 9.095 | 3.5471 | 0 | 3.5471 | 0 | 3.5471
2016-05-13 07:00 | 0 | 8.377 | 0 | 0 | 8.377 | 43.6911 | 0 | 0 | 0 | 0 | 0 | 0 | 0 | 0 | 0 | 0 | 0 | 0 | 8.377 | 8.377 | 3.267 | 0 | 3.267 | 0 | 3.267
2016-05-13 08:00 | 0.09 | 7.143 | 0 | 0 | 7.233 | 36.1721 | 0 | 0 | 0 | 0 | 0 | 0 | 0 | 0 | 0 | 0 | 0 | 0 | 7.233 | 7.233 | 2.8209 | 0 | 2.8209 | 0 | 2.8209
2016-05-13 09:00 | 0.34 | 0 | 0 | 22.989 | 7.351 | 36.1721 | 30 | 42.7273 | 9.1827 | 0.8 | 27.9067 | 3.1321 | 70.634 | 0 | 12.3148 | 70.634 | 0 | 0 | 7.351 | 30.34 | 2.8669 | 0 | 2.8669 | 8.9657 | 11.8326
2016-05-13 10:00 | 0.53 | 0 | 0 | 23.059 | 7.471 | 36.1721 | 30 | 42.7273 | 9.1827 | 0.8 | 28.0597 | 3.1492 | 70.787 | 0 | 12.332 | 70.787 | 0 | 0 | 7.471 | 30.53 | 2.9137 | 0 | 2.9137 | 8.993 | 11.9067
2016-05-13 11:00 | 0.61 | 0 | 23.249 | 0 | 7.361 | 58.2587 | 30 | 42.7273 | 9.1827 | 0.8 | 27.8787 | 3.1289 | 70.606 | 0 | 12.3117 | 70.606 | 0 | 0 | 7.361 | 7.361 | 2.8708 | 0 | 2.8708 | 0 | 2.8708
2016-05-13 12:00 | 0.64 | 0 | 8.105 | 0 | 7.535 | 65.9584 | 15 | 21.3636 | 4.5914 | 0.8 | 66.9304 | 7.5118 | 88.294 | 0 | 12.1032 | 69.264 | 11.133 | 3.711 | 11.246 | 11.246 | 2.9386 | 1.4473 | 4.3859 | 0 | 4.3859
2016-05-13 13:00 | 0.78 | 0 | 0 | 8.321 | 7.459 | 65.9584 | 15 | 21.3636 | 4.5914 | 0.8 | 69.7174 | 7.8246 | 91.081 | 0 | 12.416 | 68.232 | 13.367 | 4.4557 | 11.9147 | 20.2357 | 2.909 | 1.7377 | 4.6467 | 3.2452 | 7.8919
2016-05-13 14:00 | 0.78 | 0 | 1.4989 | 13.5861 | 8.195 | 67.3823 | 22.5 | 32.0455 | 6.8871 | 0.71248 | 0 | 0 | 26.078 | 5.9675 | 6.8871 | 0 | 15.256 | 5.0853 | 13.2803 | 26.8665 | 3.1961 | 1.9833 | 5.1793 | 5.2986 | 10.4779
2016-05-13 15:00 | 0.63 | 0 | 7.325 | 0 | 8.305 | 74.3411 | 15 | 21.3636 | 4.5914 | 0.8 | 73.8504 | 8.2885 | 95.214 | 0 | 12.8798 | 66.702 | 16.679 | 5.5597 | 13.8647 | 13.8647 | 3.2389 | 2.1683 | 5.4072 | 0 | 5.4072
2016-05-13 16:00 | 0.4 | 0 | 6.5757 | 0 | 8.718 | 80.5881 | 14.8937 | 21.2123 | 4.5588 | 0.8 | 75.2107 | 8.4412 | 96.423 | 0 | 13 | 66.254 | 17.649 | 5.883 | 14.601 | 14.601 | 3.4 | 2.2944 | 5.6944 | 0 | 5.6944
2016-05-13 17:00 | 0.14 | 0 | 20.942 | 0 | 9.198 | 100.483 | 30 | 42.7273 | 9.1827 | 0.8 | 23.3247 | 2.6178 | 66.052 | 0 | 11.8006 | 66.052 | 0 | 0 | 9.198 | 9.198 | 3.5872 | 0 | 3.5872 | 0 | 3.5872
2016-05-13 18:00 | 0.02 | 0 | 18.959 | 0 | 11.061 | 118.494 | 30 | 42.7273 | 9.1827 | 0.8 | 23.1447 | 2.5976 | 65.872 | 0 | 11.7803 | 65.872 | 0 | 0 | 11.061 | 11.061 | 4.3138 | 0 | 4.3138 | 0 | 4.3138
2016-05-13 19:00 | 0 | 0 | 13.548 | 0 | 16.452 | 131.3646 | 30 | 42.7273 | 9.1827 | 0.8 | 23.1937 | 2.6031 | 65.921 | 0 | 11.7858 | 65.921 | 0 | 0 | 16.452 | 16.452 | 6.4163 | 0 | 6.4163 | 0 | 6.4163
2016-05-13 20:00 | 0 | 18.485 | 0 | 0 | 18.485 | 111.9067 | 0 | 0 | 0 | 0 | 0 | 0 | 0 | 0 | 0 | 0 | 0 | 0 | 18.485 | 18.485 | 7.2092 | 0 | 7.2092 | 0 | 7.2092
2016-05-13 21:00 | 0 | 17.851 | 0 | 0 | 17.851 | 93.1162 | 0 | 0 | 0 | 0 | 0 | 0 | 0 | 0 | 0 | 0 | 0 | 0 | 17.851 | 17.851 | 6.9619 | 0 | 6.9619 | 0 | 6.9619
2016-05-13 22:00 | 0 | 16.445 | 0 | 0 | 16.445 | 75.8057 | 0 | 0 | 0 | 0 | 0 | 0 | 0 | 0 | 0 | 0 | 0 | 0 | 16.445 | 16.445 | 6.4136 | 0 | 6.4136 | 0 | 6.4136
2016-05-13 23:00 | 0 | 14.164 | 0 | 0 | 14.164 | 60.8962 | 0 | 0 | 0 | 0 | 0 | 0 | 0 | 0 | 0 | 0 | 0 | 0 | 14.164 | 14.164 | 5.524 | 0 | 5.524 | 0 | 5.524
2016-05-14 | 0 | 0 | 0.76196 | 0 | 11.83 | 61.62 | 12.592 | 17.934 | 3.8543 | 0.8 | 0 | 0 | 17.934 | 0 | 3.8543 | 0 | 10.491 | 3.497 | 15.327 | 15.327 | 4.6137 | 1.3638 | 5.9775 | 0 | 5.9775
2016-05-14 01:00 | 0 | 0 | 1.395 | 0 | 10.756 | 62.9453 | 12.151 | 17.306 | 3.7193 | 0.8 | 0 | 0 | 17.306 | 0 | 3.7193 | 0 | 10.124 | 3.3747 | 14.1307 | 14.1307 | 4.1948 | 1.3161 | 5.511 | 0 | 5.511
2016-05-14 02:00 | 0 | 0 | 0 | 1.7709 | 10.456 | 62.9453 | 12.2269 | 17.414 | 3.7425 | 0.8 | 0 | 0 | 17.414 | 0 | 3.7425 | 0 | 10.187 | 3.3957 | 13.8517 | 15.6225 | 4.0778 | 1.3243 | 5.4021 | 0.69063 | 6.0928
2016-05-14 03:00 | 0 | 0 | 1.8205 | 0 | 10.393 | 64.6748 | 12.2135 | 17.395 | 3.7384 | 0.8 | 0 | 0 | 17.395 | 0 | 3.7384 | 0 | 10.176 | 3.392 | 13.785 | 13.785 | 4.0533 | 1.3229 | 5.3761 | 0 | 5.3761
2016-05-14 04:00 | 0 | 0 | 1.6353 | 0 | 10.065 | 66.2283 | 11.7003 | 16.664 | 3.5813 | 0.8 | 0 | 0 | 16.664 | 0 | 3.5813 | 0 | 9.748 | 3.2493 | 13.3143 | 13.3143 | 3.9253 | 1.2672 | 5.1926 | 0 | 5.1926
2016-05-14 05:00 | 0 | 9.675 | 0 | 0 | 9.675 | 56.0441 | 0 | 0 | 0 | 0 | 0 | 0 | 0 | 0 | 0 | 0 | 0 | 0 | 9.675 | 9.675 | 3.7732 | 0 | 3.7732 | 0 | 3.7732
2016-05-14 06:00 | 0 | 9.258 | 0 | 0 | 9.258 | 46.2988 | 0 | 0 | 0 | 0 | 0 | 0 | 0 | 0 | 0 | 0 | 0 | 0 | 9.258 | 9.258 | 3.6106 | 0 | 3.6106 | 0 | 3.6106
2016-05-14 07:00 | 0 | 8.279 | 0 | 0 | 8.279 | 37.5841 | 0 | 0 | 0 | 0 | 0 | 0 | 0 | 0 | 0 | 0 | 0 | 0 | 8.279 | 8.279 | 3.2288 | 0 | 3.2288 | 0 | 3.2288
2016-05-14 08:00 | 0.11 | 6.86 | 0 | 0 | 6.97 | 30.363 | 0 | 0 | 0 | 0 | 0 | 0 | 0 | 0 | 0 | 0 | 0 | 0 | 6.97 | 6.97 | 2.7183 | 0 | 2.7183 | 0 | 2.7183
2016-05-14 09:00 | 0.39 | 0 | 23.502 | 0 | 6.888 | 52.6899 | 30 | 42.7273 | 9.1827 | 0.8 | 27.5177 | 3.0884 | 70.245 | 0 | 12.2711 | 70.245 | 0 | 0 | 6.888 | 6.888 | 2.6863 | 0 | 2.6863 | 0 | 2.6863
2016-05-14 10:00 | 0.59 | 0 | 0 | 23.903 | 6.687 | 52.6899 | 30 | 42.7273 | 9.1827 | 0.8 | 27.7437 | 3.1138 | 70.471 | 0 | 12.2965 | 70.471 | 0 | 0 | 6.687 | 30.59 | 2.6079 | 0 | 2.6079 | 9.3222 | 11.9301
2016-05-14 11:00 | 0.83 | 0 | 23.909 | 0 | 6.921 | 75.4035 | 30 | 42.7273 | 9.1827 | 0.8 | 27.7047 | 3.1094 | 70.432 | 0 | 12.2921 | 70.432 | 0 | 0 | 6.921 | 6.921 | 2.6992 | 0 | 2.6992 | 0 | 2.6992
2016-05-14 12:00 | 0.85 | 0 | 8.59 | 0 | 7.26 | 83.564 | 15 | 21.3636 | 4.5914 | 0.8 | 66.1284 | 7.4218 | 87.492 | 0 | 12.0132 | 69.56 | 10.49 | 3.4967 | 10.7567 | 10.7567 | 2.8314 | 1.3637 | 4.1951 | 0 | 4.1951
2016-05-14 13:00 | 0.71 | 0 | 8.329 | 0 | 7.381 | 91.4765 | 15 | 21.3636 | 4.5914 | 0.8 | 68.6594 | 7.7059 | 90.023 | 0 | 12.2972 | 68.623 | 12.519 | 4.173 | 11.554 | 11.554 | 2.8786 | 1.6275 | 4.5061 | 0 | 4.5061
2016-05-14 14:00 | 0.63 | 0 | 15.331 | 0 | 7.799 | 106.041 | 22.5 | 32.0455 | 6.8871 | 0.69498 | 0 | 0 | 24.885 | 7.1605 | 6.8871 | 0 | 14.558 | 4.8527 | 12.6517 | 12.6517 | 3.0416 | 1.8925 | 4.9342 | 0 | 4.9342
2016-05-14 15:00 | 0.69 | 0 | 0 | 7.436 | 8.254 | 106.041 | 15 | 21.3636 | 4.5914 | 0.8 | 72.4814 | 8.1348 | 93.845 | 0 | 12.7262 | 67.209 | 15.582 | 5.194 | 13.448 | 20.884 | 3.2191 | 2.0257 | 5.2447 | 2.9 | 8.1448
2016-05-14 16:00 | 0.54 | 0 | 7.063 | 0 | 8.477 | 112.7508 | 15 | 21.3636 | 4.5914 | 0.8 | 73.3624 | 8.2337 | 94.726 | 0 | 12.8251 | 66.883 | 16.289 | 5.4297 | 13.9067 | 13.9067 | 3.306 | 2.1176 | 5.4236 | 0 | 5.4236
2016-05-14 17:00 | 0.18 | 0 | 21.08 | 0 | 9.1 | 132.7768 | 30 | 42.7273 | 9.1827 | 0.8 | 23.8937 | 2.6817 | 66.621 | 0 | 11.8644 | 66.621 | 0 | 0 | 9.1 | 9.1 | 3.549 | 0 | 3.549 | 0 | 3.549
2016-05-14 18:00 | 0.03 | 0 | 0 | 18.726 | 11.304 | 132.7768 | 30 | 42.7273 | 9.1827 | 0.8 | 23.8637 | 2.6783 | 66.591 | 0 | 11.861 | 66.591 | 0 | 0 | 11.304 | 30.03 | 4.4086 | 0 | 4.4086 | 7.3031 | 11.7117
2016-05-14 19:00 | 0 | 0 | 12.289 | 0 | 17.711 | 144.4514 | 30 | 42.7273 | 9.1827 | 0.8 | 24.0697 | 2.7014 | 66.797 | 0 | 11.8842 | 66.797 | 0 | 0 | 17.711 | 17.711 | 6.9073 | 0 | 6.9073 | 0 | 6.9073
2016-05-14 20:00 | 0 | 18.411 | 0 | 0 | 18.411 | 125.0714 | 0 | 0 | 0 | 0 | 0 | 0 | 0 | 0 | 0 | 0 | 0 | 0 | 18.411 | 18.411 | 7.1803 | 0 | 7.1803 | 0 | 7.1803
2016-05-14 21:00 | 0 | 19.103 | 0 | 0 | 19.103 | 104.963 | 0 | 0 | 0 | 0 | 0 | 0 | 0 | 0 | 0 | 0 | 0 | 0 | 19.103 | 19.103 | 7.4502 | 0 | 7.4502 | 0 | 7.4502
2016-05-14 22:00 | 0 | 17.75 | 0 | 0 | 17.75 | 86.2787 | 0 | 0 | 0 | 0 | 0 | 0 | 0 | 0 | 0 | 0 | 0 | 0 | 17.75 | 17.75 | 6.9225 | 0 | 6.9225 | 0 | 6.9225
2016-05-14 23:00 | 0 | 14.044 | 0 | 0 | 14.044 | 71.4956 | 0 | 0 | 0 | 0 | 0 | 0 | 0 | 0 | 0 | 0 | 0 | 0 | 14.044 | 14.044 | 5.4772 | 0 | 5.4772 | 0 | 5.4772
2016-05-15 | 0 | 0 | 0.51674 | 0 | 12.203 | 71.9865 | 12.7197 | 18.116 | 3.8934 | 0.8 | 0 | 0 | 18.116 | 0 | 3.8934 | 0 | 10.598 | 3.5327 | 15.7357 | 15.7357 | 4.7592 | 1.3777 | 6.1369 | 0 | 6.1369
2016-05-15 01:00 | 0 | 0 | 0.73368 | 0 | 11.14 | 72.6835 | 11.8737 | 16.911 | 3.6344 | 0.8 | 0 | 0 | 16.911 | 0 | 3.6344 | 0 | 9.893 | 3.2977 | 14.4377 | 14.4377 | 4.3446 | 1.2861 | 5.6307 | 0 | 5.6307
2016-05-15 02:00 | 0 | 0 | 0.12894 | 0 | 10.707 | 72.806 | 10.8359 | 15.433 | 3.3168 | 0.8 | 0 | 0 | 15.433 | 0 | 3.3168 | 0 | 9.028 | 3.0093 | 13.7163 | 13.7163 | 4.1757 | 1.1736 | 5.3494 | 0 | 5.3494
2016-05-15 03:00 | 0 | 0.69406 | 0 | 0 | 10.672 | 72.0754 | 9.9779 | 14.211 | 3.0542 | 0.8 | 0 | 0 | 14.211 | 0 | 3.0542 | 0 | 8.313 | 2.771 | 13.443 | 13.443 | 4.1621 | 1.0807 | 5.2428 | 0 | 5.2428
2016-05-15 04:00 | 0 | 0.62794 | 0 | 0 | 10.12 | 71.4144 | 9.4921 | 13.519 | 2.9054 | 0.8 | 0 | 0 | 13.519 | 1.7764e-15 | 2.9054 | 0 | 7.909 | 2.6363 | 12.7563 | 12.7563 | 3.9468 | 1.0282 | 4.975 | 0 | 4.975
2016-05-15 05:00 | 0 | 9.99 | 0 | 0 | 9.99 | 60.8986 | 0 | 0 | 0 | 0 | 0 | 0 | 0 | 0 | 0 | 0 | 0 | 0 | 9.99 | 9.99 | 3.8961 | 0 | 3.8961 | 0 | 3.8961
2016-05-15 06:00 | 0 | 9.449 | 0 | 0 | 9.449 | 50.9523 | 0 | 0 | 0 | 0 | 0 | 0 | 0 | 0 | 0 | 0 | 0 | 0 | 9.449 | 9.449 | 3.6851 | 0 | 3.6851 | 0 | 3.6851
2016-05-15 07:00 | 0 | 8.73 | 0 | 0 | 8.73 | 41.7628 | 0 | 0 | 0 | 0 | 0 | 0 | 0 | 0 | 0 | 0 | 0 | 0 | 8.73 | 8.73 | 3.4047 | 0 | 3.4047 | 0 | 3.4047
2016-05-15 08:00 | 0.18 | 7.019 | 0 | 0 | 7.199 | 34.3744 | 0 | 0 | 0 | 0 | 0 | 0 | 0 | 0 | 0 | 0 | 0 | 0 | 7.199 | 7.199 | 2.8076 | 0 | 2.8076 | 0 | 2.8076
2016-05-15 09:00 | 0.52 | 0 | 18.7389 | 4.6871 | 7.094 | 52.1763 | 30 | 42.7273 | 9.1827 | 0.8 | 28.6167 | 3.2118 | 71.344 | 0 | 12.3945 | 71.344 | 0 | 0 | 7.094 | 11.7811 | 2.7667 | 0 | 2.7667 | 1.828 | 4.5946
2016-05-15 10:00 | 0.92 | 0 | 0 | 23.685 | 7.235 | 52.1763 | 30 | 42.7273 | 9.1827 | 0.8 | 28.8597 | 3.239 | 71.587 | 0 | 12.4218 | 71.587 | 0 | 0 | 7.235 | 30.92 | 2.8216 | 0 | 2.8216 | 9.2371 | 12.0588
2016-05-15 11:00 | 0.98 | 0 | 24.18 | 0 | 6.8 | 75.1473 | 30 | 42.7273 | 9.1827 | 0.8 | 28.6947 | 3.2205 | 71.422 | 0 | 12.4032 | 71.422 | 0 | 0 | 6.8 | 6.8 | 2.652 | 0 | 2.652 | 0 | 2.652
2016-05-15 12:00 | 1.23 | 0 | 17.2149 | 0 | 7.112 | 91.5015 | 23.0969 | 32.8956 | 7.0698 | 0.8 | 52.8384 | 5.9302 | 85.734 | 0 | 13 | 70.211 | 9.081 | 3.027 | 10.139 | 10.139 | 2.7737 | 1.1805 | 3.9542 | 0 | 3.9542
2016-05-15 13:00 | 1.11 | 0 | 9.135 | 0 | 6.975 | 100.1798 | 15 | 21.3636 | 4.5914 | 0.8 | 67.7414 | 7.6028 | 89.105 | 0 | 12.1942 | 68.963 | 11.783 | 3.9277 | 10.9027 | 10.9027 | 2.7203 | 1.5318 | 4.252 | 0 | 4.252
2016-05-15 14:00 | 1.01 | 0 | 8.359 | 0 | 7.651 | 108.1208 | 15 | 21.3636 | 4.5914 | 0.8 | 3.2464 | 0.36435 | 24.61 | 0 | 4.9557 | 0 | 14.397 | 4.799 | 12.45 | 12.45 | 2.9839 | 1.8716 | 4.8555 | 0 | 4.8555
2016-05-15 15:00 | 0.53 | 0 | 7.24 | 0 | 8.29 | 114.9988 | 15 | 21.3636 | 4.5914 | 0.8 | 73.2274 | 8.2186 | 94.591 | 0 | 12.8099 | 66.933 | 16.18 | 5.3933 | 13.6833 | 13.6833 | 3.2331 | 2.1034 | 5.3365 | 0 | 5.3365
2016-05-15 16:00 | 0.29 | 0 | 6.541 | 0 | 8.749 | 121.2128 | 15 | 21.3636 | 4.5914 | 0.8 | 74.1754 | 8.325 | 95.539 | 0 | 12.9163 | 66.582 | 16.94 | 5.6467 | 14.3957 | 14.3957 | 3.4121 | 2.2022 | 5.6143 | 0 | 5.6143
2016-05-15 17:00 | 0.06 | 0 | 20.31 | 0 | 9.75 | 140.5073 | 30 | 42.7273 | 9.1827 | 0.8 | 23.9307 | 2.6858 | 66.658 | 0 | 11.8686 | 66.658 | 0 | 0 | 9.75 | 9.75 | 3.8025 | 0 | 3.8025 | 0 | 3.8025
2016-05-15 18:00 | 0.01 | 0 | 0 | 18.242 | 11.768 | 140.5073 | 30 | 42.7273 | 9.1827 | 0.8 | 24.2207 | 2.7184 | 66.948 | 0 | 11.9011 | 66.948 | 0 | 0 | 11.768 | 30.01 | 4.5895 | 0 | 4.5895 | 7.1144 | 11.7039
2016-05-15 19:00 | 0 | 0 | 11.903 | 0 | 18.097 | 151.8151 | 30 | 42.7273 | 9.1827 | 0.8 | 24.6187 | 2.763 | 67.346 | 0 | 11.9458 | 67.346 | 0 | 0 | 18.097 | 18.097 | 7.0578 | 0 | 7.0578 | 0 | 7.0578
2016-05-15 20:00 | 0 | 19.006 | 0 | 0 | 19.006 | 131.8088 | 0 | 0 | 0 | 0 | 0 | 0 | 0 | 0 | 0 | 0 | 0 | 0 | 19.006 | 19.006 | 7.4123 | 0 | 7.4123 | 0 | 7.4123
2016-05-15 21:00 | 0 | 18.912 | 0 | 0 | 18.912 | 111.9014 | 0 | 0 | 0 | 0 | 0 | 0 | 0 | 0 | 0 | 0 | 0 | 0 | 18.912 | 18.912 | 7.3757 | 0 | 7.3757 | 0 | 7.3757
2016-05-15 22:00 | 0 | 16.612 | 0 | 0 | 16.612 | 94.4151 | 0 | 0 | 0 | 0 | 0 | 0 | 0 | 0 | 0 | 0 | 0 | 0 | 16.612 | 16.612 | 6.4787 | 0 | 6.4787 | 0 | 6.4787
2016-05-15 23:00 | 0 | 14.315 | 0 | 0 | 14.315 | 79.3467 | 0 | 0 | 0 | 0 | 0 | 0 | 0 | 0 | 0 | 0 | 0 | 0 | 14.315 | 14.315 | 5.5828 | 0 | 5.5828 | 0 | 5.5828
2016-05-16 | 0 | 0.069 | 0 | 0 | 12.18 | 79.2741 | 12.111 | 17.249 | 3.7071 | 0.8 | 0 | 0 | 17.249 | 0 | 3.7071 | 0 | 10.091 | 3.3637 | 15.5437 | 15.5437 | 4.7502 | 1.3118 | 6.062 | 0 | 6.062
2016-05-16 01:00 | 0 | 0 | 0 | 0.40334 | 11.193 | 79.2741 | 11.5963 | 16.516 | 3.5495 | 0.8 | 0 | 0 | 16.516 | 0 | 3.5495 | 0 | 9.662 | 3.2207 | 14.4137 | 14.817 | 4.3653 | 1.2561 | 5.6213 | 0.1573 | 5.7786
2016-05-16 02:00 | 0 | 0 | 0.9754 | 0 | 10.246 | 80.2007 | 11.2214 | 15.982 | 3.4348 | 0.8 | 0 | 0 | 15.982 | 1.7764e-15 | 3.4348 | 0 | 9.349 | 3.1163 | 13.3623 | 13.3623 | 3.9959 | 1.2154 | 5.2113 | 0 | 5.2113
2016-05-16 03:00 | 0 | 0 | 0 | 0.53987 | 9.978 | 80.2007 | 10.5179 | 14.98 | 3.2194 | 0.8 | 0 | 0 | 14.98 | 0 | 3.2194 | 0 | 8.763 | 2.921 | 12.899 | 13.4389 | 3.8914 | 1.1392 | 5.0306 | 0.21055 | 5.2412
2016-05-16 04:00 | 0 | 0 | 0.54085 | 0 | 9.739 | 80.7145 | 10.2799 | 14.641 | 3.1466 | 0.8 | 0 | 0 | 14.641 | 0 | 3.1466 | 0 | 8.565 | 2.855 | 12.594 | 12.594 | 3.7982 | 1.1135 | 4.9117 | 0 | 4.9117
2016-05-16 05:00 | 0 | 9.717 | 0 | 0 | 9.717 | 70.4861 | 0 | 0 | 0 | 0 | 0 | 0 | 0 | 0 | 0 | 0 | 0 | 0 | 9.717 | 9.717 | 3.7896 | 0 | 3.7896 | 0 | 3.7896
2016-05-16 06:00 | 0 | 9.537 | 0 | 0 | 9.537 | 60.4471 | 0 | 0 | 0 | 0 | 0 | 0 | 0 | 0 | 0 | 0 | 0 | 0 | 9.537 | 9.537 | 3.7194 | 0 | 3.7194 | 0 | 3.7194
2016-05-16 07:00 | 0 | 8.733 | 0 | 0 | 8.733 | 51.2545 | 0 | 0 | 0 | 0 | 0 | 0 | 0 | 0 | 0 | 0 | 0 | 0 | 8.733 | 8.733 | 3.4059 | 0 | 3.4059 | 0 | 3.4059
2016-05-16 08:00 | 0.06 | 7.316 | 0 | 0 | 7.376 | 43.5535 | 0 | 0 | 0 | 0 | 0 | 0 | 0 | 0 | 0 | 0 | 0 | 0 | 7.376 | 7.376 | 2.8766 | 0 | 2.8766 | 0 | 2.8766
2016-05-16 09:00 | 0.27 | 0 | 2.766 | 20.307 | 7.197 | 46.1812 | 30 | 42.7273 | 9.1827 | 0.8 | 28.3457 | 3.1813 | 71.073 | 0 | 12.3641 | 71.073 | 0 | 0 | 7.197 | 27.504 | 2.8068 | 0 | 2.8068 | 7.9197 | 10.7266
2016-05-16 10:00 | 0.41 | 0 | 23.198 | 0 | 7.212 | 68.2193 | 30 | 42.7273 | 9.1827 | 0.8 | 28.6297 | 3.2132 | 71.357 | 0 | 12.3959 | 71.357 | 0 | 0 | 7.212 | 7.212 | 2.8127 | 0 | 2.8127 | 0 | 2.8127
2016-05-16 11:00 | 0.63 | 0 | 23.203 | 0 | 7.427 | 90.2621 | 30 | 42.7273 | 9.1827 | 0.8 | 28.5787 | 3.2075 | 71.306 | 0 | 12.3902 | 71.306 | 0 | 0 | 7.427 | 7.427 | 2.8965 | 0 | 2.8965 | 0 | 2.8965
2016-05-16 12:00 | 0.72 | 0 | 16.6628 | 0 | 8.062 | 106.0918 | 24.0048 | 34.1887 | 7.3477 | 0.8 | 50.3623 | 5.6523 | 84.551 | 0 | 13 | 70.649 | 8.132 | 2.7107 | 10.7727 | 10.7727 | 3.1442 | 1.0572 | 4.2013 | 0 | 4.2013
2016-05-16 13:00 | 1.01 | 0 | 15.7635 | 0 | 7.787 | 121.0672 | 22.5405 | 32.1032 | 6.8995 | 0.8 | 54.3558 | 6.1005 | 86.459 | 0 | 13 | 69.943 | 9.662 | 3.2207 | 11.0077 | 11.0077 | 3.0369 | 1.2561 | 4.293 | 0 | 4.293
2016-05-16 14:00 | 0.81 | 0 | 6.6533 | 0 | 8.075 | 127.3878 | 13.9183 | 19.823 | 4.2603 | 0.8 | 0 | 0 | 19.823 | 0 | 4.2603 | 0 | 11.597 | 3.8657 | 11.9407 | 11.9407 | 3.1492 | 1.5076 | 4.6569 | 0 | 4.6569
2016-05-16 15:00 | 0.63 | 0 | 7.194 | 0 | 8.436 | 134.2221 | 15 | 21.3636 | 4.5914 | 0.8 | 70.2364 | 7.8829 | 91.6 | 0 | 12.4742 | 68.04 | 13.783 | 4.5943 | 13.0303 | 13.0303 | 3.29 | 1.7918 | 5.0818 | 0 | 5.0818
2016-05-16 16:00 | 0.29 | 0 | 0 | 6.503 | 8.787 | 134.2221 | 15 | 21.3636 | 4.5914 | 0.8 | 71.8734 | 8.0666 | 93.237 | 0 | 12.658 | 67.434 | 15.094 | 5.0313 | 13.8183 | 20.3213 | 3.4269 | 1.9622 | 5.3892 | 2.5362 | 7.9253
2016-05-16 17:00 | 0.13 | 0 | 0 | 20.975 | 9.155 | 134.2221 | 30 | 42.7273 | 9.1827 | 0.8 | 24.4687 | 2.7462 | 67.196 | 0 | 11.9289 | 67.196 | 0 | 0 | 9.155 | 30.13 | 3.5705 | 0 | 3.5705 | 8.1803 | 11.7507
2016-05-16 18:00 | 0.02 | 0 | 18.519 | 0 | 11.501 | 151.8151 | 30 | 42.7273 | 9.1827 | 0.8 | 24.7827 | 2.7815 | 67.51 | 0 | 11.9642 | 67.51 | 0 | 0 | 11.501 | 11.501 | 4.4854 | 0 | 4.4854 | 0 | 4.4854
2016-05-16 19:00 | 0 | 0 | 0 | 12.239 | 17.761 | 151.8151 | 30 | 42.7273 | 9.1827 | 0.8 | 25.2067 | 2.829 | 67.934 | 0 | 12.0118 | 67.934 | 0 | 0 | 17.761 | 30 | 6.9268 | 0 | 6.9268 | 4.7732 | 11.7
2016-05-16 20:00 | 0 | 19.319 | 0 | 0 | 19.319 | 131.4793 | 0 | 0 | 0 | 0 | 0 | 0 | 0 | 0 | 0 | 0 | 0 | 0 | 19.319 | 19.319 | 7.5344 | 0 | 7.5344 | 0 | 7.5344
2016-05-16 21:00 | 0 | 18.95 | 0 | 0 | 18.95 | 111.532 | 0 | 0 | 0 | 0 | 0 | 0 | 0 | 0 | 0 | 0 | 0 | 0 | 18.95 | 18.95 | 7.3905 | 0 | 7.3905 | 0 | 7.3905
2016-05-16 22:00 | 0 | 16.957 | 0 | 0 | 16.957 | 93.6825 | 0 | 0 | 0 | 0 | 0 | 0 | 0 | 0 | 0 | 0 | 0 | 0 | 16.957 | 16.957 | 6.6132 | 0 | 6.6132 | 0 | 6.6132
2016-05-16 23:00 | 0 | 14.283 | 0 | 0 | 14.283 | 78.6477 | 0 | 0 | 0 | 0 | 0 | 0 | 0 | 0 | 0 | 0 | 0 | 0 | 14.283 | 14.283 | 5.5704 | 0 | 5.5704 | 0 | 5.5704
2016-05-17 | 0 | 1.9119 | 0 | 0 | 11.873 | 76.6352 | 9.9611 | 14.187 | 3.049 | 0.8 | 0 | 0 | 14.187 | 0 | 3.049 | 0 | 8.299 | 2.7663 | 14.6393 | 14.6393 | 4.6305 | 1.0789 | 5.7093 | 0 | 5.7093
2016-05-17 01:00 | 0 | 1.424 | 0 | 0 | 10.572 | 75.1363 | 9.148 | 13.029 | 2.8001 | 0.8 | 0 | 0 | 13.029 | 0 | 2.8001 | 0 | 7.622 | 2.5407 | 13.1127 | 13.1127 | 4.1231 | 0.99086 | 5.1139 | 0 | 5.1139
2016-05-17 02:00 | 0 | 1.551 | 0 | 0 | 10.183 | 73.5036 | 8.632 | 12.294 | 2.6422 | 0.8 | 0 | 0 | 12.294 | 0 | 2.6422 | 0 | 7.192 | 2.3973 | 12.5803 | 12.5803 | 3.9714 | 0.93496 | 4.9063 | 0 | 4.9063
2016-05-17 03:00 | 0 | 1.2933 | 0 | 0 | 9.636 | 72.1422 | 8.3427 | 11.882 | 2.5536 | 0.8 | 0 | 0 | 11.882 | 0 | 2.5536 | 0 | 6.951 | 2.317 | 11.953 | 11.953 | 3.758 | 0.90363 | 4.6617 | 0 | 4.6617
2016-05-17 04:00 | 0 | 1.2351 | 0 | 0 | 9.403 | 70.8421 | 8.1679 | 11.633 | 2.5001 | 0.8 | 0 | 0 | 11.633 | 0 | 2.5001 | 0 | 6.805 | 2.2683 | 11.6713 | 11.6713 | 3.6672 | 0.88465 | 4.5518 | 0 | 4.5518
2016-05-17 05:00 | 0 | 9.284 | 0 | 0 | 9.284 | 61.0694 | 0 | 0 | 0 | 0 | 0 | 0 | 0 | 0 | 0 | 0 | 0 | 0 | 9.284 | 9.284 | 3.6208 | 0 | 3.6208 | 0 | 3.6208
2016-05-17 06:00 | 0 | 9.497 | 0 | 0 | 9.497 | 51.0726 | 0 | 0 | 0 | 0 | 0 | 0 | 0 | 0 | 0 | 0 | 0 | 0 | 9.497 | 9.497 | 3.7038 | 0 | 3.7038 | 0 | 3.7038
2016-05-17 07:00 | 0 | 8.559 | 0 | 0 | 8.559 | 42.0631 | 0 | 0 | 0 | 0 | 0 | 0 | 0 | 0 | 0 | 0 | 0 | 0 | 8.559 | 8.559 | 3.338 | 0 | 3.338 | 0 | 3.338
2016-05-17 08:00 | 0.08 | 7.019 | 0 | 0 | 7.099 | 34.6747 | 0 | 0 | 0 | 0 | 0 | 0 | 0 | 0 | 0 | 0 | 0 | 0 | 7.099 | 7.099 | 2.7686 | 0 | 2.7686 | 0 | 2.7686
2016-05-17 09:00 | 0.26 | 0 | 0 | 23.323 | 6.937 | 34.6747 | 30 | 42.7273 | 9.1827 | 0.8 | 28.7237 | 3.2238 | 71.451 | 0 | 12.4065 | 71.451 | 0 | 0 | 6.937 | 30.26 | 2.7054 | 0 | 2.7054 | 9.096 | 11.8014
2016-05-17 10:00 | 0.63 | 0 | 23.656 | 0 | 6.974 | 57.1479 | 30 | 42.7273 | 9.1827 | 0.8 | 28.7717 | 3.2292 | 71.499 | 0 | 12.4119 | 71.499 | 0 | 0 | 6.974 | 6.974 | 2.7199 | 0 | 2.7199 | 0 | 2.7199
2016-05-17 11:00 | 0.75 | 0 | 23.513 | 0 | 7.237 | 79.4852 | 30 | 42.7273 | 9.1827 | 0.8 | 28.6827 | 3.2192 | 71.41 | 0 | 12.4019 | 71.41 | 0 | 0 | 7.237 | 7.237 | 2.8224 | 0 | 2.8224 | 0 | 2.8224
2016-05-17 12:00 | 0.71 | 0 | 16.5213 | 0 | 7.664 | 95.1805 | 23.4753 | 33.4345 | 7.1856 | 0.8 | 51.8065 | 5.8144 | 85.241 | 0 | 13 | 70.394 | 8.686 | 2.8953 | 10.5593 | 10.5593 | 2.989 | 1.1292 | 4.1181 | 0 | 4.1181
2016-05-17 13:00 | 0.57 | 0 | 6.4925 | 1.4335 | 7.644 | 101.3484 | 15 | 21.3636 | 4.5914 | 0.8 | 66.1234 | 7.4213 | 87.487 | 0 | 12.0126 | 69.562 | 10.486 | 3.4953 | 11.1393 | 12.5728 | 2.9812 | 1.3632 | 4.3443 | 0.55906 | 4.9034
2016-05-17 14:00 | 0.56 | 0 | 7.3309 | 0 | 8.117 | 108.3127 | 14.8879 | 21.204 | 4.5571 | 0.8 | 0 | 0 | 21.204 | 0 | 4.5571 | 0 | 12.404 | 4.1347 | 12.2517 | 12.2517 | 3.1656 | 1.6125 | 4.7782 | 0 | 4.7782
2016-05-17 15:00 | 0.37 | 0 | 6.726 | 0 | 8.644 | 114.7024 | 15 | 21.3636 | 4.5914 | 0.8 | 70.4094 | 7.9023 | 91.773 | 0 | 12.4937 | 67.976 | 13.922 | 4.6407 | 13.2847 | 13.2847 | 3.3712 | 1.8099 | 5.181 | 0 | 5.181
2016-05-17 16:00 | 0.22 | 0 | 6.298 | 0 | 8.922 | 120.6855 | 15 | 21.3636 | 4.5914 | 0.8 | 70.9534 | 7.9633 | 92.317 | 0 | 12.5547 | 67.774 | 14.357 | 4.7857 | 13.7077 | 13.7077 | 3.4796 | 1.8664 | 5.346 | 0 | 5.346
2016-05-17 17:00 | 0.12 | 0 | 0 | 20.858 | 9.262 | 120.6855 | 30 | 42.7273 | 9.1827 | 0.8 | 25.1317 | 2.8206 | 67.859 | 0 | 12.0034 | 67.859 | 0 | 0 | 9.262 | 30.12 | 3.6122 | 0 | 3.6122 | 8.1346 | 11.7468
2016-05-17 18:00 | 0.02 | 0 | 18.915 | 0 | 11.105 | 138.6548 | 30 | 42.7273 | 9.1827 | 0.8 | 25.3967 | 2.8504 | 68.124 | 0 | 12.0331 | 68.124 | 0 | 0 | 11.105 | 11.105 | 4.331 | 0 | 4.331 | 0 | 4.331
2016-05-17 19:00 | 0 | 0 | 12.851 | 0 | 17.149 | 150.8632 | 30 | 42.7273 | 9.1827 | 0.8 | 25.7667 | 2.8919 | 68.494 | 0 | 12.0746 | 68.494 | 0 | 0 | 17.149 | 17.149 | 6.6881 | 0 | 6.6881 | 0 | 6.6881
2016-05-17 20:00 | 0 | 18.911 | 0 | 0 | 18.911 | 130.9569 | 0 | 0 | 0 | 0 | 0 | 0 | 0 | 0 | 0 | 0 | 0 | 0 | 18.911 | 18.911 | 7.3753 | 0 | 7.3753 | 0 | 7.3753
2016-05-17 21:00 | 0 | 18.303 | 0 | 0 | 18.303 | 111.6906 | 0 | 0 | 0 | 0 | 0 | 0 | 0 | 0 | 0 | 0 | 0 | 0 | 18.303 | 18.303 | 7.1382 | 0 | 7.1382 | 0 | 7.1382
2016-05-17 22:00 | 0 | 16.498 | 0 | 0 | 16.498 | 94.3243 | 0 | 0 | 0 | 0 | 0 | 0 | 0 | 0 | 0 | 0 | 0 | 0 | 16.498 | 16.498 | 6.4342 | 0 | 6.4342 | 0 | 6.4342
2016-05-17 23:00 | 0 | 13.996 | 0 | 0 | 13.996 | 79.5916 | 0 | 0 | 0 | 0 | 0 | 0 | 0 | 0 | 0 | 0 | 0 | 0 | 13.996 | 13.996 | 5.4584 | 0 | 5.4584 | 0 | 5.4584
2016-05-18 | 0 | 3.1041 | 0 | 0 | 12.026 | 76.3242 | 8.9219 | 12.707 | 2.7309 | 0.8 | 0 | 0 | 12.707 | 0 | 2.7309 | 0 | 7.433 | 2.4777 | 14.5037 | 14.5037 | 4.6901 | 0.96629 | 5.6564 | 0 | 5.6564
2016-05-18 01:00 | 0 | 2.2872 | 0 | 0 | 10.559 | 73.9166 | 8.2718 | 11.781 | 2.5319 | 0.8 | 0 | 0 | 11.781 | 0 | 2.5319 | 0 | 6.892 | 2.2973 | 12.8563 | 12.8563 | 4.118 | 0.89596 | 5.014 | 0 | 5.014
2016-05-18 02:00 | 0 | 2.2409 | 0 | 0 | 9.965 | 71.5578 | 7.7241 | 11.001 | 2.3643 | 0.8 | 0 | 0 | 11.001 | 0 | 2.3643 | 0 | 6.436 | 2.1453 | 12.1103 | 12.1103 | 3.8864 | 0.83668 | 4.723 | 0 | 4.723
2016-05-18 03:00 | 0 | 2.249 | 0 | 0 | 9.749 | 69.1904 | 7.5 | 10.6818 | 2.2957 | 0.79103 | 0 | 0 | 10.478 | 0.20382 | 2.2957 | 0 | 6.13 | 2.0433 | 11.7923 | 11.7923 | 3.8021 | 0.7969 | 4.599 | 0 | 4.599
2016-05-18 04:00 | 0 | 1.803 | 0 | 0 | 9.303 | 67.2925 | 7.5 | 10.6818 | 2.2957 | 0.77308 | 0 | 0 | 10.07 | 0.61182 | 2.2957 | 0 | 5.891 | 1.9637 | 11.2667 | 11.2667 | 3.6282 | 0.76583 | 4.394 | 0 | 4.394
2016-05-18 05:00 | 0 | 8.953 | 0 | 0 | 8.953 | 57.8683 | 0 | 0 | 0 | 0 | 0 | 0 | 0 | 0 | 0 | 0 | 0 | 0 | 8.953 | 8.953 | 3.4917 | 0 | 3.4917 | 0 | 3.4917
2016-05-18 06:00 | 0 | 9.176 | 0 | 0 | 9.176 | 48.2093 | 0 | 0 | 0 | 0 | 0 | 0 | 0 | 0 | 0 | 0 | 0 | 0 | 9.176 | 9.176 | 3.5786 | 0 | 3.5786 | 0 | 3.5786
2016-05-18 07:00 | 0 | 9.21 | 0 | 0 | 9.21 | 38.5146 | 0 | 0 | 0 | 0 | 0 | 0 | 0 | 0 | 0 | 0 | 0 | 0 | 9.21 | 9.21 | 3.5919 | 0 | 3.5919 | 0 | 3.5919
2016-05-18 08:00 | 0.07 | 7.744 | 0 | 0 | 7.814 | 30.363 | 0 | 0 | 0 | 0 | 0 | 0 | 0 | 0 | 0 | 0 | 0 | 0 | 7.814 | 7.814 | 3.0475 | 0 | 3.0475 | 0 | 3.0475
2016-05-18 09:00 | 0.21 | 0 | 22.4 | 0 | 7.81 | 51.643 | 30 | 42.7273 | 9.1827 | 0.8 | 29.4347 | 3.3036 | 72.162 | 0 | 12.4863 | 72.162 | 0 | 0 | 7.81 | 7.81 | 3.0459 | 0 | 3.0459 | 0 | 3.0459
2016-05-18 10:00 | 0.4 | 0 | 2.6348 | 20.1882 | 7.577 | 54.1461 | 30 | 42.7273 | 9.1827 | 0.8 | 29.5057 | 3.3115 | 72.233 | 0 | 12.4943 | 72.233 | 0 | 0 | 7.577 | 27.7652 | 2.955 | 0 | 2.955 | 7.8734 | 10.8284
2016-05-18 11:00 | 0.5 | 0 | 22.724 | 0 | 7.776 | 75.7339 | 30 | 42.7273 | 9.1827 | 0.8 | 29.4337 | 3.3034 | 72.161 | 0 | 12.4862 | 72.161 | 0 | 0 | 7.776 | 7.776 | 3.0326 | 0 | 3.0326 | 0 | 3.0326
2016-05-18 12:00 | 0.56 | 0 | 17.9561 | 0 | 7.634 | 92.7922 | 25.0301 | 35.649 | 7.6615 | 0.8 | 47.566 | 5.3385 | 83.215 | 0 | 13 | 71.144 | 7.062 | 2.354 | 9.988 | 9.988 | 2.9773 | 0.91806 | 3.8953 | 0 | 3.8953
2016-05-18 13:00 | 0.72 | 0 | 15.629 | 0 | 7.653 | 107.6397 | 22.562 | 32.1338 | 6.906 | 0.8 | 54.2972 | 6.094 | 86.431 | 0 | 13 | 69.953 | 9.639 | 3.213 | 10.866 | 10.866 | 2.9847 | 1.2531 | 4.2377 | 0 | 4.2377
2016-05-18 14:00 | 0.63 | 0 | 6.6494 | 0 | 8.172 | 113.9567 | 14.1914 | 20.212 | 4.3439 | 0.8 | 0 | 0 | 20.212 | 0 | 4.3439 | 0 | 11.824 | 3.9413 | 12.1133 | 12.1133 | 3.1871 | 1.5371 | 4.7242 | 0 | 4.7242
2016-05-18 15:00 | 0.49 | 0 | 7.209 | 0 | 8.281 | 120.8052 | 15 | 21.3636 | 4.5914 | 0.8 | 70.1234 | 7.8702 | 91.487 | 0 | 12.4616 | 68.082 | 13.692 | 4.564 | 12.845 | 12.845 | 3.2296 | 1.78 | 5.0096 | 0 | 5.0096
2016-05-18 16:00 | 0.34 | 0 | 0 | 6.938 | 8.402 | 120.8052 | 15 | 21.3636 | 4.5914 | 0.8 | 71.5304 | 8.0281 | 92.894 | 0 | 12.6195 | 67.561 | 14.82 | 4.94 | 13.342 | 20.28 | 3.2768 | 1.9266 | 5.2034 | 2.7058 | 7.9092
2016-05-18 17:00 | 0.12 | 0 | 0 | 21.376 | 8.744 | 120.8052 | 30 | 42.7273 | 9.1827 | 0.8 | 24.6237 | 2.7636 | 67.351 | 0 | 11.9463 | 67.351 | 0 | 0 | 8.744 | 30.12 | 3.4102 | 0 | 3.4102 | 8.3366 | 11.7468
2016-05-18 18:00 | 0.02 | 0 | 19.378 | 0 | 10.642 | 139.2143 | 30 | 42.7273 | 9.1827 | 0.8 | 24.7177 | 2.7742 | 67.445 | 0 | 11.9569 | 67.445 | 0 | 0 | 10.642 | 10.642 | 4.1504 | 0 | 4.1504 | 0 | 4.1504
2016-05-18 19:00 | 0 | 0 | 13.264 | 0 | 16.736 | 151.8151 | 30 | 42.7273 | 9.1827 | 0.8 | 25.0797 | 2.8148 | 67.807 | 0 | 11.9975 | 67.807 | 0 | 0 | 16.736 | 16.736 | 6.527 | 0 | 6.527 | 0 | 6.527
2016-05-18 20:00 | 0 | 18.299 | 0 | 0 | 18.299 | 132.553 | 0 | 0 | 0 | 0 | 0 | 0 | 0 | 0 | 0 | 0 | 0 | 0 | 18.299 | 18.299 | 7.1366 | 0 | 7.1366 | 0 | 7.1366
2016-05-18 21:00 | 0 | 18.527 | 0 | 0 | 18.527 | 113.0509 | 0 | 0 | 0 | 0 | 0 | 0 | 0 | 0 | 0 | 0 | 0 | 0 | 18.527 | 18.527 | 7.2255 | 0 | 7.2255 | 0 | 7.2255
2016-05-18 22:00 | 0 | 17.208 | 0 | 0 | 17.208 | 94.9372 | 0 | 0 | 0 | 0 | 0 | 0 | 0 | 0 | 0 | 0 | 0 | 0 | 17.208 | 17.208 | 6.7111 | 0 | 6.7111 | 0 | 6.7111
2016-05-18 23:00 | 0 | 14.466 | 0 | 0 | 14.466 | 79.7099 | 0 | 0 | 0 | 0 | 0 | 0 | 0 | 0 | 0 | 0 | 0 | 0 | 14.466 | 14.466 | 5.6417 | 0 | 5.6417 | 0 | 5.6417
2016-05-19 | 0 | 1.5581 | 0 | 0 | 12.017 | 78.0697 | 10.4589 | 14.896 | 3.2014 | 0.8 | 0 | 0 | 14.896 | 0 | 3.2014 | 0 | 8.714 | 2.9047 | 14.9217 | 14.9217 | 4.6866 | 1.1328 | 5.8195 | 0 | 5.8195
2016-05-19 01:00 | 0 | 0.89051 | 0 | 0 | 10.523 | 77.1324 | 9.6325 | 13.719 | 2.9484 | 0.8 | 0 | 0 | 13.719 | 1.7764e-15 | 2.9484 | 0 | 8.025 | 2.675 | 13.198 | 13.198 | 4.104 | 1.0433 | 5.1472 | 0 | 5.1472
2016-05-19 02:00 | 0 | 0.99264 | 0 | 0 | 10.253 | 76.0875 | 9.2604 | 13.189 | 2.8345 | 0.8 | 0 | 0 | 13.189 | 0 | 2.8345 | 0 | 7.715 | 2.5717 | 12.8247 | 12.8247 | 3.9987 | 1.003 | 5.0016 | 0 | 5.0016
2016-05-19 03:00 | 0 | 0.519 | 0 | 0 | 9.594 | 75.5412 | 9.075 | 12.925 | 2.7778 | 0.8 | 0 | 0 | 12.925 | 0 | 2.7778 | 0 | 7.561 | 2.5203 | 12.1143 | 12.1143 | 3.7417 | 0.98293 | 4.7246 | 0 | 4.7246
2016-05-19 04:00 | 0 | 1.0438 | 0 | 0 | 9.654 | 74.4424 | 8.6102 | 12.263 | 2.6355 | 0.8 | 0 | 0 | 12.263 | 0 | 2.6355 | 0 | 7.174 | 2.3913 | 12.0453 | 12.0453 | 3.7651 | 0.93262 | 4.6977 | 0 | 4.6977
2016-05-19 05:00 | 0 | 9.652 | 0 | 0 | 9.652 | 64.2824 | 0 | 0 | 0 | 0 | 0 | 0 | 0 | 0 | 0 | 0 | 0 | 0 | 9.652 | 9.652 | 3.7643 | 0 | 3.7643 | 0 | 3.7643
2016-05-19 06:00 | 0 | 9.387 | 0 | 0 | 9.387 | 54.4014 | 0 | 0 | 0 | 0 | 0 | 0 | 0 | 0 | 0 | 0 | 0 | 0 | 9.387 | 9.387 | 3.6609 | 0 | 3.6609 | 0 | 3.6609
2016-05-19 07:00 | 0 | 8.605 | 0 | 0 | 8.605 | 45.3435 | 0 | 0 | 0 | 0 | 0 | 0 | 0 | 0 | 0 | 0 | 0 | 0 | 8.605 | 8.605 | 3.3559 | 0 | 3.3559 | 0 | 3.3559
2016-05-19 08:00 | 0.07 | 7.272 | 0 | 0 | 7.342 | 37.6887 | 0 | 0 | 0 | 0 | 0 | 0 | 0 | 0 | 0 | 0 | 0 | 0 | 7.342 | 7.342 | 2.8634 | 0 | 2.8634 | 0 | 2.8634
2016-05-19 09:00 | 0.2 | 0 | 8.2983 | 14.9037 | 6.998 | 45.5722 | 30 | 42.7273 | 9.1827 | 0.8 | 29.2007 | 3.2773 | 71.928 | 0 | 12.46 | 71.928 | 0 | 0 | 6.998 | 21.9017 | 2.7292 | 0 | 2.7292 | 5.8124 | 8.5416
2016-05-19 10:00 | 0.34 | 0 | 0 | 23.27 | 7.07 | 45.5722 | 30 | 42.7273 | 9.1827 | 0.8 | 29.2497 | 3.2828 | 71.977 | 0 | 12.4655 | 71.977 | 0 | 0 | 7.07 | 30.34 | 2.7573 | 0 | 2.7573 | 9.0753 | 11.8326
2016-05-19 11:00 | 0.37 | 0 | 22.972 | 0 | 7.398 | 67.3956 | 30 | 42.7273 | 9.1827 | 0.8 | 29.0877 | 3.2646 | 71.815 | 0 | 12.4474 | 71.815 | 0 | 0 | 7.398 | 7.398 | 2.8852 | 0 | 2.8852 | 0 | 2.8852
2016-05-19 12:00 | 0.46 | 0 | 16.7914 | 0 | 7.457 | 83.3474 | 23.7884 | 33.8804 | 7.2814 | 0.8 | 50.9526 | 5.7186 | 84.833 | 0 | 13 | 70.545 | 8.359 | 2.7863 | 10.2433 | 10.2433 | 2.9082 | 1.0867 | 3.9949 | 0 | 3.9949
2016-05-19 13:00 | 0.21 | 0 | 7.681 | 0 | 7.529 | 90.6443 | 15 | 21.3636 | 4.5914 | 0.8 | 67.3764 | 7.5619 | 88.74 | 0 | 12.1532 | 69.099 | 11.49 | 3.83 | 11.359 | 11.359 | 2.9363 | 1.4937 | 4.43 | 0 | 4.43
2016-05-19 14:00 | 0.23 | 0 | 0 | 14.509 | 8.221 | 90.6443 | 22.5 | 32.0455 | 6.8871 | 0.6842 | 0 | 0 | 24.15 | 7.8955 | 6.8871 | 0 | 14.128 | 4.7093 | 12.9303 | 27.4393 | 3.2062 | 1.8366 | 5.0428 | 5.6585 | 10.7013
2016-05-19 15:00 | 0.19 | 0 | 6.566 | 0 | 8.624 | 96.882 | 15 | 21.3636 | 4.5914 | 0.8 | 72.9634 | 8.1889 | 94.327 | 0 | 12.7803 | 67.03 | 15.968 | 5.3227 | 13.9467 | 13.9467 | 3.3634 | 2.0758 | 5.4392 | 0 | 5.4392
2016-05-19 16:00 | 0.14 | 0 | 6.233 | 0 | 8.907 | 102.8034 | 15 | 21.3636 | 4.5914 | 0.8 | 74.4414 | 8.3548 | 95.805 | 0 | 12.9462 | 66.483 | 17.153 | 5.7177 | 14.6247 | 14.6247 | 3.4737 | 2.2299 | 5.7036 | 0 | 5.7036
2016-05-19 17:00 | 0.06 | 0 | 20.785 | 0 | 9.275 | 122.5491 | 30 | 42.7273 | 9.1827 | 0.8 | 23.4927 | 2.6367 | 66.22 | 0 | 11.8194 | 66.22 | 0 | 0 | 9.275 | 9.275 | 3.6172 | 0 | 3.6172 | 0 | 3.6172
2016-05-19 18:00 | 0.01 | 0 | 18.929 | 0 | 11.081 | 140.5317 | 30 | 42.7273 | 9.1827 | 0.8 | 23.5247 | 2.6403 | 66.252 | 0 | 11.823 | 66.252 | 0 | 0 | 11.081 | 11.081 | 4.3216 | 0 | 4.3216 | 0 | 4.3216
2016-05-19 19:00 | 0 | 0 | 0 | 12.609 | 17.391 | 140.5317 | 30 | 42.7273 | 9.1827 | 0.8 | 23.9187 | 2.6845 | 66.646 | 0 | 11.8672 | 66.646 | 0 | 0 | 17.391 | 30 | 6.7825 | 0 | 6.7825 | 4.9175 | 11.7
2016-05-19 20:00 | 0 | 19.868 | 0 | 0 | 19.868 | 119.618 | 0 | 0 | 0 | 0 | 0 | 0 | 0 | 0 | 0 | 0 | 0 | 0 | 19.868 | 19.868 | 7.7485 | 0 | 7.7485 | 0 | 7.7485
2016-05-19 21:00 | 0 | 19.415 | 0 | 0 | 19.415 | 99.1812 | 0 | 0 | 0 | 0 | 0 | 0 | 0 | 0 | 0 | 0 | 0 | 0 | 19.415 | 19.415 | 7.5719 | 0 | 7.5719 | 0 | 7.5719
2016-05-19 22:00 | 0 | 18.074 | 0 | 0 | 18.074 | 80.1559 | 0 | 0 | 0 | 0 | 0 | 0 | 0 | 0 | 0 | 0 | 0 | 0 | 18.074 | 18.074 | 7.0489 | 0 | 7.0489 | 0 | 7.0489
2016-05-19 23:00 | 0 | 14.947 | 0 | 0 | 14.947 | 64.4222 | 0 | 0 | 0 | 0 | 0 | 0 | 0 | 0 | 0 | 0 | 0 | 0 | 14.947 | 14.947 | 5.8293 | 0 | 5.8293 | 0 | 5.8293
2016-05-20 | 0 | 0 | 0.056489 | 0 | 12.117 | 64.4759 | 12.1735 | 17.338 | 3.7262 | 0.8 | 0 | 0 | 17.338 | 0 | 3.7262 | 0 | 10.143 | 3.381 | 15.498 | 15.498 | 4.7256 | 1.3186 | 6.0442 | 0 | 6.0442
2016-05-20 01:00 | 0 | 0 | 0 | 0.70255 | 10.931 | 64.4759 | 11.6336 | 16.569 | 3.5609 | 0.8 | 0 | 0 | 16.569 | 0 | 3.5609 | 0 | 9.693 | 3.231 | 14.162 | 14.8646 | 4.2631 | 1.2601 | 5.5232 | 0.274 | 5.7972
2016-05-20 02:00 | 0 | 0 | 0.78151 | 0 | 10.442 | 65.2183 | 11.2235 | 15.985 | 3.4354 | 0.8 | 0 | 0 | 15.985 | 0 | 3.4354 | 0 | 9.351 | 3.117 | 13.559 | 13.559 | 4.0724 | 1.2156 | 5.288 | 0 | 5.288
2016-05-20 03:00 | 0 | 0 | 1.2813 | 0 | 9.721 | 66.4356 | 11.0023 | 15.67 | 3.3677 | 0.8 | 0 | 0 | 15.67 | 0 | 3.3677 | 0 | 9.167 | 3.0557 | 12.7767 | 12.7767 | 3.7912 | 1.1917 | 4.9829 | 0 | 4.9829
2016-05-20 04:00 | 0 | 0 | 0.6926 | 0 | 9.899 | 67.0935 | 10.5916 | 15.085 | 3.242 | 0.8 | 0 | 0 | 15.085 | 1.7764e-15 | 3.242 | 0 | 8.825 | 2.9417 | 12.8407 | 12.8407 | 3.8606 | 1.1473 | 5.0079 | 0 | 5.0079
2016-05-20 05:00 | 0 | 9.465 | 0 | 0 | 9.465 | 57.1304 | 0 | 0 | 0 | 0 | 0 | 0 | 0 | 0 | 0 | 0 | 0 | 0 | 9.465 | 9.465 | 3.6913 | 0 | 3.6913 | 0 | 3.6913
2016-05-20 06:00 | 0 | 9.353 | 0 | 0 | 9.353 | 47.2851 | 0 | 0 | 0 | 0 | 0 | 0 | 0 | 0 | 0 | 0 | 0 | 0 | 9.353 | 9.353 | 3.6477 | 0 | 3.6477 | 0 | 3.6477
2016-05-20 07:00 | 0 | 8.755 | 0 | 0 | 8.755 | 38.0693 | 0 | 0 | 0 | 0 | 0 | 0 | 0 | 0 | 0 | 0 | 0 | 0 | 8.755 | 8.755 | 3.4144 | 0 | 3.4144 | 0 | 3.4144
2016-05-20 08:00 | 0.05 | 7.321 | 0 | 0 | 7.371 | 30.363 | 0 | 0 | 0 | 0 | 0 | 0 | 0 | 0 | 0 | 0 | 0 | 0 | 7.371 | 7.371 | 2.8747 | 0 | 2.8747 | 0 | 2.8747
2016-05-20 09:00 | 0.16 | 0 | 11.229 | 11.902 | 7.029 | 41.0306 | 30 | 42.7273 | 9.1827 | 0.8 | 28.2337 | 3.1688 | 70.961 | 0 | 12.3515 | 70.961 | 0 | 0 | 7.029 | 18.931 | 2.7413 | 0 | 2.7413 | 4.6418 | 7.3831
2016-05-20 10:00 | 0.29 | 0 | 23.235 | 0 | 7.055 | 63.1038 | 30 | 42.7273 | 9.1827 | 0.8 | 28.3377 | 3.1804 | 71.065 | 0 | 12.3632 | 71.065 | 0 | 0 | 7.055 | 7.055 | 2.7515 | 0 | 2.7515 | 0 | 2.7515
2016-05-20 11:00 | 0.52 | 0 | 23.229 | 0 | 7.291 | 85.1714 | 30 | 42.7273 | 9.1827 | 0.8 | 28.2037 | 3.1654 | 70.931 | 0 | 12.3481 | 70.931 | 0 | 0 | 7.291 | 7.291 | 2.8435 | 0 | 2.8435 | 0 | 2.8435
2016-05-20 12:00 | 0.46 | 0 | 7.844 | 0 | 7.616 | 92.6232 | 15 | 21.3636 | 4.5914 | 0.8 | 65.3654 | 7.3362 | 86.729 | 0 | 11.9275 | 69.843 | 9.878 | 3.2927 | 10.9087 | 10.9087 | 2.9702 | 1.2841 | 4.2544 | 0 | 4.2544
2016-05-20 13:00 | 0.51 | 0 | 8.036 | 0 | 7.474 | 100.2574 | 15 | 21.3636 | 4.5914 | 0.8 | 68.5974 | 7.6989 | 89.961 | 0 | 12.2903 | 68.647 | 12.469 | 4.1563 | 11.6303 | 11.6303 | 2.9149 | 1.621 | 4.5358 | 0 | 4.5358
2016-05-20 14:00 | 0.4 | 0 | 0 | 14.831 | 8.069 | 100.2574 | 22.5 | 32.0455 | 6.8871 | 0.70727 | 0 | 0 | 25.723 | 6.3225 | 6.8871 | 0 | 15.048 | 5.016 | 13.085 | 27.916 | 3.1469 | 1.9562 | 5.1032 | 5.7841 | 10.8872
2016-05-20 15:00 | 0.25 | 0 | 6.676 | 0 | 8.574 | 106.5996 | 15 | 21.3636 | 4.5914 | 0.8 | 74.1274 | 8.3196 | 95.491 | 0 | 12.9109 | 66.599 | 16.902 | 5.634 | 14.208 | 14.208 | 3.3439 | 2.1973 | 5.5411 | 0 | 5.5411
2016-05-20 16:00 | 0.16 | 0 | 6.4315 | 0 | 8.445 | 112.7095 | 14.7165 | 20.9598 | 4.5046 | 0.8 | 75.6942 | 8.4954 | 96.654 | 0 | 13 | 66.169 | 17.834 | 5.9447 | 14.3897 | 14.3897 | 3.2936 | 2.3184 | 5.612 | 0 | 5.612
2016-05-20 17:00 | 0.08 | 0 | 0 | 21.219 | 8.861 | 112.7095 | 30 | 42.7273 | 9.1827 | 0.8 | 23.2797 | 2.6128 | 66.007 | 0 | 11.7955 | 66.007 | 0 | 0 | 8.861 | 30.08 | 3.4558 | 0 | 3.4558 | 8.2754 | 11.7312
2016-05-20 18:00 | 0.01 | 0 | 19.04 | 0 | 10.97 | 130.7975 | 30 | 42.7273 | 9.1827 | 0.8 | 23.5887 | 2.6474 | 66.316 | 0 | 11.8302 | 66.316 | 0 | 0 | 10.97 | 10.97 | 4.2783 | 0 | 4.2783 | 0 | 4.2783
2016-05-20 19:00 | 0 | 0 | 0 | 12.824 | 17.176 | 130.7975 | 30 | 42.7273 | 9.1827 | 0.8 | 24.0017 | 2.6938 | 66.729 | 0 | 11.8765 | 66.729 | 0 | 0 | 17.176 | 30 | 6.6986 | 0 | 6.6986 | 5.0014 | 11.7
2016-05-20 20:00 | 0 | 19.201 | 0 | 0 | 19.201 | 110.5859 | 0 | 0 | 0 | 0 | 0 | 0 | 0 | 0 | 0 | 0 | 0 | 0 | 19.201 | 19.201 | 7.4884 | 0 | 7.4884 | 0 | 7.4884
2016-05-20 21:00 | 0 | 19.559 | 0 | 0 | 19.559 | 89.9975 | 0 | 0 | 0 | 0 | 0 | 0 | 0 | 0 | 0 | 0 | 0 | 0 | 19.559 | 19.559 | 7.628 | 0 | 7.628 | 0 | 7.628
2016-05-20 22:00 | 0 | 17.934 | 0 | 0 | 17.934 | 71.1196 | 0 | 0 | 0 | 0 | 0 | 0 | 0 | 0 | 0 | 0 | 0 | 0 | 17.934 | 17.934 | 6.9943 | 0 | 6.9943 | 0 | 6.9943
2016-05-20 23:00 | 0 | 14.521 | 0 | 0 | 14.521 | 55.8343 | 0 | 0 | 0 | 0 | 0 | 0 | 0 | 0 | 0 | 0 | 0 | 0 | 14.521 | 14.521 | 5.6632 | 0 | 5.6632 | 0 | 5.6632
2016-05-21 | 0 | 0 | 1.3824 | 0 | 11.786 | 57.1476 | 13.1684 | 18.755 | 4.0307 | 0.8 | 0 | 0 | 18.755 | 0 | 4.0307 | 0 | 10.971 | 3.657 | 15.443 | 15.443 | 4.5965 | 1.4262 | 6.0228 | 0 | 6.0228
2016-05-21 01:00 | 0 | 0 | 2.5042 | 0 | 10.455 | 59.5266 | 12.9592 | 18.457 | 3.9667 | 0.8 | 0 | 0 | 18.457 | 0 | 3.9667 | 0 | 10.797 | 3.599 | 14.054 | 14.054 | 4.0774 | 1.4036 | 5.4811 | 0 | 5.4811
2016-05-21 02:00 | 0 | 0 | 2.4719 | 0 | 10.172 | 61.8749 | 12.6439 | 18.008 | 3.8702 | 0.8 | 0 | 0 | 18.008 | 0 | 3.8702 | 0 | 10.535 | 3.5117 | 13.6837 | 13.6837 | 3.9671 | 1.3696 | 5.3366 | 0 | 5.3366
2016-05-21 03:00 | 0 | 0 | 2.5233 | 0 | 9.7 | 64.2721 | 12.2233 | 17.409 | 3.7415 | 0.8 | 0 | 0 | 17.409 | 0 | 3.7415 | 0 | 10.184 | 3.3947 | 13.0947 | 13.0947 | 3.783 | 1.3239 | 5.1069 | 0 | 5.1069
2016-05-21 04:00 | 0 | 0 | 2.0038 | 0 | 9.839 | 66.1757 | 11.8428 | 16.867 | 3.625 | 0.8 | 0 | 0 | 16.867 | 0 | 3.625 | 0 | 9.867 | 3.289 | 13.128 | 13.128 | 3.8372 | 1.2827 | 5.1199 | 0 | 5.1199
2016-05-21 05:00 | 0 | 9.538 | 0 | 0 | 9.538 | 56.1357 | 0 | 0 | 0 | 0 | 0 | 0 | 0 | 0 | 0 | 0 | 0 | 0 | 9.538 | 9.538 | 3.7198 | 0 | 3.7198 | 0 | 3.7198
2016-05-21 06:00 | 0 | 9.034 | 0 | 0 | 9.034 | 46.6262 | 0 | 0 | 0 | 0 | 0 | 0 | 0 | 0 | 0 | 0 | 0 | 0 | 9.034 | 9.034 | 3.5233 | 0 | 3.5233 | 0 | 3.5233
2016-05-21 07:00 | 0 | 8.302 | 0 | 0 | 8.302 | 37.8872 | 0 | 0 | 0 | 0 | 0 | 0 | 0 | 0 | 0 | 0 | 0 | 0 | 8.302 | 8.302 | 3.2378 | 0 | 3.2378 | 0 | 3.2378
2016-05-21 08:00 | 0.09 | 7.148 | 0 | 0 | 7.238 | 30.363 | 0 | 0 | 0 | 0 | 0 | 0 | 0 | 0 | 0 | 0 | 0 | 0 | 7.238 | 7.238 | 2.8228 | 0 | 2.8228 | 0 | 2.8228
2016-05-21 09:00 | 0.4 | 0 | 23.043 | 0 | 7.357 | 52.2539 | 30 | 42.7273 | 9.1827 | 0.8 | 27.7477 | 3.1142 | 70.475 | 0 | 12.297 | 70.475 | 0 | 0 | 7.357 | 7.357 | 2.8692 | 0 | 2.8692 | 0 | 2.8692
2016-05-21 10:00 | 0.7 | 0 | 0 | 23.43 | 7.27 | 52.2539 | 30 | 42.7273 | 9.1827 | 0.8 | 27.8907 | 3.1303 | 70.618 | 0 | 12.313 | 70.618 | 0 | 0 | 7.27 | 30.7 | 2.8353 | 0 | 2.8353 | 9.1377 | 11.973
2016-05-21 11:00 | 0.67 | 0 | 0 | 23.256 | 7.414 | 52.2539 | 30 | 42.7273 | 9.1827 | 0.8 | 28.0147 | 3.1442 | 70.742 | 0 | 12.3269 | 70.742 | 0 | 0 | 7.414 | 30.67 | 2.8915 | 0 | 2.8915 | 9.0698 | 11.9613
2016-05-21 12:00 | 0.78 | 0 | 16.6048 | 0 | 7.639 | 68.0284 | 23.4638 | 33.4181 | 7.1821 | 0.8 | 51.8379 | 5.8179 | 85.256 | 0 | 13 | 70.388 | 8.698 | 2.8993 | 10.5383 | 10.5383 | 2.9792 | 1.1307 | 4.11 | 0 | 4.11
2016-05-21 13:00 | 0.75 | 0 | 15.667 | 0 | 7.866 | 82.9121 | 22.783 | 32.4486 | 6.9737 | 0.8 | 53.6944 | 6.0263 | 86.143 | 0 | 13 | 70.06 | 9.409 | 3.1363 | 11.0023 | 11.0023 | 3.0677 | 1.2232 | 4.2909 | 0 | 4.2909
2016-05-21 14:00 | 0.52 | 0 | 5.1086 | 0 | 7.997 | 87.7653 | 12.5856 | 17.925 | 3.8524 | 0.8 | 0 | 0 | 17.925 | 0 | 3.8524 | 0 | 10.486 | 3.4953 | 11.4923 | 11.4923 | 3.1188 | 1.3632 | 4.482 | 0 | 4.482
2016-05-21 15:00 | 0.34 | 0 | 0 | 6.754 | 8.586 | 87.7653 | 15 | 21.3636 | 4.5914 | 0.8 | 67.8344 | 7.6133 | 89.198 | 0 | 12.2047 | 68.929 | 11.858 | 3.9527 | 12.5387 | 19.2927 | 3.3485 | 1.5415 | 4.8901 | 2.6341 | 7.5241
2016-05-21 16:00 | 0.17 | 0 | 0 | 6.093 | 9.077 | 87.7653 | 15 | 21.3636 | 4.5914 | 0.8 | 69.4364 | 7.7931 | 90.8 | 0 | 12.3845 | 68.336 | 13.141 | 4.3803 | 13.4573 | 19.5503 | 3.54 | 1.7083 | 5.2484 | 2.3763 | 7.6246
2016-05-21 17:00 | 0.07 | 0 | 20.572 | 0 | 9.498 | 107.3087 | 30 | 42.7273 | 9.1827 | 0.8 | 24.9607 | 2.8014 | 67.688 | 0 | 11.9842 | 67.688 | 0 | 0 | 9.498 | 9.498 | 3.7042 | 0 | 3.7042 | 0 | 3.7042
2016-05-21 18:00 | 0.01 | 0 | 18.652 | 0 | 11.358 | 125.0281 | 30 | 42.7273 | 9.1827 | 0.8 | 24.5377 | 2.754 | 67.265 | 0 | 11.9367 | 67.265 | 0 | 0 | 11.358 | 11.358 | 4.4296 | 0 | 4.4296 | 0 | 4.4296
2016-05-21 19:00 | 0 | 0 | 12.825 | 0 | 17.175 | 137.2119 | 30 | 42.7273 | 9.1827 | 0.8 | 24.6037 | 2.7614 | 67.331 | 0 | 11.9441 | 67.331 | 0 | 0 | 17.175 | 17.175 | 6.6983 | 0 | 6.6983 | 0 | 6.6983
2016-05-21 20:00 | 0 | 18.593 | 0 | 0 | 18.593 | 117.6403 | 0 | 0 | 0 | 0 | 0 | 0 | 0 | 0 | 0 | 0 | 0 | 0 | 18.593 | 18.593 | 7.2513 | 0 | 7.2513 | 0 | 7.2513
2016-05-21 21:00 | 0 | 18.061 | 0 | 0 | 18.061 | 98.6287 | 0 | 0 | 0 | 0 | 0 | 0 | 0 | 0 | 0 | 0 | 0 | 0 | 18.061 | 18.061 | 7.0438 | 0 | 7.0438 | 0 | 7.0438
2016-05-21 22:00 | 0 | 16.344 | 0 | 0 | 16.344 | 81.4245 | 0 | 0 | 0 | 0 | 0 | 0 | 0 | 0 | 0 | 0 | 0 | 0 | 16.344 | 16.344 | 6.3742 | 0 | 6.3742 | 0 | 6.3742
2016-05-21 23:00 | 0 | 13.479 | 0 | 0 | 13.479 | 67.2361 | 0 | 0 | 0 | 0 | 0 | 0 | 0 | 0 | 0 | 0 | 0 | 0 | 13.479 | 13.479 | 5.2568 | 0 | 5.2568 | 0 | 5.2568
2016-05-22 | 0 | 0.011255 | 0 | 0 | 11.576 | 67.2242 | 11.5647 | 16.471 | 3.5399 | 0.8 | 0 | 0 | 16.471 | 0 | 3.5399 | 0 | 9.635 | 3.2117 | 14.7877 | 14.7877 | 4.5146 | 1.2526 | 5.7672 | 0 | 5.7672
2016-05-22 01:00 | 0 | 0 | 0.63185 | 0 | 10.209 | 67.8245 | 10.8409 | 15.44 | 3.3183 | 0.8 | 0 | 0 | 15.44 | 0 | 3.3183 | 0 | 9.032 | 3.0107 | 13.2197 | 13.2197 | 3.9815 | 1.1742 | 5.1557 | 0 | 5.1557
2016-05-22 02:00 | 0 | 0 | 0.66045 | 0 | 9.519 | 68.4519 | 10.1794 | 14.498 | 3.1158 | 0.8 | 0 | 0 | 14.498 | 0 | 3.1158 | 0 | 8.482 | 2.8273 | 12.3463 | 12.3463 | 3.7124 | 1.1027 | 4.8151 | 0 | 4.8151
2016-05-22 03:00 | 0 | 0.19532 | 0 | 0 | 9.627 | 68.2463 | 9.4317 | 13.433 | 2.887 | 0.8 | 0 | 0 | 13.433 | 0 | 2.887 | 0 | 7.858 | 2.6193 | 12.2463 | 12.2463 | 3.7545 | 1.0215 | 4.7761 | 0 | 4.7761
2016-05-22 04:00 | 0 | 0.95115 | 0 | 0 | 9.515 | 67.2451 | 8.5639 | 12.197 | 2.6213 | 0.8 | 0 | 0 | 12.197 | 0 | 2.6213 | 0 | 7.135 | 2.3783 | 11.8933 | 11.8933 | 3.7109 | 0.92755 | 4.6384 | 0 | 4.6384
2016-05-22 05:00 | 0 | 9.22 | 0 | 0 | 9.22 | 57.5398 | 0 | 0 | 0 | 0 | 0 | 0 | 0 | 0 | 0 | 0 | 0 | 0 | 9.22 | 9.22 | 3.5958 | 0 | 3.5958 | 0 | 3.5958
2016-05-22 06:00 | 0 | 9.058 | 0 | 0 | 9.058 | 48.0051 | 0 | 0 | 0 | 0 | 0 | 0 | 0 | 0 | 0 | 0 | 0 | 0 | 9.058 | 9.058 | 3.5326 | 0 | 3.5326 | 0 | 3.5326
2016-05-22 07:00 | 0 | 8.652 | 0 | 0 | 8.652 | 38.8977 | 0 | 0 | 0 | 0 | 0 | 0 | 0 | 0 | 0 | 0 | 0 | 0 | 8.652 | 8.652 | 3.3743 | 0 | 3.3743 | 0 | 3.3743
2016-05-22 08:00 | 0.05 | 7.171 | 0 | 0 | 7.221 | 31.3493 | 0 | 0 | 0 | 0 | 0 | 0 | 0 | 0 | 0 | 0 | 0 | 0 | 7.221 | 7.221 | 2.8162 | 0 | 2.8162 | 0 | 2.8162
2016-05-22 09:00 | 0.13 | 0 | 22.959 | 0 | 7.171 | 53.1604 | 30 | 42.7273 | 9.1827 | 0.8 | 29.2217 | 3.2797 | 71.949 | 0 | 12.4624 | 71.949 | 0 | 0 | 7.171 | 7.171 | 2.7967 | 0 | 2.7967 | 0 | 2.7967
2016-05-22 10:00 | 0.2 | 0 | 23.011 | 0 | 7.189 | 75.0208 | 30 | 42.7273 | 9.1827 | 0.8 | 29.3387 | 3.2928 | 72.066 | 0 | 12.4755 | 72.066 | 0 | 0 | 7.189 | 7.189 | 2.8037 | 0 | 2.8037 | 0 | 2.8037
2016-05-22 11:00 | 0.32 | 0 | 0 | 23.256 | 7.064 | 75.0208 | 30 | 42.7273 | 9.1827 | 0.8 | 29.1897 | 3.2761 | 71.917 | 0 | 12.4588 | 71.917 | 0 | 0 | 7.064 | 30.32 | 2.755 | 0 | 2.755 | 9.0698 | 11.8248
2016-05-22 12:00 | 0.39 | 0 | 0 | 15.967 | 7.635 | 75.0208 | 23.212 | 33.0596 | 7.105 | 0.8 | 52.5244 | 5.895 | 85.584 | 0 | 13 | 70.267 | 8.961 | 2.987 | 10.622 | 26.589 | 2.9777 | 1.1649 | 4.1426 | 6.2271 | 10.3697
2016-05-22 13:00 | 0.48 | 0 | 7.577 | 0 | 7.903 | 82.219 | 15 | 21.3636 | 4.5914 | 0.8 | 68.3534 | 7.6715 | 89.717 | 0 | 12.2629 | 68.737 | 12.273 | 4.091 | 11.994 | 11.994 | 3.0822 | 1.5955 | 4.6777 | 0 | 4.6777
2016-05-22 14:00 | 0.41 | 0 | 14.744 | 0 | 8.166 | 96.2258 | 22.5 | 32.0455 | 6.8871 | 0.71644 | 0 | 0 | 26.348 | 5.6975 | 6.8871 | 0 | 15.414 | 5.138 | 13.304 | 13.304 | 3.1847 | 2.0038 | 5.1886 | 0 | 5.1886
2016-05-22 15:00 | 0.29 | 0 | 0 | 6.7405 | 8.368 | 96.2258 | 14.8185 | 21.1052 | 4.5358 | 0.8 | 75.4158 | 8.4642 | 96.521 | 0 | 13 | 66.218 | 17.727 | 5.909 | 14.277 | 21.0175 | 3.2635 | 2.3045 | 5.568 | 2.6288 | 8.1968
2016-05-22 16:00 | 0.2 | 0 | 4.4728 | 0 | 9.116 | 100.4749 | 13.3888 | 19.0689 | 4.0982 | 0.8 | 79.3151 | 8.9018 | 98.384 | 0 | 13 | 65.529 | 19.22 | 6.4067 | 15.5227 | 15.5227 | 3.5552 | 2.4986 | 6.0538 | 0 | 6.0538
2016-05-22 17:00 | 0.09 | 0 | 20.729 | 0 | 9.361 | 120.1675 | 30 | 42.7273 | 9.1827 | 0.8 | 22.4767 | 2.5226 | 65.204 | 0 | 11.7054 | 65.204 | 0 | 0 | 9.361 | 9.361 | 3.6508 | 0 | 3.6508 | 0 | 3.6508
2016-05-22 18:00 | 0.01 | 0 | 18.755 | 0 | 11.255 | 137.9847 | 30 | 42.7273 | 9.1827 | 0.8 | 22.4157 | 2.5158 | 65.143 | 0 | 11.6985 | 65.143 | 0 | 0 | 11.255 | 11.255 | 4.3895 | 0 | 4.3895 | 0 | 4.3895
2016-05-22 19:00 | 0 | 0 | 0 | 12.862 | 17.138 | 137.9847 | 30 | 42.7273 | 9.1827 | 0.8 | 22.6117 | 2.5378 | 65.339 | 0 | 11.7205 | 65.339 | 0 | 0 | 17.138 | 30 | 6.6838 | 0 | 6.6838 | 5.0162 | 11.7
2016-05-22 20:00 | 0 | 18.359 | 0 | 0 | 18.359 | 118.6594 | 0 | 0 | 0 | 0 | 0 | 0 | 0 | 0 | 0 | 0 | 0 | 0 | 18.359 | 18.359 | 7.16 | 0 | 7.16 | 0 | 7.16
2016-05-22 21:00 | 0 | 18.811 | 0 | 0 | 18.811 | 98.8584 | 0 | 0 | 0 | 0 | 0 | 0 | 0 | 0 | 0 | 0 | 0 | 0 | 18.811 | 18.811 | 7.3363 | 0 | 7.3363 | 0 | 7.3363
2016-05-22 22:00 | 0 | 16.583 | 0 | 0 | 16.583 | 81.4026 | 0 | 0 | 0 | 0 | 0 | 0 | 0 | 0 | 0 | 0 | 0 | 0 | 16.583 | 16.583 | 6.4674 | 0 | 6.4674 | 0 | 6.4674
2016-05-22 23:00 | 0 | 14.381 | 0 | 0 | 14.381 | 66.2647 | 0 | 0 | 0 | 0 | 0 | 0 | 0 | 0 | 0 | 0 | 0 | 0 | 14.381 | 14.381 | 5.6086 | 0 | 5.6086 | 0 | 5.6086
2016-05-23 | 0 | 0 | 0 | 1.2657 | 12.166 | 66.2647 | 13.4317 | 19.13 | 4.1113 | 0.8 | 0 | 0 | 19.13 | 0 | 4.1113 | 0 | 11.191 | 3.7303 | 15.8963 | 17.162 | 4.7447 | 1.4548 | 6.1996 | 0.49362 | 6.6932
2016-05-23 01:00 | 0 | 0 | 2.021 | 0 | 10.797 | 68.1847 | 12.818 | 18.256 | 3.9235 | 0.8 | 0 | 0 | 18.256 | 0 | 3.9235 | 0 | 10.68 | 3.56 | 14.357 | 14.357 | 4.2108 | 1.3884 | 5.5992 | 0 | 5.5992
2016-05-23 02:00 | 0 | 0 | 0 | 2.3079 | 10.15 | 68.1847 | 12.4579 | 17.743 | 3.8132 | 0.8 | 0 | 0 | 17.743 | 0 | 3.8132 | 0 | 10.379 | 3.4597 | 13.6097 | 15.9175 | 3.9585 | 1.3493 | 5.3078 | 0.90006 | 6.2078
2016-05-23 03:00 | 0 | 0 | 0 | 2.6458 | 9.673 | 68.1847 | 12.3188 | 17.545 | 3.7707 | 0.8 | 0 | 0 | 17.545 | 0 | 3.7707 | 0 | 10.264 | 3.4213 | 13.0943 | 15.7402 | 3.7725 | 1.3343 | 5.1068 | 1.0319 | 6.1387
2016-05-23 04:00 | 0 | 0 | 1.9403 | 0 | 9.873 | 70.028 | 11.8133 | 16.825 | 3.6159 | 0.8 | 0 | 0 | 16.825 | 0 | 3.6159 | 0 | 9.843 | 3.281 | 13.154 | 13.154 | 3.8505 | 1.2796 | 5.1301 | 0 | 5.1301
2016-05-23 05:00 | 0 | 9.933 | 0 | 0 | 9.933 | 59.5722 | 0 | 0 | 0 | 0 | 0 | 0 | 0 | 0 | 0 | 0 | 0 | 0 | 9.933 | 9.933 | 3.8739 | 0 | 3.8739 | 0 | 3.8739
2016-05-23 06:00 | 0 | 9.901 | 0 | 0 | 9.901 | 49.1501 | 0 | 0 | 0 | 0 | 0 | 0 | 0 | 0 | 0 | 0 | 0 | 0 | 9.901 | 9.901 | 3.8614 | 0 | 3.8614 | 0 | 3.8614
2016-05-23 07:00 | 0 | 8.789 | 0 | 0 | 8.789 | 39.8985 | 0 | 0 | 0 | 0 | 0 | 0 | 0 | 0 | 0 | 0 | 0 | 0 | 8.789 | 8.789 | 3.4277 | 0 | 3.4277 | 0 | 3.4277
2016-05-23 08:00 | 0.16 | 7.575 | 0 | 0 | 7.735 | 31.9248 | 0 | 0 | 0 | 0 | 0 | 0 | 0 | 0 | 0 | 0 | 0 | 0 | 7.735 | 7.735 | 3.0166 | 0 | 3.0166 | 0 | 3.0166
2016-05-23 09:00 | 0.59 | 0 | 22.908 | 0 | 7.682 | 53.6874 | 30 | 42.7273 | 9.1827 | 0.8 | 28.0767 | 3.1511 | 70.804 | 0 | 12.3339 | 70.804 | 0 | 0 | 7.682 | 7.682 | 2.996 | 0 | 2.996 | 0 | 2.996
2016-05-23 10:00 | 1.03 | 0 | 23.535 | 0 | 7.495 | 76.0457 | 30 | 42.7273 | 9.1827 | 0.8 | 28.3137 | 3.1777 | 71.041 | 0 | 12.3605 | 71.041 | 0 | 0 | 7.495 | 7.495 | 2.923 | 0 | 2.923 | 0 | 2.923
2016-05-23 11:00 | 1.15 | 0 | 15.7692 | 7.8278 | 7.553 | 91.0264 | 30 | 42.7273 | 9.1827 | 0.8 | 28.2957 | 3.1757 | 71.023 | 0 | 12.3585 | 71.023 | 0 | 0 | 7.553 | 15.3808 | 2.9457 | 0 | 2.9457 | 3.0528 | 5.9985
2016-05-23 12:00 | 1.25 | 0 | 0 | 8.865 | 7.385 | 91.0264 | 15 | 21.3636 | 4.5914 | 0.8 | 66.0454 | 7.4125 | 87.409 | 0 | 12.0039 | 69.591 | 10.424 | 3.4747 | 10.8597 | 19.7247 | 2.8801 | 1.3551 | 4.2353 | 3.4573 | 7.6926
2016-05-23 13:00 | 1.27 | 0 | 8.623 | 0 | 7.647 | 99.2182 | 15 | 21.3636 | 4.5914 | 0.8 | 69.7374 | 7.8269 | 91.101 | 0 | 12.4182 | 68.224 | 13.383 | 4.461 | 12.108 | 12.108 | 2.9823 | 1.7398 | 4.7221 | 0 | 4.7221
2016-05-23 14:00 | 0.98 | 0 | 15.414 | 0 | 8.066 | 113.8615 | 22.5 | 32.0455 | 6.8871 | 0.71107 | 0 | 0 | 25.982 | 6.0635 | 6.8871 | 0 | 15.199 | 5.0663 | 13.1323 | 13.1323 | 3.1457 | 1.9759 | 5.1216 | 0 | 5.1216
2016-05-23 15:00 | 0.87 | 0 | 7.453 | 0 | 8.417 | 120.9419 | 15 | 21.3636 | 4.5914 | 0.8 | 73.2404 | 8.22 | 94.604 | 0 | 12.8114 | 66.928 | 16.191 | 5.397 | 13.814 | 13.814 | 3.2826 | 2.1048 | 5.3875 | 0 | 5.3875
2016-05-23 16:00 | 0.68 | 0 | 0 | 7.419 | 8.261 | 120.9419 | 15 | 21.3636 | 4.5914 | 0.8 | 74.3524 | 8.3448 | 95.716 | 0 | 12.9362 | 66.516 | 17.082 | 5.694 | 13.955 | 21.374 | 3.2218 | 2.2207 | 5.4424 | 2.8934 | 8.3359
2016-05-23 17:00 | 0.39 | 0 | 0 | 21.174 | 9.216 | 120.9419 | 30 | 42.7273 | 9.1827 | 0.8 | 23.5927 | 2.6479 | 66.32 | 0 | 11.8306 | 66.32 | 0 | 0 | 9.216 | 30.39 | 3.5942 | 0 | 3.5942 | 8.2579 | 11.8521
2016-05-23 18:00 | 0.06 | 0 | 18.886 | 0 | 11.174 | 138.8836 | 30 | 42.7273 | 9.1827 | 0.8 | 23.4657 | 2.6336 | 66.193 | 0 | 11.8164 | 66.193 | 0 | 0 | 11.174 | 11.174 | 4.3579 | 0 | 4.3579 | 0 | 4.3579
2016-05-23 19:00 | 0 | 0 | 13.025 | 0 | 16.975 | 151.2573 | 30 | 42.7273 | 9.1827 | 0.8 | 23.5537 | 2.6435 | 66.281 | 0 | 11.8263 | 66.281 | 0 | 0 | 16.975 | 16.975 | 6.6203 | 0 | 6.6203 | 0 | 6.6203
2016-05-23 20:00 | 0 | 18.607 | 0 | 0 | 18.607 | 131.671 | 0 | 0 | 0 | 0 | 0 | 0 | 0 | 0 | 0 | 0 | 0 | 0 | 18.607 | 18.607 | 7.2567 | 0 | 7.2567 | 0 | 7.2567
2016-05-23 21:00 | 0 | 18.895 | 0 | 0 | 18.895 | 111.7816 | 0 | 0 | 0 | 0 | 0 | 0 | 0 | 0 | 0 | 0 | 0 | 0 | 18.895 | 18.895 | 7.369 | 0 | 7.369 | 0 | 7.369
2016-05-23 22:00 | 0 | 17.449 | 0 | 0 | 17.449 | 93.4142 | 0 | 0 | 0 | 0 | 0 | 0 | 0 | 0 | 0 | 0 | 0 | 0 | 17.449 | 17.449 | 6.8051 | 0 | 6.8051 | 0 | 6.8051
2016-05-23 23:00 | 0 | 14.505 | 0 | 0 | 14.505 | 78.1458 | 0 | 0 | 0 | 0 | 0 | 0 | 0 | 0 | 0 | 0 | 0 | 0 | 14.505 | 14.505 | 5.657 | 0 | 5.657 | 0 | 5.657
2016-05-24 | 0 | 0 | 1.5941 | 0 | 12.426 | 79.6601 | 14.0201 | 19.968 | 4.2914 | 0.8 | 0 | 0 | 19.968 | 0 | 4.2914 | 0 | 11.681 | 3.8937 | 16.3197 | 16.3197 | 4.8461 | 1.5185 | 6.3647 | 0 | 6.3647
2016-05-24 01:00 | 0 | 0 | 2.7257 | 0 | 10.963 | 82.2495 | 13.6887 | 19.496 | 4.19 | 0.8 | 0 | 0 | 19.496 | 0 | 4.19 | 0 | 11.405 | 3.8017 | 14.7647 | 14.7647 | 4.2756 | 1.4827 | 5.7582 | 0 | 5.7582
2016-05-24 02:00 | 0 | 0 | 3.4899 | 0 | 10.031 | 85.5649 | 13.5209 | 19.257 | 4.1386 | 0.8 | 0 | 0 | 19.257 | 0 | 4.1386 | 0 | 11.265 | 3.755 | 13.786 | 13.786 | 3.9121 | 1.4645 | 5.3765 | 0 | 5.3765
2016-05-24 03:00 | 0 | 0 | 3.8556 | 0 | 9.383 | 89.2278 | 13.2386 | 18.855 | 4.0522 | 0.8 | 0 | 0 | 18.855 | 0 | 4.0522 | 0 | 11.03 | 3.6767 | 13.0597 | 13.0597 | 3.6594 | 1.4339 | 5.0933 | 0 | 5.0933
2016-05-24 04:00 | 0 | 0 | 3.4602 | 0 | 9.388 | 92.515 | 12.8482 | 18.299 | 3.9327 | 0.8 | 0 | 0 | 18.299 | 0 | 3.9327 | 0 | 10.705 | 3.5683 | 12.9563 | 12.9563 | 3.6613 | 1.3917 | 5.053 | 0 | 5.053
2016-05-24 05:00 | 0 | 9.485 | 0 | 0 | 9.485 | 82.5308 | 0 | 0 | 0 | 0 | 0 | 0 | 0 | 0 | 0 | 0 | 0 | 0 | 9.485 | 9.485 | 3.6991 | 0 | 3.6991 | 0 | 3.6991
2016-05-24 06:00 | 0 | 9.621 | 0 | 0 | 9.621 | 72.4034 | 0 | 0 | 0 | 0 | 0 | 0 | 0 | 0 | 0 | 0 | 0 | 0 | 9.621 | 9.621 | 3.7522 | 0 | 3.7522 | 0 | 3.7522
2016-05-24 07:00 | 0 | 9.084 | 0 | 0 | 9.084 | 62.8413 | 0 | 0 | 0 | 0 | 0 | 0 | 0 | 0 | 0 | 0 | 0 | 0 | 9.084 | 9.084 | 3.5428 | 0 | 3.5428 | 0 | 3.5428
2016-05-24 08:00 | 0.1 | 7.649 | 0 | 0 | 7.749 | 54.7897 | 0 | 0 | 0 | 0 | 0 | 0 | 0 | 0 | 0 | 0 | 0 | 0 | 7.749 | 7.749 | 3.0221 | 0 | 3.0221 | 0 | 3.0221
2016-05-24 09:00 | 0.33 | 0 | 22.721 | 0 | 7.609 | 76.3747 | 30 | 42.7273 | 9.1827 | 0.8 | 27.7937 | 3.1194 | 70.521 | 0 | 12.3021 | 70.521 | 0 | 0 | 7.609 | 7.609 | 2.9675 | 0 | 2.9675 | 0 | 2.9675
2016-05-24 10:00 | 0.74 | 0 | 23.314 | 0 | 7.426 | 98.523 | 30 | 42.7273 | 9.1827 | 0.8 | 27.8947 | 3.1307 | 70.622 | 0 | 12.3135 | 70.622 | 0 | 0 | 7.426 | 7.426 | 2.8961 | 0 | 2.8961 | 0 | 2.8961
2016-05-24 11:00 | 1.19 | 0 | 0 | 23.831 | 7.359 | 98.523 | 30 | 42.7273 | 9.1827 | 0.8 | 27.8897 | 3.1302 | 70.617 | 0 | 12.3129 | 70.617 | 0 | 0 | 7.359 | 31.19 | 2.87 | 0 | 2.87 | 9.2941 | 12.1641
2016-05-24 12:00 | 1.37 | 0 | 0 | 8.864 | 7.506 | 98.523 | 15 | 21.3636 | 4.5914 | 0.8 | 65.9944 | 7.4068 | 87.358 | 0 | 11.9981 | 69.61 | 10.382 | 3.4607 | 10.9667 | 19.8307 | 2.9273 | 1.3497 | 4.277 | 3.457 | 7.734
2016-05-24 13:00 | 1.5 | 0 | 0 | 9.078 | 7.422 | 98.523 | 15 | 21.3636 | 4.5914 | 0.8 | 68.8184 | 7.7237 | 90.182 | 0 | 12.3151 | 68.565 | 12.646 | 4.2153 | 11.6373 | 20.7153 | 2.8946 | 1.644 | 4.5386 | 3.5404 | 8.079
2016-05-24 14:00 | 1.5 | 0 | 15.798 | 0 | 8.202 | 113.5311 | 22.5 | 32.0455 | 6.8871 | 0.70365 | 0 | 0 | 25.476 | 6.5695 | 6.8871 | 0 | 14.903 | 4.9677 | 13.1697 | 13.1697 | 3.1988 | 1.9374 | 5.1362 | 0 | 5.1362
2016-05-24 15:00 | 1.14 | 0 | 0 | 7.529 | 8.611 | 113.5311 | 15 | 21.3636 | 4.5914 | 0.8 | 73.6844 | 8.2699 | 95.048 | 0 | 12.8612 | 66.764 | 16.546 | 5.5153 | 14.1263 | 21.6553 | 3.3583 | 2.151 | 5.5093 | 2.9363 | 8.4456
2016-05-24 16:00 | 0.89 | 0 | 0 | 7.4658 | 8.354 | 113.5311 | 14.9298 | 21.2637 | 4.5699 | 0.8 | 75.1123 | 8.4301 | 96.376 | 0 | 13 | 66.272 | 17.611 | 5.8703 | 14.2243 | 21.6901 | 3.2581 | 2.2894 | 5.5475 | 2.9117 | 8.4592
2016-05-24 17:00 | 0.45 | 0 | 21.355 | 0 | 9.095 | 133.8183 | 30 | 42.7273 | 9.1827 | 0.8 | 23.3777 | 2.6238 | 66.105 | 0 | 11.8065 | 66.105 | 0 | 0 | 9.095 | 9.095 | 3.5471 | 0 | 3.5471 | 0 | 3.5471
2016-05-24 18:00 | 0.06 | 0 | 18.944 | 0 | 11.116 | 151.8151 | 30 | 42.7273 | 9.1827 | 0.8 | 23.4557 | 2.6325 | 66.183 | 0 | 11.8153 | 66.183 | 0 | 0 | 11.116 | 11.116 | 4.3352 | 0 | 4.3352 | 0 | 4.3352
2016-05-24 19:00 | 0 | 0 | 0 | 12.152 | 17.848 | 151.8151 | 30 | 42.7273 | 9.1827 | 0.8 | 23.7527 | 2.6659 | 66.48 | 0 | 11.8486 | 66.48 | 0 | 0 | 17.848 | 30 | 6.9607 | 0 | 6.9607 | 4.7393 | 11.7
2016-05-24 20:00 | 0 | 19.085 | 0 | 0 | 19.085 | 131.7256 | 0 | 0 | 0 | 0 | 0 | 0 | 0 | 0 | 0 | 0 | 0 | 0 | 19.085 | 19.085 | 7.4432 | 0 | 7.4432 | 0 | 7.4432
2016-05-24 21:00 | 0 | 18.653 | 0 | 0 | 18.653 | 112.0909 | 0 | 0 | 0 | 0 | 0 | 0 | 0 | 0 | 0 | 0 | 0 | 0 | 18.653 | 18.653 | 7.2747 | 0 | 7.2747 | 0 | 7.2747
2016-05-24 22:00 | 0 | 16.603 | 0 | 0 | 16.603 | 94.6141 | 0 | 0 | 0 | 0 | 0 | 0 | 0 | 0 | 0 | 0 | 0 | 0 | 16.603 | 16.603 | 6.4752 | 0 | 6.4752 | 0 | 6.4752
2016-05-24 23:00 | 0 | 13.912 | 0 | 0 | 13.912 | 79.9699 | 0 | 0 | 0 | 0 | 0 | 0 | 0 | 0 | 0 | 0 | 0 | 0 | 13.912 | 13.912 | 5.4257 | 0 | 5.4257 | 0 | 5.4257
2016-05-25 | 0 | 0 | 1.6034 | 0 | 11.228 | 81.4931 | 12.8314 | 18.275 | 3.9276 | 0.8 | 0 | 0 | 18.275 | 0 | 3.9276 | 0 | 10.691 | 3.5637 | 14.7917 | 14.7917 | 4.3789 | 1.3898 | 5.7687 | 0 | 5.7687
2016-05-25 01:00 | 0 | 0 | 2.3778 | 0 | 9.656 | 83.7519 | 12.0338 | 17.139 | 3.6834 | 0.8 | 0 | 0 | 17.139 | 0 | 3.6834 | 0 | 10.026 | 3.342 | 12.998 | 12.998 | 3.7658 | 1.3034 | 5.0692 | 0 | 5.0692
2016-05-25 02:00 | 0 | 0 | 2.0032 | 0 | 9.478 | 85.655 | 11.4812 | 16.352 | 3.5143 | 0.8 | 0 | 0 | 16.352 | 0 | 3.5143 | 0 | 9.566 | 3.1887 | 12.6667 | 12.6667 | 3.6964 | 1.2436 | 4.94 | 0 | 4.94
2016-05-25 03:00 | 0 | 0 | 1.6019 | 0 | 9.444 | 87.1768 | 11.0459 | 15.732 | 3.381 | 0.8 | 0 | 0 | 15.732 | 0 | 3.381 | 0 | 9.203 | 3.0677 | 12.5117 | 12.5117 | 3.6832 | 1.1964 | 4.8796 | 0 | 4.8796
2016-05-25 04:00 | 0 | 0 | 0.89181 | 0 | 9.539 | 88.024 | 10.4308 | 14.856 | 3.1928 | 0.8 | 0 | 0 | 14.856 | 0 | 3.1928 | 0 | 8.691 | 2.897 | 12.436 | 12.436 | 3.7202 | 1.1298 | 4.85 | 0 | 4.85
2016-05-25 05:00 | 0 | 9.636 | 0 | 0 | 9.636 | 77.8808 | 0 | 0 | 0 | 0 | 0 | 0 | 0 | 0 | 0 | 0 | 0 | 0 | 9.636 | 9.636 | 3.758 | 0 | 3.758 | 0 | 3.758
2016-05-25 06:00 | 0 | 9.288 | 0 | 0 | 9.288 | 68.104 | 0 | 0 | 0 | 0 | 0 | 0 | 0 | 0 | 0 | 0 | 0 | 0 | 9.288 | 9.288 | 3.6223 | 0 | 3.6223 | 0 | 3.6223
2016-05-25 07:00 | 0 | 8.618 | 0 | 0 | 8.618 | 59.0324 | 0 | 0 | 0 | 0 | 0 | 0 | 0 | 0 | 0 | 0 | 0 | 0 | 8.618 | 8.618 | 3.361 | 0 | 3.361 | 0 | 3.361
2016-05-25 08:00 | 0.19 | 7.27 | 0 | 0 | 7.46 | 51.3798 | 0 | 0 | 0 | 0 | 0 | 0 | 0 | 0 | 0 | 0 | 0 | 0 | 7.46 | 7.46 | 2.9094 | 0 | 2.9094 | 0 | 2.9094
2016-05-25 09:00 | 0.76 | 0 | 23.182 | 0 | 7.578 | 73.4027 | 30 | 42.7273 | 9.1827 | 0.8 | 28.7927 | 3.2315 | 71.52 | 0 | 12.4142 | 71.52 | 0 | 0 | 7.578 | 7.578 | 2.9554 | 0 | 2.9554 | 0 | 2.9554
2016-05-25 10:00 | 1.22 | 0 | 23.775 | 0 | 7.445 | 95.9889 | 30 | 42.7273 | 9.1827 | 0.8 | 28.9317 | 3.2471 | 71.659 | 0 | 12.4298 | 71.659 | 0 | 0 | 7.445 | 7.445 | 2.9036 | 0 | 2.9036 | 0 | 2.9036
2016-05-25 11:00 | 1.42 | 0 | 23.874 | 0 | 7.546 | 118.6692 | 30 | 42.7273 | 9.1827 | 0.8 | 28.7657 | 3.2285 | 71.493 | 0 | 12.4112 | 71.493 | 0 | 0 | 7.546 | 7.546 | 2.9429 | 0 | 2.9429 | 0 | 2.9429
2016-05-25 12:00 | 1.56 | 0 | 0 | 9.153 | 7.407 | 118.6692 | 15 | 21.3636 | 4.5914 | 0.8 | 65.1694 | 7.3142 | 86.533 | 0 | 11.9056 | 69.916 | 9.721 | 3.2403 | 10.6473 | 19.8003 | 2.8887 | 1.2637 | 4.1525 | 3.5697 | 7.7221
2016-05-25 13:00 | 1.58 | 0 | 1.5781 | 7.6359 | 7.366 | 120.1685 | 15 | 21.3636 | 4.5914 | 0.8 | 69.9124 | 7.8465 | 91.276 | 0 | 12.4379 | 68.16 | 13.523 | 4.5077 | 11.8737 | 19.5095 | 2.8727 | 1.758 | 4.6307 | 2.978 | 7.6087
2016-05-25 14:00 | 1.49 | 0 | 0 | 15.792 | 8.198 | 120.1685 | 22.5 | 32.0455 | 6.8871 | 0.74048 | 0 | 0 | 27.987 | 4.0585 | 6.8871 | 0 | 16.372 | 5.4573 | 13.6553 | 29.4473 | 3.1972 | 2.1284 | 5.3256 | 6.1589 | 11.4845
2016-05-25 15:00 | 1.33 | 0 | 7.2883 | 0 | 8.485 | 127.0923 | 14.4433 | 20.5707 | 4.421 | 0.8 | 76.4393 | 8.579 | 97.01 | 0 | 13 | 66.037 | 18.119 | 6.0397 | 14.5247 | 14.5247 | 3.3091 | 2.3555 | 5.6646 | 0 | 5.6646
2016-05-25 16:00 | 0.9 | 0 | 5.06 | 0 | 9.195 | 131.8993 | 13.355 | 19.0208 | 4.0879 | 0.8 | 79.4072 | 8.9121 | 98.428 | 0 | 13 | 65.512 | 19.256 | 6.4187 | 15.6137 | 15.6137 | 3.5861 | 2.5033 | 6.0893 | 0 | 6.0893
2016-05-25 17:00 | 0.29 | 0 | 20.964 | 0 | 9.326 | 151.8151 | 30 | 42.7273 | 9.1827 | 0.8 | 22.5627 | 2.5323 | 65.29 | 0 | 11.715 | 65.29 | 0 | 0 | 9.326 | 9.326 | 3.6371 | 0 | 3.6371 | 0 | 3.6371
2016-05-25 18:00 | 0.04 | 0 | 0 | 18.683 | 11.357 | 151.8151 | 30 | 42.7273 | 9.1827 | 0.8 | 22.4127 | 2.5155 | 65.14 | 0 | 11.6982 | 65.14 | 0 | 0 | 11.357 | 30.04 | 4.4292 | 0 | 4.4292 | 7.2864 | 11.7156
2016-05-25 19:00 | 0 | 0 | 0 | 13.26 | 16.74 | 151.8151 | 30 | 42.7273 | 9.1827 | 0.8 | 22.4417 | 2.5187 | 65.169 | 0 | 11.7014 | 65.169 | 0 | 0 | 16.74 | 30 | 6.5286 | 0 | 6.5286 | 5.1714 | 11.7
2016-05-25 20:00 | 0 | 18.603 | 0 | 0 | 18.603 | 132.233 | 0 | 0 | 0 | 0 | 0 | 0 | 0 | 0 | 0 | 0 | 0 | 0 | 18.603 | 18.603 | 7.2552 | 0 | 7.2552 | 0 | 7.2552
2016-05-25 21:00 | 0 | 18.303 | 0 | 0 | 18.303 | 112.9667 | 0 | 0 | 0 | 0 | 0 | 0 | 0 | 0 | 0 | 0 | 0 | 0 | 18.303 | 18.303 | 7.1382 | 0 | 7.1382 | 0 | 7.1382
2016-05-25 22:00 | 0 | 16.726 | 0 | 0 | 16.726 | 95.3604 | 0 | 0 | 0 | 0 | 0 | 0 | 0 | 0 | 0 | 0 | 0 | 0 | 16.726 | 16.726 | 6.5231 | 0 | 6.5231 | 0 | 6.5231
2016-05-25 23:00 | 0 | 14.215 | 0 | 0 | 14.215 | 80.3972 | 0 | 0 | 0 | 0 | 0 | 0 | 0 | 0 | 0 | 0 | 0 | 0 | 14.215 | 14.215 | 5.5438 | 0 | 5.5438 | 0 | 5.5438
2016-05-26 | 0 | 0 | 0 | 2.4546 | 11.859 | 80.3972 | 14.3136 | 20.386 | 4.3813 | 0.8 | 0 | 0 | 20.386 | 0 | 4.3813 | 0 | 11.926 | 3.9753 | 15.8343 | 18.2889 | 4.625 | 1.5504 | 6.1754 | 0.95728 | 7.1327
2016-05-26 01:00 | 0 | 0 | 2.6219 | 0 | 10.76 | 82.888 | 13.3819 | 19.059 | 4.0961 | 0.8 | 0 | 0 | 19.059 | 0 | 4.0961 | 0 | 11.15 | 3.7167 | 14.4767 | 14.4767 | 4.1964 | 1.4495 | 5.6459 | 0 | 5.6459
2016-05-26 02:00 | 0 | 0 | 2.5081 | 0 | 10.093 | 85.2707 | 12.6011 | 17.947 | 3.8571 | 0.8 | 0 | 0 | 17.947 | 0 | 3.8571 | 0 | 10.499 | 3.4997 | 13.5927 | 13.5927 | 3.9363 | 1.3649 | 5.3011 | 0 | 5.3011
2016-05-26 03:00 | 0 | 0 | 2.1855 | 0 | 9.691 | 87.3469 | 11.8765 | 16.915 | 3.6353 | 0.8 | 0 | 0 | 16.915 | 0 | 3.6353 | 0 | 9.895 | 3.2983 | 12.9893 | 12.9893 | 3.7795 | 1.2864 | 5.0658 | 0 | 5.0658
2016-05-26 04:00 | 0 | 0 | 1.4638 | 0 | 9.719 | 88.7375 | 11.1828 | 15.927 | 3.423 | 0.8 | 0 | 0 | 15.927 | 0 | 3.423 | 0 | 9.317 | 3.1057 | 12.8247 | 12.8247 | 3.7904 | 1.2112 | 5.0016 | 0 | 5.0016
2016-05-26 05:00 | 0 | 9.277 | 0 | 0 | 9.277 | 78.9722 | 0 | 0 | 0 | 0 | 0 | 0 | 0 | 0 | 0 | 0 | 0 | 0 | 9.277 | 9.277 | 3.618 | 0 | 3.618 | 0 | 3.618
2016-05-26 06:00 | 0 | 9.037 | 0 | 0 | 9.037 | 69.4596 | 0 | 0 | 0 | 0 | 0 | 0 | 0 | 0 | 0 | 0 | 0 | 0 | 9.037 | 9.037 | 3.5244 | 0 | 3.5244 | 0 | 3.5244
2016-05-26 07:00 | 0 | 8.954 | 0 | 0 | 8.954 | 60.0343 | 0 | 0 | 0 | 0 | 0 | 0 | 0 | 0 | 0 | 0 | 0 | 0 | 8.954 | 8.954 | 3.4921 | 0 | 3.4921 | 0 | 3.4921
2016-05-26 08:00 | 0.1 | 7.194 | 0 | 0 | 7.294 | 52.4617 | 0 | 0 | 0 | 0 | 0 | 0 | 0 | 0 | 0 | 0 | 0 | 0 | 7.294 | 7.294 | 2.8447 | 0 | 2.8447 | 0 | 2.8447
2016-05-26 09:00 | 0.25 | 0 | 22.946 | 0 | 7.304 | 74.2604 | 30 | 42.7273 | 9.1827 | 0.8 | 28.1357 | 3.1578 | 70.863 | 0 | 12.3405 | 70.863 | 0 | 0 | 7.304 | 7.304 | 2.8486 | 0 | 2.8486 | 0 | 2.8486
2016-05-26 10:00 | 0.87 | 0 | 23.707 | 0 | 7.163 | 96.782 | 30 | 42.7273 | 9.1827 | 0.8 | 28.1367 | 3.1579 | 70.864 | 0 | 12.3406 | 70.864 | 0 | 0 | 7.163 | 7.163 | 2.7936 | 0 | 2.7936 | 0 | 2.7936
2016-05-26 11:00 | 0.89 | 0 | 0 | 23.659 | 7.231 | 96.782 | 30 | 42.7273 | 9.1827 | 0.8 | 28.0147 | 3.1442 | 70.742 | 0 | 12.3269 | 70.742 | 0 | 0 | 7.231 | 30.89 | 2.8201 | 0 | 2.8201 | 9.227 | 12.0471
2016-05-26 12:00 | 0.71 | 0 | 8.486 | 0 | 7.224 | 104.8437 | 15 | 21.3636 | 4.5914 | 0.8 | 66.9954 | 7.5191 | 88.359 | 0 | 12.1105 | 69.24 | 11.185 | 3.7283 | 10.9523 | 10.9523 | 2.8174 | 1.4541 | 4.2714 | 0 | 4.2714
2016-05-26 13:00 | 1.03 | 0 | 0 | 8.65 | 7.38 | 104.8437 | 15 | 21.3636 | 4.5914 | 0.8 | 70.4374 | 7.9054 | 91.801 | 0 | 12.4968 | 67.965 | 13.944 | 4.648 | 12.028 | 20.678 | 2.8782 | 1.8127 | 4.6909 | 3.3735 | 8.0644
2016-05-26 14:00 | 0.81 | 0 | 3.7004 | 11.2586 | 8.351 | 108.3591 | 22.5 | 32.0455 | 6.8871 | 0.73352 | 0 | 0 | 27.513 | 4.5325 | 6.8871 | 0 | 16.095 | 5.365 | 13.716 | 24.9746 | 3.2569 | 2.0924 | 5.3492 | 4.3909 | 9.7401
2016-05-26 15:00 | 0.49 | 0 | 6.5674 | 0 | 8.814 | 114.5982 | 14.8914 | 21.209 | 4.5581 | 0.8 | 75.217 | 8.4419 | 96.426 | 0 | 13 | 66.253 | 17.651 | 5.8837 | 14.6977 | 14.6977 | 3.4375 | 2.2946 | 5.7321 | 0 | 5.7321
2016-05-26 16:00 | 0.31 | 0 | 4.9627 | 0 | 9.162 | 119.3128 | 13.8147 | 19.6755 | 4.2286 | 0.8 | 78.1535 | 8.7714 | 97.829 | 0 | 13 | 65.734 | 18.775 | 6.2583 | 15.4203 | 15.4203 | 3.5732 | 2.4407 | 6.0139 | 0 | 6.0139
2016-05-26 17:00 | 0.13 | 0 | 20.776 | 0 | 9.354 | 139.05 | 30 | 42.7273 | 9.1827 | 0.8 | 22.8227 | 2.5615 | 65.55 | 0 | 11.7442 | 65.55 | 0 | 0 | 9.354 | 9.354 | 3.6481 | 0 | 3.6481 | 0 | 3.6481
2016-05-26 18:00 | 0.01 | 0 | 0 | 19.278 | 10.732 | 139.05 | 30 | 42.7273 | 9.1827 | 0.8 | 22.9147 | 2.5718 | 65.642 | 0 | 11.7545 | 65.642 | 0 | 0 | 10.732 | 30.01 | 4.1855 | 0 | 4.1855 | 7.5184 | 11.7039
2016-05-26 19:00 | 0 | 0 | 13.437 | 0 | 16.563 | 151.8151 | 30 | 42.7273 | 9.1827 | 0.8 | 23.2107 | 2.605 | 65.938 | 0 | 11.7878 | 65.938 | 0 | 0 | 16.563 | 16.563 | 6.4596 | 0 | 6.4596 | 0 | 6.4596
2016-05-26 20:00 | 0 | 19.147 | 0 | 0 | 19.147 | 131.6604 | 0 | 0 | 0 | 0 | 0 | 0 | 0 | 0 | 0 | 0 | 0 | 0 | 19.147 | 19.147 | 7.4673 | 0 | 7.4673 | 0 | 7.4673
2016-05-26 21:00 | 0 | 19.76 | 0 | 0 | 19.76 | 110.8604 | 0 | 0 | 0 | 0 | 0 | 0 | 0 | 0 | 0 | 0 | 0 | 0 | 19.76 | 19.76 | 7.7064 | 0 | 7.7064 | 0 | 7.7064
2016-05-26 22:00 | 0 | 17.895 | 0 | 0 | 17.895 | 92.0235 | 0 | 0 | 0 | 0 | 0 | 0 | 0 | 0 | 0 | 0 | 0 | 0 | 17.895 | 17.895 | 6.979 | 0 | 6.979 | 0 | 6.979
2016-05-26 23:00 | 0 | 14.586 | 0 | 0 | 14.586 | 76.6699 | 0 | 0 | 0 | 0 | 0 | 0 | 0 | 0 | 0 | 0 | 0 | 0 | 14.586 | 14.586 | 5.6885 | 0 | 5.6885 | 0 | 5.6885
2016-05-27 | 0 | 0 | 1.9831 | 0 | 12.598 | 78.5538 | 14.5811 | 20.767 | 4.4631 | 0.8 | 0 | 0 | 20.767 | 0 | 4.4631 | 0 | 12.148 | 4.0493 | 16.6473 | 16.6473 | 4.9132 | 1.5792 | 6.4925 | 0 | 6.4925
2016-05-27 01:00 | 0 | 0 | 2.8423 | 0 | 11.215 | 81.254 | 14.0573 | 20.021 | 4.3028 | 0.8 | 0 | 0 | 20.021 | 0 | 4.3028 | 0 | 11.713 | 3.9043 | 15.1193 | 15.1193 | 4.3739 | 1.5227 | 5.8965 | 0 | 5.8965
2016-05-27 02:00 | 0 | 0 | 3.171 | 0 | 10.194 | 84.2664 | 13.365 | 19.035 | 4.0909 | 0.8 | 0 | 0 | 19.035 | 0 | 4.0909 | 0 | 11.136 | 3.712 | 13.906 | 13.906 | 3.9757 | 1.4477 | 5.4233 | 0 | 5.4233
2016-05-27 03:00 | 0 | 0 | 2.1541 | 0 | 10.487 | 86.3128 | 12.6411 | 18.004 | 3.8693 | 0.8 | 0 | 0 | 18.004 | 0 | 3.8693 | 0 | 10.533 | 3.511 | 13.998 | 13.998 | 4.0899 | 1.3693 | 5.4592 | 0 | 5.4592
2016-05-27 04:00 | 0 | 0 | 1.9636 | 0 | 10.094 | 88.1783 | 12.0576 | 17.173 | 3.6907 | 0.8 | 0 | 0 | 17.173 | 0 | 3.6907 | 0 | 10.046 | 3.3487 | 13.4427 | 13.4427 | 3.9367 | 1.306 | 5.2426 | 0 | 5.2426
2016-05-27 05:00 | 0 | 10.18 | 0 | 0 | 10.18 | 77.4625 | 0 | 0 | 0 | 0 | 0 | 0 | 0 | 0 | 0 | 0 | 0 | 0 | 10.18 | 10.18 | 3.9702 | 0 | 3.9702 | 0 | 3.9702
2016-05-27 06:00 | 0 | 10.01 | 0 | 0 | 10.01 | 66.9256 | 0 | 0 | 0 | 0 | 0 | 0 | 0 | 0 | 0 | 0 | 0 | 0 | 10.01 | 10.01 | 3.9039 | 0 | 3.9039 | 0 | 3.9039
2016-05-27 07:00 | 0 | 8.746 | 0 | 0 | 8.746 | 57.7193 | 0 | 0 | 0 | 0 | 0 | 0 | 0 | 0 | 0 | 0 | 0 | 0 | 8.746 | 8.746 | 3.4109 | 0 | 3.4109 | 0 | 3.4109
2016-05-27 08:00 | 0.09 | 7.321 | 0 | 0 | 7.411 | 50.013 | 0 | 0 | 0 | 0 | 0 | 0 | 0 | 0 | 0 | 0 | 0 | 0 | 7.411 | 7.411 | 2.8903 | 0 | 2.8903 | 0 | 2.8903
2016-05-27 09:00 | 0.42 | 0 | 12.3889 | 10.8451 | 7.186 | 61.7825 | 30 | 42.7273 | 9.1827 | 0.8 | 27.4067 | 3.076 | 70.134 | 0 | 12.2587 | 70.134 | 0 | 0 | 7.186 | 18.0311 | 2.8025 | 0 | 2.8025 | 4.2296 | 7.0321
2016-05-27 10:00 | 0.39 | 0 | 23.181 | 0 | 7.209 | 83.8045 | 30 | 42.7273 | 9.1827 | 0.8 | 27.5037 | 3.0868 | 70.231 | 0 | 12.2696 | 70.231 | 0 | 0 | 7.209 | 7.209 | 2.8115 | 0 | 2.8115 | 0 | 2.8115
2016-05-27 11:00 | 0.73 | 0 | 0 | 23.621 | 7.109 | 83.8045 | 30 | 42.7273 | 9.1827 | 0.8 | 27.5627 | 3.0935 | 70.29 | 0 | 12.2762 | 70.29 | 0 | 0 | 7.109 | 30.73 | 2.7725 | 0 | 2.7725 | 9.2122 | 11.9847
2016-05-27 12:00 | 0.94 | 0 | 8.815 | 0 | 7.125 | 92.1787 | 15 | 21.3636 | 4.5914 | 0.8 | 66.0884 | 7.4173 | 87.452 | 0 | 12.0087 | 69.575 | 10.458 | 3.486 | 10.611 | 10.611 | 2.7788 | 1.3595 | 4.1383 | 0 | 4.1383
2016-05-27 13:00 | 0.89 | 0 | 8.478 | 0 | 7.412 | 100.2328 | 15 | 21.3636 | 4.5914 | 0.8 | 68.0704 | 7.6398 | 89.434 | 0 | 12.2311 | 68.841 | 12.047 | 4.0157 | 11.4277 | 11.4277 | 2.8907 | 1.5661 | 4.4568 | 0 | 4.4568
2016-05-27 14:00 | 0.92 | 0 | 0 | 15.229 | 8.191 | 100.2328 | 22.5 | 32.0455 | 6.8871 | 0.6755 | 0 | 0 | 23.557 | 8.4885 | 6.8871 | 0 | 13.781 | 4.5937 | 12.7847 | 28.0137 | 3.1945 | 1.7915 | 4.986 | 5.9393 | 10.9253
2016-05-27 15:00 | 0.66 | 0 | 6.887 | 0 | 8.773 | 106.7755 | 15 | 21.3636 | 4.5914 | 0.8 | 71.1994 | 7.9909 | 92.563 | 0 | 12.5823 | 67.683 | 14.555 | 4.8517 | 13.6247 | 13.6247 | 3.4215 | 1.8921 | 5.3136 | 0 | 5.3136
2016-05-27 16:00 | 0.43 | 0 | 6.534 | 0 | 8.896 | 112.9828 | 15 | 21.3636 | 4.5914 | 0.8 | 72.3084 | 8.1154 | 93.672 | 0 | 12.7068 | 67.273 | 15.444 | 5.148 | 14.044 | 14.044 | 3.4694 | 2.0077 | 5.4772 | 0 | 5.4772
2016-05-27 17:00 | 0.13 | 0 | 0 | 20.772 | 9.358 | 112.9828 | 30 | 42.7273 | 9.1827 | 0.8 | 24.3897 | 2.7373 | 67.117 | 0 | 11.9201 | 67.117 | 0 | 0 | 9.358 | 30.13 | 3.6496 | 0 | 3.6496 | 8.1011 | 11.7507
2016-05-27 18:00 | 0.02 | 0 | 18.668 | 0 | 11.352 | 130.7174 | 30 | 42.7273 | 9.1827 | 0.8 | 24.4457 | 2.7436 | 67.173 | 0 | 11.9264 | 67.173 | 0 | 0 | 11.352 | 11.352 | 4.4273 | 0 | 4.4273 | 0 | 4.4273
2016-05-27 19:00 | 0 | 0 | 12.325 | 0 | 17.675 | 142.4261 | 30 | 42.7273 | 9.1827 | 0.8 | 24.6947 | 2.7716 | 67.422 | 0 | 11.9543 | 67.422 | 0 | 0 | 17.675 | 17.675 | 6.8933 | 0 | 6.8933 | 0 | 6.8933
2016-05-27 20:00 | 0 | 19.022 | 0 | 0 | 19.022 | 122.4029 | 0 | 0 | 0 | 0 | 0 | 0 | 0 | 0 | 0 | 0 | 0 | 0 | 19.022 | 19.022 | 7.4186 | 0 | 7.4186 | 0 | 7.4186
2016-05-27 21:00 | 0 | 18.564 | 0 | 0 | 18.564 | 102.8619 | 0 | 0 | 0 | 0 | 0 | 0 | 0 | 0 | 0 | 0 | 0 | 0 | 18.564 | 18.564 | 7.24 | 0 | 7.24 | 0 | 7.24
2016-05-27 22:00 | 0 | 17.17 | 0 | 0 | 17.17 | 84.7882 | 0 | 0 | 0 | 0 | 0 | 0 | 0 | 0 | 0 | 0 | 0 | 0 | 17.17 | 17.17 | 6.6963 | 0 | 6.6963 | 0 | 6.6963
2016-05-27 23:00 | 0 | 15.118 | 0 | 0 | 15.118 | 68.8745 | 0 | 0 | 0 | 0 | 0 | 0 | 0 | 0 | 0 | 0 | 0 | 0 | 15.118 | 15.118 | 5.896 | 0 | 5.896 | 0 | 5.896
2016-05-28 | 0 | 0.099702 | 0 | 0 | 12.243 | 68.7696 | 12.1433 | 17.295 | 3.717 | 0.8 | 0 | 0 | 17.295 | 0 | 3.717 | 0 | 10.118 | 3.3727 | 15.6157 | 15.6157 | 4.7748 | 1.3153 | 6.0901 | 0 | 6.0901
2016-05-28 01:00 | 0 | 0 | 0.63309 | 0 | 11.044 | 69.371 | 11.6771 | 16.631 | 3.5743 | 0.8 | 0 | 0 | 16.631 | 0 | 3.5743 | 0 | 9.729 | 3.243 | 14.287 | 14.287 | 4.3072 | 1.2648 | 5.5719 | 0 | 5.5719
2016-05-28 02:00 | 0 | 0 | 0.47449 | 0 | 10.412 | 69.8218 | 10.8865 | 15.505 | 3.3323 | 0.8 | 0 | 0 | 15.505 | 0 | 3.3323 | 0 | 9.071 | 3.0237 | 13.4357 | 13.4357 | 4.0607 | 1.1792 | 5.2399 | 0 | 5.2399
2016-05-28 03:00 | 0 | 0 | 0.071596 | 0 | 9.992 | 69.8898 | 10.0636 | 14.333 | 3.0804 | 0.8 | 0 | 0 | 14.333 | 1.7764e-15 | 3.0804 | 0 | 8.385 | 2.795 | 12.787 | 12.787 | 3.8969 | 1.09 | 4.9869 | 0 | 4.9869
2016-05-28 04:00 | 0 | 0.59247 | 0 | 0 | 10.041 | 69.2661 | 9.4485 | 13.457 | 2.8921 | 0.8 | 0 | 0 | 13.457 | 1.7764e-15 | 2.8921 | 0 | 7.872 | 2.624 | 12.665 | 12.665 | 3.916 | 1.0234 | 4.9394 | 0 | 4.9394
2016-05-28 05:00 | 0 | 9.736 | 0 | 0 | 9.736 | 59.0177 | 0 | 0 | 0 | 0 | 0 | 0 | 0 | 0 | 0 | 0 | 0 | 0 | 9.736 | 9.736 | 3.797 | 0 | 3.797 | 0 | 3.797
2016-05-28 06:00 | 0 | 9.85 | 0 | 0 | 9.85 | 48.6493 | 0 | 0 | 0 | 0 | 0 | 0 | 0 | 0 | 0 | 0 | 0 | 0 | 9.85 | 9.85 | 3.8415 | 0 | 3.8415 | 0 | 3.8415
2016-05-28 07:00 | 0 | 8.754 | 0 | 0 | 8.754 | 39.4346 | 0 | 0 | 0 | 0 | 0 | 0 | 0 | 0 | 0 | 0 | 0 | 0 | 8.754 | 8.754 | 3.4141 | 0 | 3.4141 | 0 | 3.4141
2016-05-28 08:00 | 0.09 | 7.62 | 0 | 0 | 7.71 | 31.4135 | 0 | 0 | 0 | 0 | 0 | 0 | 0 | 0 | 0 | 0 | 0 | 0 | 7.71 | 7.71 | 3.0069 | 0 | 3.0069 | 0 | 3.0069
2016-05-28 09:00 | 0.28 | 0 | 22.94 | 0 | 7.34 | 53.2065 | 30 | 42.7273 | 9.1827 | 0.8 | 28.5967 | 3.2095 | 71.324 | 0 | 12.3922 | 71.324 | 0 | 0 | 7.34 | 7.34 | 2.8626 | 0 | 2.8626 | 0 | 2.8626
2016-05-28 10:00 | 0.69 | 0 | 0 | 23.209 | 7.481 | 53.2065 | 30 | 42.7273 | 9.1827 | 0.8 | 28.7407 | 3.2257 | 71.468 | 0 | 12.4084 | 71.468 | 0 | 0 | 7.481 | 30.69 | 2.9176 | 0 | 2.9176 | 9.0515 | 11.9691
2016-05-28 11:00 | 1.01 | 0 | 23.537 | 0 | 7.473 | 75.5667 | 30 | 42.7273 | 9.1827 | 0.8 | 28.6897 | 3.2199 | 71.417 | 0 | 12.4027 | 71.417 | 0 | 0 | 7.473 | 7.473 | 2.9145 | 0 | 2.9145 | 0 | 2.9145
2016-05-28 12:00 | 1.17 | 0 | 16.9495 | 0 | 7.606 | 91.6687 | 23.3855 | 33.3066 | 7.1581 | 0.8 | 52.0514 | 5.8419 | 85.358 | 0 | 13 | 70.35 | 8.78 | 2.9267 | 10.5327 | 10.5327 | 2.9663 | 1.1414 | 4.1077 | 0 | 4.1077
2016-05-28 13:00 | 1.09 | 0 | 0 | 8.616 | 7.474 | 91.6687 | 15 | 21.3636 | 4.5914 | 0.8 | 67.2764 | 7.5507 | 88.64 | 0 | 12.142 | 69.135 | 11.41 | 3.8033 | 11.2773 | 19.8933 | 2.9149 | 1.4833 | 4.3982 | 3.3602 | 7.7584
2016-05-28 14:00 | 0.99 | 0 | 7.753 | 0 | 8.237 | 99.034 | 15 | 21.3636 | 4.5914 | 0.8 | 2.6694 | 0.29959 | 24.033 | 0 | 4.891 | 0 | 14.059 | 4.6863 | 12.9233 | 12.9233 | 3.2124 | 1.8277 | 5.0401 | 0 | 5.0401
2016-05-28 15:00 | 0.7 | 0 | 0 | 7.078 | 8.622 | 99.034 | 15 | 21.3636 | 4.5914 | 0.8 | 73.1294 | 8.2076 | 94.493 | 0 | 12.7989 | 66.969 | 16.101 | 5.367 | 13.989 | 21.067 | 3.3626 | 2.0931 | 5.4557 | 2.7604 | 8.2161
2016-05-28 16:00 | 0.44 | 0 | 6.625 | 0 | 8.815 | 105.3278 | 15 | 21.3636 | 4.5914 | 0.8 | 74.4794 | 8.3591 | 95.843 | 0 | 12.9504 | 66.469 | 17.184 | 5.728 | 14.543 | 14.543 | 3.4379 | 2.2339 | 5.6718 | 0 | 5.6718
2016-05-28 17:00 | 0.08 | 0 | 20.826 | 0 | 9.254 | 125.1125 | 30 | 42.7273 | 9.1827 | 0.8 | 23.5927 | 2.6479 | 66.32 | 0 | 11.8306 | 66.32 | 0 | 0 | 9.254 | 9.254 | 3.6091 | 0 | 3.6091 | 0 | 3.6091
2016-05-28 18:00 | 0.01 | 0 | 18.804 | 0 | 11.206 | 142.9763 | 30 | 42.7273 | 9.1827 | 0.8 | 23.6147 | 2.6504 | 66.342 | 0 | 11.8331 | 66.342 | 0 | 0 | 11.206 | 11.206 | 4.3703 | 0 | 4.3703 | 0 | 4.3703
2016-05-28 19:00 | 0 | 0 | 0 | 12.12 | 17.88 | 142.9763 | 30 | 42.7273 | 9.1827 | 0.8 | 23.9667 | 2.6899 | 66.694 | 0 | 11.8726 | 66.694 | 0 | 0 | 17.88 | 30 | 6.9732 | 0 | 6.9732 | 4.7268 | 11.7
2016-05-28 20:00 | 0 | 19.109 | 0 | 0 | 19.109 | 122.8615 | 0 | 0 | 0 | 0 | 0 | 0 | 0 | 0 | 0 | 0 | 0 | 0 | 19.109 | 19.109 | 7.4525 | 0 | 7.4525 | 0 | 7.4525
2016-05-28 21:00 | 0 | 19.486 | 0 | 0 | 19.486 | 102.35 | 0 | 0 | 0 | 0 | 0 | 0 | 0 | 0 | 0 | 0 | 0 | 0 | 19.486 | 19.486 | 7.5995 | 0 | 7.5995 | 0 | 7.5995
2016-05-28 22:00 | 0 | 17.746 | 0 | 0 | 17.746 | 83.67 | 0 | 0 | 0 | 0 | 0 | 0 | 0 | 0 | 0 | 0 | 0 | 0 | 17.746 | 17.746 | 6.9209 | 0 | 6.9209 | 0 | 6.9209
2016-05-28 23:00 | 0 | 14.588 | 0 | 0 | 14.588 | 68.3142 | 0 | 0 | 0 | 0 | 0 | 0 | 0 | 0 | 0 | 0 | 0 | 0 | 14.588 | 14.588 | 5.6893 | 0 | 5.6893 | 0 | 5.6893
2016-05-29 | 0 | 0.61011 | 0 | 0 | 12.488 | 67.6719 | 11.8779 | 16.917 | 3.6357 | 0.8 | 0 | 0 | 16.917 | 0 | 3.6357 | 0 | 9.896 | 3.2987 | 15.7867 | 15.7867 | 4.8703 | 1.2865 | 6.1568 | 0 | 6.1568
2016-05-29 01:00 | 0 | 0 | 0.14355 | 0 | 10.962 | 67.8083 | 11.1056 | 15.817 | 3.3993 | 0.8 | 0 | 0 | 15.817 | 0 | 3.3993 | 0 | 9.253 | 3.0843 | 14.0463 | 14.0463 | 4.2752 | 1.2029 | 5.4781 | 0 | 5.4781
2016-05-29 02:00 | 0 | 0 | 0.54198 | 0 | 9.945 | 68.3232 | 10.487 | 14.936 | 3.21 | 0.8 | 0 | 0 | 14.936 | 0 | 3.21 | 0 | 8.737 | 2.9123 | 12.8573 | 12.8573 | 3.8786 | 1.1358 | 5.0144 | 0 | 5.0144
2016-05-29 03:00 | 0 | 0 | 0.060851 | 0 | 9.889 | 68.381 | 9.9499 | 14.171 | 3.0456 | 0.8 | 0 | 0 | 14.171 | 0 | 3.0456 | 0 | 8.29 | 2.7633 | 12.6523 | 12.6523 | 3.8567 | 1.0777 | 4.9344 | 0 | 4.9344
2016-05-29 04:00 | 0 | 0.19409 | 0 | 0 | 9.802 | 68.1767 | 9.6079 | 13.684 | 2.9409 | 0.8 | 0 | 0 | 13.684 | 0 | 2.9409 | 0 | 8.005 | 2.6683 | 12.4703 | 12.4703 | 3.8228 | 1.0407 | 4.8634 | 0 | 4.8634
2016-05-29 05:00 | 0 | 9.753 | 0 | 0 | 9.753 | 57.9104 | 0 | 0 | 0 | 0 | 0 | 0 | 0 | 0 | 0 | 0 | 0 | 0 | 9.753 | 9.753 | 3.8037 | 0 | 3.8037 | 0 | 3.8037
2016-05-29 06:00 | 0 | 9.456 | 0 | 0 | 9.456 | 47.9567 | 0 | 0 | 0 | 0 | 0 | 0 | 0 | 0 | 0 | 0 | 0 | 0 | 9.456 | 9.456 | 3.6878 | 0 | 3.6878 | 0 | 3.6878
2016-05-29 07:00 | 0 | 8.94 | 0 | 0 | 8.94 | 38.5462 | 0 | 0 | 0 | 0 | 0 | 0 | 0 | 0 | 0 | 0 | 0 | 0 | 8.94 | 8.94 | 3.4866 | 0 | 3.4866 | 0 | 3.4866
2016-05-29 08:00 | 0.1 | 7.774 | 0 | 0 | 7.874 | 30.363 | 0 | 0 | 0 | 0 | 0 | 0 | 0 | 0 | 0 | 0 | 0 | 0 | 7.874 | 7.874 | 3.0709 | 0 | 3.0709 | 0 | 3.0709
2016-05-29 09:00 | 0.37 | 0 | 21.5253 | 1.1107 | 7.734 | 50.8121 | 30 | 42.7273 | 9.1827 | 0.8 | 28.6497 | 3.2155 | 71.377 | 0 | 12.3982 | 71.377 | 0 | 0 | 7.734 | 8.8447 | 3.0163 | 0 | 3.0163 | 0.43317 | 3.4494
2016-05-29 10:00 | 0.79 | 0 | 23.392 | 0 | 7.398 | 73.0345 | 30 | 42.7273 | 9.1827 | 0.8 | 28.7867 | 3.2308 | 71.514 | 0 | 12.4136 | 71.514 | 0 | 0 | 7.398 | 7.398 | 2.8852 | 0 | 2.8852 | 0 | 2.8852
2016-05-29 11:00 | 0.87 | 0 | 23.455 | 0 | 7.415 | 95.3167 | 30 | 42.7273 | 9.1827 | 0.8 | 28.7457 | 3.2262 | 71.473 | 0 | 12.409 | 71.473 | 0 | 0 | 7.415 | 7.415 | 2.8918 | 0 | 2.8918 | 0 | 2.8918
2016-05-29 12:00 | 0.82 | 0 | 0 | 16.8759 | 8.259 | 95.3167 | 24.3149 | 34.6303 | 7.4426 | 0.8 | 49.5167 | 5.5574 | 84.147 | 0 | 13 | 70.799 | 7.809 | 2.603 | 10.862 | 27.7379 | 3.221 | 1.0152 | 4.2362 | 6.5816 | 10.8178
2016-05-29 13:00 | 0.82 | 0 | 0 | 15.2698 | 8.09 | 95.3167 | 22.5398 | 32.1021 | 6.8992 | 0.8 | 54.3579 | 6.1008 | 86.46 | 0 | 13 | 69.943 | 9.663 | 3.221 | 11.311 | 26.5808 | 3.1551 | 1.2562 | 4.4113 | 5.9552 | 10.3665
2016-05-29 14:00 | 0.73 | 0 | 0 | 6.858 | 8.326 | 95.3167 | 14.454 | 20.586 | 4.4242 | 0.8 | 0 | 0 | 20.586 | 0 | 4.4242 | 0 | 12.043 | 4.0143 | 12.3403 | 19.1983 | 3.2471 | 1.5656 | 4.8127 | 2.6746 | 7.4873
2016-05-29 15:00 | 0.66 | 0 | 6.875 | 0 | 8.785 | 101.848 | 15 | 21.3636 | 4.5914 | 0.8 | 71.0614 | 7.9755 | 92.425 | 0 | 12.5668 | 67.734 | 14.444 | 4.8147 | 13.5997 | 13.5997 | 3.4261 | 1.8777 | 5.3039 | 0 | 5.3039
2016-05-29 16:00 | 0.42 | 0 | 0 | 6.443 | 8.977 | 101.848 | 15 | 21.3636 | 4.5914 | 0.8 | 73.2984 | 8.2265 | 94.662 | 0 | 12.8179 | 66.906 | 16.237 | 5.4123 | 14.3893 | 20.8323 | 3.501 | 2.1108 | 5.6118 | 2.5128 | 8.1246
2016-05-29 17:00 | 0.08 | 0 | 20.829 | 0 | 9.251 | 121.6355 | 30 | 42.7273 | 9.1827 | 0.8 | 23.7217 | 2.6624 | 66.449 | 0 | 11.8451 | 66.449 | 0 | 0 | 9.251 | 9.251 | 3.6079 | 0 | 3.6079 | 0 | 3.6079
2016-05-29 18:00 | 0.01 | 0 | 18.912 | 0 | 11.098 | 139.6019 | 30 | 42.7273 | 9.1827 | 0.8 | 23.6437 | 2.6536 | 66.371 | 0 | 11.8364 | 66.371 | 0 | 0 | 11.098 | 11.098 | 4.3282 | 0 | 4.3282 | 0 | 4.3282
2016-05-29 19:00 | 0 | 0 | 12.856 | 0 | 17.144 | 151.8151 | 30 | 42.7273 | 9.1827 | 0.8 | 23.8547 | 2.6773 | 66.582 | 0 | 11.86 | 66.582 | 0 | 0 | 17.144 | 17.144 | 6.6862 | 0 | 6.6862 | 0 | 6.6862
2016-05-29 20:00 | 0 | 18.921 | 0 | 0 | 18.921 | 131.8983 | 0 | 0 | 0 | 0 | 0 | 0 | 0 | 0 | 0 | 0 | 0 | 0 | 18.921 | 18.921 | 7.3792 | 0 | 7.3792 | 0 | 7.3792
2016-05-29 21:00 | 0 | 18.78 | 0 | 0 | 18.78 | 112.1299 | 0 | 0 | 0 | 0 | 0 | 0 | 0 | 0 | 0 | 0 | 0 | 0 | 18.78 | 18.78 | 7.3242 | 0 | 7.3242 | 0 | 7.3242
2016-05-29 22:00 | 0 | 17.723 | 0 | 0 | 17.723 | 93.4741 | 0 | 0 | 0 | 0 | 0 | 0 | 0 | 0 | 0 | 0 | 0 | 0 | 17.723 | 17.723 | 6.912 | 0 | 6.912 | 0 | 6.912
2016-05-29 23:00 | 0 | 15.038 | 0 | 0 | 15.038 | 77.6446 | 0 | 0 | 0 | 0 | 0 | 0 | 0 | 0 | 0 | 0 | 0 | 0 | 15.038 | 15.038 | 5.8648 | 0 | 5.8648 | 0 | 5.8648
2016-05-30 | 0 | 0.007 | 0 | 0 | 11.887 | 77.6372 | 11.88 | 16.92 | 3.6364 | 0.8 | 0 | 0 | 16.92 | 0 | 3.6364 | 0 | 9.898 | 3.2993 | 15.1863 | 15.1863 | 4.6359 | 1.2867 | 5.9227 | 0 | 5.9227
2016-05-30 01:00 | 0 | 0 | 0.087255 | 0 | 10.755 | 77.7201 | 10.8423 | 15.442 | 3.3187 | 0.8 | 0 | 0 | 15.442 | 0 | 3.3187 | 0 | 9.033 | 3.011 | 13.766 | 13.766 | 4.1945 | 1.1743 | 5.3687 | 0 | 5.3687
2016-05-30 02:00 | 0 | 0 | 0.22411 | 0 | 9.975 | 77.933 | 10.1991 | 14.526 | 3.1219 | 0.8 | 0 | 0 | 14.526 | 0 | 3.1219 | 0 | 8.498 | 2.8327 | 12.8077 | 12.8077 | 3.8902 | 1.1047 | 4.995 | 0 | 4.995
2016-05-30 03:00 | 0 | 0 | 0.23217 | 0 | 9.427 | 78.1536 | 9.6592 | 13.757 | 2.9566 | 0.8 | 0 | 0 | 13.757 | 0 | 2.9566 | 0 | 8.048 | 2.6827 | 12.1097 | 12.1097 | 3.6765 | 1.0462 | 4.7228 | 0 | 4.7228
2016-05-30 04:00 | 0 | 0.52881 | 0 | 0 | 9.898 | 77.5969 | 9.3692 | 13.344 | 2.8678 | 0.8 | 0 | 0 | 13.344 | 1.7764e-15 | 2.8678 | 0 | 7.806 | 2.602 | 12.5 | 12.5 | 3.8602 | 1.0148 | 4.875 | 0 | 4.875
2016-05-30 05:00 | 0 | 9.999 | 0 | 0 | 9.999 | 67.0717 | 0 | 0 | 0 | 0 | 0 | 0 | 0 | 0 | 0 | 0 | 0 | 0 | 9.999 | 9.999 | 3.8996 | 0 | 3.8996 | 0 | 3.8996
2016-05-30 06:00 | 0 | 9.784 | 0 | 0 | 9.784 | 56.7727 | 0 | 0 | 0 | 0 | 0 | 0 | 0 | 0 | 0 | 0 | 0 | 0 | 9.784 | 9.784 | 3.8158 | 0 | 3.8158 | 0 | 3.8158
2016-05-30 07:00 | 0 | 9.24 | 0 | 0 | 9.24 | 47.0464 | 0 | 0 | 0 | 0 | 0 | 0 | 0 | 0 | 0 | 0 | 0 | 0 | 9.24 | 9.24 | 3.6036 | 0 | 3.6036 | 0 | 3.6036
2016-05-30 08:00 | 0.1 | 7.666 | 0 | 0 | 7.766 | 38.9769 | 0 | 0 | 0 | 0 | 0 | 0 | 0 | 0 | 0 | 0 | 0 | 0 | 7.766 | 7.766 | 3.0287 | 0 | 3.0287 | 0 | 3.0287
2016-05-30 09:00 | 0.23 | 0 | 13.6958 | 8.7662 | 7.768 | 51.9879 | 30 | 42.7273 | 9.1827 | 0.8 | 28.6217 | 3.2123 | 71.349 | 0 | 12.3951 | 71.349 | 0 | 0 | 7.768 | 16.5342 | 3.0295 | 0 | 3.0295 | 3.4188 | 6.4484
2016-05-30 10:00 | 0.39 | 0 | 0 | 22.737 | 7.653 | 51.9879 | 30 | 42.7273 | 9.1827 | 0.8 | 28.7017 | 3.2213 | 71.429 | 0 | 12.404 | 71.429 | 0 | 0 | 7.653 | 30.39 | 2.9847 | 0 | 2.9847 | 8.8674 | 11.8521
2016-05-30 11:00 | 0.43 | 0 | 22.566 | 0 | 7.864 | 73.4256 | 30 | 42.7273 | 9.1827 | 0.8 | 28.6047 | 3.2104 | 71.332 | 0 | 12.3931 | 71.332 | 0 | 0 | 7.864 | 7.864 | 3.067 | 0 | 3.067 | 0 | 3.067
2016-05-30 12:00 | 0.57 | 0 | 0 | 15.0965 | 7.978 | 73.4256 | 22.5045 | 32.0518 | 6.8884 | 0.8 | 54.4542 | 6.1116 | 86.506 | 0 | 13 | 69.925 | 9.7 | 3.2333 | 11.2113 | 26.3078 | 3.1114 | 1.261 | 4.3724 | 5.8876 | 10.26
2016-05-30 13:00 | 0.43 | 0 | 0 | 7.392 | 8.038 | 73.4256 | 15 | 21.3636 | 4.5914 | 0.8 | 68.9274 | 7.736 | 90.291 | 0 | 12.3273 | 68.524 | 12.733 | 4.2443 | 12.2823 | 19.6743 | 3.1348 | 1.6553 | 4.7901 | 2.8829 | 7.673
2016-05-30 14:00 | 0.41 | 0 | 7.127 | 0 | 8.283 | 80.1963 | 15 | 21.3636 | 4.5914 | 0.8 | 4.6694 | 0.52406 | 26.033 | 0 | 5.1154 | 0 | 15.229 | 5.0763 | 13.3593 | 13.3593 | 3.2304 | 1.9798 | 5.2101 | 0 | 5.2101
2016-05-30 15:00 | 0.4 | 0 | 0 | 6.646 | 8.754 | 80.1963 | 15 | 21.3636 | 4.5914 | 0.8 | 74.2034 | 8.3281 | 95.567 | 0 | 12.9195 | 66.571 | 16.962 | 5.654 | 14.408 | 21.054 | 3.4141 | 2.2051 | 5.6191 | 2.5919 | 8.2111
2016-05-30 16:00 | 0.2 | 0 | 6.025 | 0 | 8.728 | 85.92 | 14.553 | 20.727 | 4.4545 | 0.8 | 76.14 | 8.5455 | 96.867 | 0 | 13 | 66.09 | 18.004 | 6.0013 | 14.7293 | 14.7293 | 3.4039 | 2.3405 | 5.7444 | 0 | 5.7444
2016-05-30 17:00 | 0.11 | 0 | 20.989 | 0 | 9.121 | 105.8596 | 30 | 42.7273 | 9.1827 | 0.8 | 23.1637 | 2.5997 | 65.891 | 0 | 11.7825 | 65.891 | 0 | 0 | 9.121 | 9.121 | 3.5572 | 0 | 3.5572 | 0 | 3.5572
2016-05-30 18:00 | 0.01 | 0 | 19.069 | 0 | 10.941 | 123.9751 | 30 | 42.7273 | 9.1827 | 0.8 | 23.1657 | 2.6 | 65.893 | 0 | 11.7827 | 65.893 | 0 | 0 | 10.941 | 10.941 | 4.267 | 0 | 4.267 | 0 | 4.267
2016-05-30 19:00 | 0 | 0 | 13.154 | 0 | 16.846 | 136.4714 | 30 | 42.7273 | 9.1827 | 0.8 | 23.4057 | 2.6269 | 66.133 | 0 | 11.8096 | 66.133 | 0 | 0 | 16.846 | 16.846 | 6.5699 | 0 | 6.5699 | 0 | 6.5699
2016-05-30 20:00 | 0 | 18.873 | 0 | 0 | 18.873 | 116.6051 | 0 | 0 | 0 | 0 | 0 | 0 | 0 | 0 | 0 | 0 | 0 | 0 | 18.873 | 18.873 | 7.3605 | 0 | 7.3605 | 0 | 7.3605
2016-05-30 21:00 | 0 | 19.301 | 0 | 0 | 19.301 | 96.2883 | 0 | 0 | 0 | 0 | 0 | 0 | 0 | 0 | 0 | 0 | 0 | 0 | 19.301 | 19.301 | 7.5274 | 0 | 7.5274 | 0 | 7.5274
2016-05-30 22:00 | 0 | 17.224 | 0 | 0 | 17.224 | 78.1577 | 0 | 0 | 0 | 0 | 0 | 0 | 0 | 0 | 0 | 0 | 0 | 0 | 17.224 | 17.224 | 6.7174 | 0 | 6.7174 | 0 | 6.7174
2016-05-30 23:00 | 0 | 13.876 | 0 | 0 | 13.876 | 63.5514 | 0 | 0 | 0 | 0 | 0 | 0 | 0 | 0 | 0 | 0 | 0 | 0 | 13.876 | 13.876 | 5.4116 | 0 | 5.4116 | 0 | 5.4116
2016-05-31 | 0 | 0 | 0.69496 | 0 | 11.996 | 64.2116 | 12.691 | 18.075 | 3.8846 | 0.8 | 0 | 0 | 18.075 | 0 | 3.8846 | 0 | 10.574 | 3.5247 | 15.5207 | 15.5207 | 4.6784 | 1.3746 | 6.0531 | 0 | 6.0531
2016-05-31 01:00 | 0 | 0 | 1.0929 | 0 | 10.95 | 65.2499 | 12.0429 | 17.152 | 3.6862 | 0.8 | 0 | 0 | 17.152 | 0 | 3.6862 | 0 | 10.034 | 3.3447 | 14.2947 | 14.2947 | 4.2705 | 1.3044 | 5.5749 | 0 | 5.5749
2016-05-31 02:00 | 0 | 0 | 1.3941 | 0 | 10.092 | 66.5743 | 11.4861 | 16.359 | 3.5158 | 0.8 | 0 | 0 | 16.359 | 0 | 3.5158 | 0 | 9.57 | 3.19 | 13.282 | 13.282 | 3.9359 | 1.2441 | 5.18 | 0 | 5.18
2016-05-31 03:00 | 0 | 0 | 0.94553 | 0 | 10.021 | 67.4725 | 10.9665 | 15.619 | 3.3568 | 0.8 | 0 | 0 | 15.619 | 0 | 3.3568 | 0 | 9.137 | 3.0457 | 13.0667 | 13.0667 | 3.9082 | 1.1878 | 5.096 | 0 | 5.096
2016-05-31 04:00 | 0 | 0 | 0.59609 | 0 | 9.794 | 68.0388 | 10.3901 | 14.798 | 3.1803 | 0.8 | 0 | 0 | 14.798 | 0 | 3.1803 | 0 | 8.657 | 2.8857 | 12.6797 | 12.6797 | 3.8197 | 1.1254 | 4.9451 | 0 | 4.9451
2016-05-31 05:00 | 0 | 9.81 | 0 | 0 | 9.81 | 57.7125 | 0 | 0 | 0 | 0 | 0 | 0 | 0 | 0 | 0 | 0 | 0 | 0 | 9.81 | 9.81 | 3.8259 | 0 | 3.8259 | 0 | 3.8259
2016-05-31 06:00 | 0 | 9.582 | 0 | 0 | 9.582 | 47.6262 | 0 | 0 | 0 | 0 | 0 | 0 | 0 | 0 | 0 | 0 | 0 | 0 | 9.582 | 9.582 | 3.737 | 0 | 3.737 | 0 | 3.737
2016-05-31 07:00 | 0 | 8.779 | 0 | 0 | 8.779 | 38.3851 | 0 | 0 | 0 | 0 | 0 | 0 | 0 | 0 | 0 | 0 | 0 | 0 | 8.779 | 8.779 | 3.4238 | 0 | 3.4238 | 0 | 3.4238
2016-05-31 08:00 | 0.11 | 7.621 | 0 | 0 | 7.731 | 30.363 | 0 | 0 | 0 | 0 | 0 | 0 | 0 | 0 | 0 | 0 | 0 | 0 | 7.731 | 7.731 | 3.0151 | 0 | 3.0151 | 0 | 3.0151
2016-05-31 09:00 | 0.25 | 0 | 22.853 | 0 | 7.397 | 52.0734 | 30 | 42.7273 | 9.1827 | 0.8 | 28.4927 | 3.1978 | 71.22 | 0 | 12.3806 | 71.22 | 0 | 0 | 7.397 | 7.397 | 2.8848 | 0 | 2.8848 | 0 | 2.8848
2016-05-31 10:00 | 0.64 | 0 | 23.366 | 0 | 7.274 | 74.2711 | 30 | 42.7273 | 9.1827 | 0.8 | 28.6607 | 3.2167 | 71.388 | 0 | 12.3994 | 71.388 | 0 | 0 | 7.274 | 7.274 | 2.8369 | 0 | 2.8369 | 0 | 2.8369
2016-05-31 11:00 | 1.03 | 0 | 23.845 | 0 | 7.185 | 96.9238 | 30 | 42.7273 | 9.1827 | 0.8 | 28.5437 | 3.2036 | 71.271 | 0 | 12.3863 | 71.271 | 0 | 0 | 7.185 | 7.185 | 2.8022 | 0 | 2.8022 | 0 | 2.8022
2016-05-31 12:00 | 1.01 | 0 | 0 | 16.9795 | 7.01 | 96.9238 | 22.9795 | 32.7284 | 7.0338 | 0.8 | 53.1586 | 5.9662 | 85.887 | 0 | 13 | 70.155 | 9.203 | 3.0677 | 10.0777 | 27.0572 | 2.7339 | 1.1964 | 3.9303 | 6.622 | 10.5523
2016-05-31 13:00 | 0.96 | 0 | 0 | 8.961 | 6.999 | 96.9238 | 15 | 21.3636 | 4.5914 | 0.8 | 67.8994 | 7.6206 | 89.263 | 0 | 12.2119 | 68.905 | 11.91 | 3.97 | 10.969 | 19.93 | 2.7296 | 1.5483 | 4.2779 | 3.4948 | 7.7727
2016-05-31 14:00 | 0.8 | 0 | 15.087 | 0 | 8.213 | 111.2565 | 22.5 | 32.0455 | 6.8871 | 0.69491 | 0 | 0 | 24.88 | 7.1655 | 6.8871 | 0 | 14.555 | 4.8517 | 13.0647 | 13.0647 | 3.2031 | 1.8921 | 5.0952 | 0 | 5.0952
2016-05-31 15:00 | 0.48 | 0 | 0 | 6.948 | 8.532 | 111.2565 | 15 | 21.3636 | 4.5914 | 0.8 | 73.7944 | 8.2822 | 95.158 | 0 | 12.8736 | 66.723 | 16.635 | 5.545 | 14.077 | 21.025 | 3.3275 | 2.1625 | 5.49 | 2.7097 | 8.1998
2016-05-31 16:00 | 0.24 | 0 | 0 | 6.082 | 8.82 | 111.2565 | 14.662 | 20.8822 | 4.4879 | 0.8 | 75.8428 | 8.5121 | 96.725 | 0 | 13 | 66.143 | 17.89 | 5.9633 | 14.7833 | 20.8653 | 3.4398 | 2.3257 | 5.7655 | 2.372 | 8.1375
2016-05-31 17:00 | 0.14 | 0 | 10.0579 | 10.9901 | 9.092 | 120.8115 | 30 | 42.7273 | 9.1827 | 0.8 | 23.2317 | 2.6074 | 65.959 | 0 | 11.7901 | 65.959 | 0 | 0 | 9.092 | 20.0821 | 3.5459 | 0 | 3.5459 | 4.2861 | 7.832
2016-05-31 18:00 | 0.01 | 0 | 19.022 | 0 | 10.988 | 138.8824 | 30 | 42.7273 | 9.1827 | 0.8 | 23.4127 | 2.6277 | 66.14 | 0 | 11.8104 | 66.14 | 0 | 0 | 10.988 | 10.988 | 4.2853 | 0 | 4.2853 | 0 | 4.2853
2016-05-31 19:00 | 0 | 0 | 0 | 12.741 | 17.259 | 138.8824 | 30 | 42.7273 | 9.1827 | 0.8 | 23.7267 | 2.6629 | 66.454 | 0 | 11.8457 | 66.454 | 0 | 0 | 17.259 | 30 | 6.731 | 0 | 6.731 | 4.969 | 11.7
2016-05-31 20:00 | 0 | 18.865 | 0 | 0 | 18.865 | 119.0245 | 0 | 0 | 0 | 0 | 0 | 0 | 0 | 0 | 0 | 0 | 0 | 0 | 18.865 | 18.865 | 7.3573 | 0 | 7.3573 | 0 | 7.3573
2016-05-31 21:00 | 0 | 18.301 | 0 | 0 | 18.301 | 99.7603 | 0 | 0 | 0 | 0 | 0 | 0 | 0 | 0 | 0 | 0 | 0 | 0 | 18.301 | 18.301 | 7.1374 | 0 | 7.1374 | 0 | 7.1374
2016-05-31 22:00 | 0 | 17.201 | 0 | 0 | 17.201 | 81.654 | 0 | 0 | 0 | 0 | 0 | 0 | 0 | 0 | 0 | 0 | 0 | 0 | 17.201 | 17.201 | 6.7084 | 0 | 6.7084 | 0 | 6.7084
2016-05-31 23:00 | 0 | 14.487 | 0 | 0 | 14.487 | 66.4045 | 0 | 0 | 0 | 0 | 0 | 0 | 0 | 0 | 0 | 0 | 0 | 0 | 14.487 | 14.487 | 5.6499 | 0 | 5.6499 | 0 | 5.6499
2016-06-01 | 0 | 0 | 1.0775 | 0 | 12.317 | 67.4281 | 13.3945 | 19.077 | 4.0999 | 0.8 | 0 | 0 | 19.077 | 0 | 4.0999 | 0 | 11.16 | 3.72 | 16.037 | 16.037 | 4.8036 | 1.4508 | 6.2544 | 0 | 6.2544
2016-06-01 01:00 | 0 | 0 | 0.90077 | 0 | 11.529 | 68.2838 | 12.4298 | 17.703 | 3.8046 | 0.8 | 0 | 0 | 17.703 | 0 | 3.8046 | 0 | 10.356 | 3.452 | 14.981 | 14.981 | 4.4963 | 1.3463 | 5.8426 | 0 | 5.8426
2016-06-01 02:00 | 0 | 0 | 0.84198 | 0 | 10.668 | 69.0837 | 11.51 | 16.393 | 3.5231 | 0.8 | 0 | 0 | 16.393 | 0 | 3.5231 | 0 | 9.59 | 3.1967 | 13.8647 | 13.8647 | 4.1605 | 1.2467 | 5.4072 | 0 | 5.4072
2016-06-01 03:00 | 0 | 0 | 0.42791 | 0 | 10.302 | 69.4902 | 10.7299 | 15.282 | 3.2843 | 0.8 | 0 | 0 | 15.282 | 0 | 3.2843 | 0 | 8.94 | 2.98 | 13.282 | 13.282 | 4.0178 | 1.1622 | 5.18 | 0 | 5.18
2016-06-01 04:00 | 0 | 0 | 0.10143 | 0 | 10.071 | 69.5866 | 10.1724 | 14.488 | 3.1137 | 0.8 | 0 | 0 | 14.488 | 0 | 3.1137 | 0 | 8.476 | 2.8253 | 12.8963 | 12.8963 | 3.9277 | 1.1019 | 5.0296 | 0 | 5.0296
2016-06-01 05:00 | 0 | 9.92 | 0 | 0 | 9.92 | 59.1445 | 0 | 0 | 0 | 0 | 0 | 0 | 0 | 0 | 0 | 0 | 0 | 0 | 9.92 | 9.92 | 3.8688 | 0 | 3.8688 | 0 | 3.8688
2016-06-01 06:00 | 0 | 9.497 | 0 | 0 | 9.497 | 49.1476 | 0 | 0 | 0 | 0 | 0 | 0 | 0 | 0 | 0 | 0 | 0 | 0 | 9.497 | 9.497 | 3.7038 | 0 | 3.7038 | 0 | 3.7038
2016-06-01 07:00 | 0 | 8.843 | 0 | 0 | 8.843 | 39.8392 | 0 | 0 | 0 | 0 | 0 | 0 | 0 | 0 | 0 | 0 | 0 | 0 | 8.843 | 8.843 | 3.4488 | 0 | 3.4488 | 0 | 3.4488
2016-06-01 08:00 | 0.09 | 7.485 | 0 | 0 | 7.575 | 31.9603 | 0 | 0 | 0 | 0 | 0 | 0 | 0 | 0 | 0 | 0 | 0 | 0 | 7.575 | 7.575 | 2.9543 | 0 | 2.9543 | 0 | 2.9543
2016-06-01 09:00 | 0.28 | 0 | 22.836 | 0 | 7.444 | 53.6545 | 30 | 42.7273 | 9.1827 | 0.8 | 28.6207 | 3.2122 | 71.348 | 0 | 12.3949 | 71.348 | 0 | 0 | 7.444 | 7.444 | 2.9032 | 0 | 2.9032 | 0 | 2.9032
2016-06-01 10:00 | 0.73 | 0 | 23.717 | 0 | 7.013 | 76.1856 | 30 | 42.7273 | 9.1827 | 0.8 | 28.7007 | 3.2212 | 71.428 | 0 | 12.4039 | 71.428 | 0 | 0 | 7.013 | 7.013 | 2.7351 | 0 | 2.7351 | 0 | 2.7351
2016-06-01 11:00 | 0.9 | 0 | 23.968 | 0 | 6.932 | 98.9552 | 30 | 42.7273 | 9.1827 | 0.8 | 28.4577 | 3.1939 | 71.185 | 0 | 12.3766 | 71.185 | 0 | 0 | 6.932 | 6.932 | 2.7035 | 0 | 2.7035 | 0 | 2.7035
2016-06-01 12:00 | 0.92 | 0 | 0 | 16.6784 | 7.195 | 98.9552 | 22.9534 | 32.6912 | 7.0258 | 0.8 | 53.2298 | 5.9742 | 85.921 | 0 | 13 | 70.142 | 9.231 | 3.077 | 10.272 | 26.9504 | 2.806 | 1.2 | 4.0061 | 6.5046 | 10.5107
2016-06-01 13:00 | 0.87 | 0 | 8.363 | 0 | 7.507 | 106.9001 | 15 | 21.3636 | 4.5914 | 0.8 | 67.5984 | 7.5868 | 88.962 | 0 | 12.1782 | 69.016 | 11.668 | 3.8893 | 11.3963 | 11.3963 | 2.9277 | 1.5168 | 4.4446 | 0 | 4.4446
2016-06-01 14:00 | 0.74 | 0 | 15.093 | 0 | 8.147 | 121.2384 | 22.5 | 32.0455 | 6.8871 | 0.68801 | 0 | 0 | 24.41 | 7.6355 | 6.8871 | 0 | 14.28 | 4.76 | 12.907 | 12.907 | 3.1773 | 1.8564 | 5.0337 | 0 | 5.0337
2016-06-01 15:00 | 0.69 | 0 | 0 | 7.258 | 8.432 | 121.2384 | 15 | 21.3636 | 4.5914 | 0.8 | 73.5434 | 8.254 | 94.907 | 0 | 12.8454 | 66.816 | 16.434 | 5.478 | 13.91 | 21.168 | 3.2885 | 2.1364 | 5.4249 | 2.8306 | 8.2555
2016-06-01 16:00 | 0.42 | 0 | 0 | 6.5791 | 8.595 | 121.2384 | 14.7541 | 21.0134 | 4.5161 | 0.8 | 75.5916 | 8.4839 | 96.605 | 0 | 13 | 66.187 | 17.795 | 5.9317 | 14.5267 | 21.1057 | 3.3521 | 2.3133 | 5.6654 | 2.5658 | 8.2312
2016-06-01 17:00 | 0.08 | 0 | 20.307 | 0 | 9.773 | 140.5301 | 30 | 42.7273 | 9.1827 | 0.8 | 23.2617 | 2.6107 | 65.989 | 0 | 11.7935 | 65.989 | 0 | 0 | 9.773 | 9.773 | 3.8115 | 0 | 3.8115 | 0 | 3.8115
2016-06-01 18:00 | 0.01 | 0 | 0 | 18.086 | 11.924 | 140.5301 | 30 | 42.7273 | 9.1827 | 0.8 | 23.6197 | 2.6509 | 66.347 | 0 | 11.8337 | 66.347 | 0 | 0 | 11.924 | 30.01 | 4.6504 | 0 | 4.6504 | 7.0535 | 11.7039
2016-06-01 19:00 | 0 | 0 | 11.879 | 0 | 18.121 | 151.8151 | 30 | 42.7273 | 9.1827 | 0.8 | 24.1837 | 2.7142 | 66.911 | 0 | 11.897 | 66.911 | 0 | 0 | 18.121 | 18.121 | 7.0672 | 0 | 7.0672 | 0 | 7.0672
2016-06-01 20:00 | 0 | 18.802 | 0 | 0 | 18.802 | 132.0235 | 0 | 0 | 0 | 0 | 0 | 0 | 0 | 0 | 0 | 0 | 0 | 0 | 18.802 | 18.802 | 7.3328 | 0 | 7.3328 | 0 | 7.3328
2016-06-01 21:00 | 0 | 18.987 | 0 | 0 | 18.987 | 112.0372 | 0 | 0 | 0 | 0 | 0 | 0 | 0 | 0 | 0 | 0 | 0 | 0 | 18.987 | 18.987 | 7.4049 | 0 | 7.4049 | 0 | 7.4049
2016-06-01 22:00 | 0 | 17.242 | 0 | 0 | 17.242 | 93.8877 | 0 | 0 | 0 | 0 | 0 | 0 | 0 | 0 | 0 | 0 | 0 | 0 | 17.242 | 17.242 | 6.7244 | 0 | 6.7244 | 0 | 6.7244
2016-06-01 23:00 | 0 | 14.588 | 0 | 0 | 14.588 | 78.532 | 0 | 0 | 0 | 0 | 0 | 0 | 0 | 0 | 0 | 0 | 0 | 0 | 14.588 | 14.588 | 5.6893 | 0 | 5.6893 | 0 | 5.6893
2016-06-02 | 0 | 0 | 0 | 0.019745 | 12.403 | 78.532 | 12.4227 | 17.693 | 3.8025 | 0.8 | 0 | 0 | 17.693 | 0 | 3.8025 | 0 | 10.35 | 3.45 | 15.853 | 15.8727 | 4.8372 | 1.3455 | 6.1827 | 0.0077004 | 6.1904
2016-06-02 01:00 | 0 | 0 | 1.5916 | 0 | 10.188 | 80.044 | 11.7796 | 16.777 | 3.6056 | 0.8 | 0 | 0 | 16.777 | 0 | 3.6056 | 0 | 9.815 | 3.2717 | 13.4597 | 13.4597 | 3.9733 | 1.2759 | 5.2493 | 0 | 5.2493
2016-06-02 02:00 | 0 | 0 | 0.99534 | 0 | 10.139 | 80.9895 | 11.1343 | 15.858 | 3.4081 | 0.8 | 0 | 0 | 15.858 | 1.7764e-15 | 3.4081 | 0 | 9.277 | 3.0923 | 13.2313 | 13.2313 | 3.9542 | 1.206 | 5.1602 | 0 | 5.1602
2016-06-02 03:00 | 0 | 0 | 0.62874 | 0 | 9.946 | 81.5869 | 10.5747 | 15.061 | 3.2368 | 0.8 | 0 | 0 | 15.061 | 0 | 3.2368 | 0 | 8.811 | 2.937 | 12.883 | 12.883 | 3.8789 | 1.1454 | 5.0244 | 0 | 5.0244
2016-06-02 04:00 | 0 | 0 | 0.23406 | 0 | 9.885 | 81.8092 | 10.1191 | 14.412 | 3.0974 | 0.8 | 0 | 0 | 14.412 | 0 | 3.0974 | 0 | 8.431 | 2.8103 | 12.6953 | 12.6953 | 3.8552 | 1.096 | 4.9512 | 0 | 4.9512
2016-06-02 05:00 | 0 | 9.519 | 0 | 0 | 9.519 | 71.7892 | 0 | 0 | 0 | 0 | 0 | 0 | 0 | 0 | 0 | 0 | 0 | 0 | 9.519 | 9.519 | 3.7124 | 0 | 3.7124 | 0 | 3.7124
2016-06-02 06:00 | 0 | 8.862 | 0 | 0 | 8.862 | 62.4608 | 0 | 0 | 0 | 0 | 0 | 0 | 0 | 0 | 0 | 0 | 0 | 0 | 8.862 | 8.862 | 3.4562 | 0 | 3.4562 | 0 | 3.4562
2016-06-02 07:00 | 0 | 8.287 | 0 | 0 | 8.287 | 53.7376 | 0 | 0 | 0 | 0 | 0 | 0 | 0 | 0 | 0 | 0 | 0 | 0 | 8.287 | 8.287 | 3.2319 | 0 | 3.2319 | 0 | 3.2319
2016-06-02 08:00 | 0.05 | 7.027 | 0 | 0 | 7.077 | 46.3408 | 0 | 0 | 0 | 0 | 0 | 0 | 0 | 0 | 0 | 0 | 0 | 0 | 7.077 | 7.077 | 2.76 | 0 | 2.76 | 0 | 2.76
2016-06-02 09:00 | 0.43 | 0 | 22.998 | 0 | 7.432 | 68.1889 | 30 | 42.7273 | 9.1827 | 0.8 | 28.8567 | 3.2387 | 71.584 | 0 | 12.4214 | 71.584 | 0 | 0 | 7.432 | 7.432 | 2.8985 | 0 | 2.8985 | 0 | 2.8985
2016-06-02 10:00 | 0.61 | 0 | 0 | 22.895 | 7.715 | 68.1889 | 30 | 42.7273 | 9.1827 | 0.8 | 28.9307 | 3.247 | 71.658 | 0 | 12.4297 | 71.658 | 0 | 0 | 7.715 | 30.61 | 3.0088 | 0 | 3.0088 | 8.9291 | 11.9379
2016-06-02 11:00 | 0.68 | 0 | 0 | 23.083 | 7.597 | 68.1889 | 30 | 42.7273 | 9.1827 | 0.8 | 28.8547 | 3.2385 | 71.582 | 0 | 12.4212 | 71.582 | 0 | 0 | 7.597 | 30.68 | 2.9628 | 0 | 2.9628 | 9.0024 | 11.9652
2016-06-02 12:00 | 0.63 | 0 | 17.1438 | 0 | 7.742 | 84.4755 | 24.2558 | 34.5461 | 7.4245 | 0.8 | 49.6779 | 5.5755 | 84.224 | 0 | 13 | 70.77 | 7.87 | 2.6233 | 10.3653 | 10.3653 | 3.0194 | 1.0231 | 4.0425 | 0 | 4.0425
2016-06-02 13:00 | 0.82 | 0 | 7.956 | 0 | 7.864 | 92.0337 | 15 | 21.3636 | 4.5914 | 0.8 | 66.2604 | 7.4366 | 87.624 | 0 | 12.028 | 69.512 | 10.596 | 3.532 | 11.396 | 11.396 | 3.067 | 1.3775 | 4.4444 | 0 | 4.4444
2016-06-02 14:00 | 0.62 | 0 | 7.477 | 0 | 8.143 | 99.1368 | 15 | 21.3636 | 4.5914 | 0.8 | 1.9864 | 0.22294 | 23.35 | 0 | 4.8143 | 0 | 13.66 | 4.5533 | 12.6963 | 12.6963 | 3.1758 | 1.7758 | 4.9516 | 0 | 4.9516
2016-06-02 15:00 | 0.54 | 0 | 6.71 | 0 | 8.83 | 105.5113 | 15 | 21.3636 | 4.5914 | 0.8 | 73.0274 | 8.1961 | 94.391 | 0 | 12.7875 | 67.007 | 16.02 | 5.34 | 14.17 | 14.17 | 3.4437 | 2.0826 | 5.5263 | 0 | 5.5263
2016-06-02 16:00 | 0.35 | 0 | 6.514 | 0 | 8.836 | 111.6996 | 15 | 21.3636 | 4.5914 | 0.8 | 74.8084 | 8.396 | 96.172 | 0 | 12.9874 | 66.347 | 17.447 | 5.8157 | 14.6517 | 14.6517 | 3.446 | 2.2681 | 5.7142 | 0 | 5.7142
2016-06-02 17:00 | 0.08 | 0 | 5.9149 | 14.8171 | 9.348 | 117.3187 | 30 | 42.7273 | 9.1827 | 0.8 | 23.4197 | 2.6285 | 66.147 | 0 | 11.8112 | 66.147 | 0 | 0 | 9.348 | 24.1651 | 3.6457 | 0 | 3.6457 | 5.7787 | 9.4244
2016-06-02 18:00 | 0.01 | 0 | 18.473 | 0 | 11.537 | 134.8681 | 30 | 42.7273 | 9.1827 | 0.8 | 23.4247 | 2.629 | 66.152 | 0 | 11.8118 | 66.152 | 0 | 0 | 11.537 | 11.537 | 4.4994 | 0 | 4.4994 | 0 | 4.4994
2016-06-02 19:00 | 0 | 0 | 12.397 | 0 | 17.603 | 146.6452 | 30 | 42.7273 | 9.1827 | 0.8 | 23.5827 | 2.6468 | 66.31 | 0 | 11.8295 | 66.31 | 0 | 0 | 17.603 | 17.603 | 6.8652 | 0 | 6.8652 | 0 | 6.8652
2016-06-02 20:00 | 0 | 19.134 | 0 | 0 | 19.134 | 126.5042 | 0 | 0 | 0 | 0 | 0 | 0 | 0 | 0 | 0 | 0 | 0 | 0 | 19.134 | 19.134 | 7.4623 | 0 | 7.4623 | 0 | 7.4623
2016-06-02 21:00 | 0 | 19.092 | 0 | 0 | 19.092 | 106.4073 | 0 | 0 | 0 | 0 | 0 | 0 | 0 | 0 | 0 | 0 | 0 | 0 | 19.092 | 19.092 | 7.4459 | 0 | 7.4459 | 0 | 7.4459
2016-06-02 22:00 | 0 | 18.31 | 0 | 0 | 18.31 | 87.1337 | 0 | 0 | 0 | 0 | 0 | 0 | 0 | 0 | 0 | 0 | 0 | 0 | 18.31 | 18.31 | 7.1409 | 0 | 7.1409 | 0 | 7.1409
2016-06-02 23:00 | 0 | 16.472 | 0 | 0 | 16.472 | 69.7947 | 0 | 0 | 0 | 0 | 0 | 0 | 0 | 0 | 0 | 0 | 0 | 0 | 16.472 | 16.472 | 6.4241 | 0 | 6.4241 | 0 | 6.4241
2016-06-03 | 0 | 0.839 | 0 | 0 | 13.049 | 68.9116 | 12.21 | 17.39 | 3.7374 | 0.8 | 0 | 0 | 17.39 | 0 | 3.7374 | 0 | 10.173 | 3.391 | 16.44 | 16.44 | 5.0891 | 1.3225 | 6.4116 | 0 | 6.4116
2016-06-03 01:00 | 0 | 0 | 0.089723 | 0 | 11.237 | 68.9968 | 11.3267 | 16.132 | 3.467 | 0.8 | 0 | 0 | 16.132 | 0 | 3.467 | 0 | 9.437 | 3.1457 | 14.3827 | 14.3827 | 4.3824 | 1.2268 | 5.6092 | 0 | 5.6092
2016-06-03 02:00 | 0 | 0.16868 | 0 | 0 | 10.768 | 68.8192 | 10.5993 | 15.096 | 3.2444 | 0.8 | 0 | 0 | 15.096 | 0 | 3.2444 | 0 | 8.831 | 2.9437 | 13.7117 | 13.7117 | 4.1995 | 1.148 | 5.3476 | 0 | 5.3476
2016-06-03 03:00 | 0 | 0.44215 | 0 | 0 | 10.722 | 68.3538 | 10.2799 | 14.641 | 3.1466 | 0.8 | 0 | 0 | 14.641 | 0 | 3.1466 | 0 | 8.565 | 2.855 | 13.577 | 13.577 | 4.1816 | 1.1135 | 5.295 | 0 | 5.295
2016-06-03 04:00 | 0 | 0.35826 | 0 | 0 | 10.438 | 67.9767 | 10.0797 | 14.356 | 3.0853 | 0.8 | 0 | 0 | 14.356 | 0 | 3.0853 | 0 | 8.398 | 2.7993 | 13.2373 | 13.2373 | 4.0708 | 1.0917 | 5.1626 | 0 | 5.1626
2016-06-03 05:00 | 0 | 10.409 | 0 | 0 | 10.409 | 57.0199 | 0 | 0 | 0 | 0 | 0 | 0 | 0 | 0 | 0 | 0 | 0 | 0 | 10.409 | 10.409 | 4.0595 | 0 | 4.0595 | 0 | 4.0595
2016-06-03 06:00 | 0 | 9.296 | 0 | 0 | 9.296 | 47.2346 | 0 | 0 | 0 | 0 | 0 | 0 | 0 | 0 | 0 | 0 | 0 | 0 | 9.296 | 9.296 | 3.6254 | 0 | 3.6254 | 0 | 3.6254
2016-06-03 07:00 | 0 | 8.764 | 0 | 0 | 8.764 | 38.0093 | 0 | 0 | 0 | 0 | 0 | 0 | 0 | 0 | 0 | 0 | 0 | 0 | 8.764 | 8.764 | 3.418 | 0 | 3.418 | 0 | 3.418
2016-06-03 08:00 | 0.06 | 7.264 | 0 | 0 | 7.324 | 30.363 | 0 | 0 | 0 | 0 | 0 | 0 | 0 | 0 | 0 | 0 | 0 | 0 | 7.324 | 7.324 | 2.8564 | 0 | 2.8564 | 0 | 2.8564
2016-06-03 09:00 | 0.48 | 0 | 23.272 | 0 | 7.208 | 52.4714 | 30 | 42.7273 | 9.1827 | 0.8 | 28.9677 | 3.2511 | 71.695 | 0 | 12.4339 | 71.695 | 0 | 0 | 7.208 | 7.208 | 2.8111 | 0 | 2.8111 | 0 | 2.8111
2016-06-03 10:00 | 0.8 | 0 | 23.46 | 0 | 7.34 | 74.7584 | 30 | 42.7273 | 9.1827 | 0.8 | 29.0477 | 3.2601 | 71.775 | 0 | 12.4429 | 71.775 | 0 | 0 | 7.34 | 7.34 | 2.8626 | 0 | 2.8626 | 0 | 2.8626
2016-06-03 11:00 | 0.92 | 0 | 0 | 23.297 | 7.623 | 74.7584 | 30 | 42.7273 | 9.1827 | 0.8 | 28.9757 | 3.252 | 71.703 | 0 | 12.4348 | 71.703 | 0 | 0 | 7.623 | 30.92 | 2.973 | 0 | 2.973 | 9.0858 | 12.0588
2016-06-03 12:00 | 1.02 | 0 | 17.9234 | 0 | 7.984 | 91.7856 | 24.8874 | 35.4457 | 7.6178 | 0.8 | 47.9553 | 5.3822 | 83.401 | 0 | 13 | 71.075 | 7.211 | 2.4037 | 10.3877 | 10.3877 | 3.1138 | 0.93743 | 4.0512 | 0 | 4.0512
2016-06-03 13:00 | 0.97 | 0 | 0 | 16.4704 | 7.75 | 91.7856 | 23.2504 | 33.1142 | 7.1167 | 0.8 | 52.4198 | 5.8833 | 85.534 | 0 | 13 | 70.285 | 8.921 | 2.9737 | 10.7237 | 27.1941 | 3.0225 | 1.1597 | 4.1822 | 6.4235 | 10.6057
2016-06-03 14:00 | 0.87 | 0 | 5.8791 | 0 | 8.471 | 97.3708 | 13.4801 | 19.199 | 4.1262 | 0.8 | 0 | 0 | 19.199 | 0 | 4.1262 | 0 | 11.231 | 3.7437 | 12.2147 | 12.2147 | 3.3037 | 1.46 | 4.7637 | 0 | 4.7637
2016-06-03 15:00 | 0.68 | 0 | 7.046 | 0 | 8.634 | 104.0645 | 15 | 21.3636 | 4.5914 | 0.8 | 69.9284 | 7.8483 | 91.292 | 0 | 12.4397 | 68.154 | 13.536 | 4.512 | 13.146 | 13.146 | 3.3673 | 1.7597 | 5.1269 | 0 | 5.1269
2016-06-03 16:00 | 0.42 | 0 | 6.973 | 0 | 8.447 | 110.6889 | 15 | 21.3636 | 4.5914 | 0.8 | 72.1194 | 8.0942 | 93.483 | 0 | 12.6856 | 67.343 | 15.292 | 5.0973 | 13.5443 | 13.5443 | 3.2943 | 1.988 | 5.2823 | 0 | 5.2823
2016-06-03 17:00 | 0.09 | 0 | 1.2569 | 19.8841 | 8.949 | 111.883 | 30 | 42.7273 | 9.1827 | 0.8 | 24.0497 | 2.6992 | 66.777 | 0 | 11.8819 | 66.777 | 0 | 0 | 8.949 | 28.8331 | 3.4901 | 0 | 3.4901 | 7.7548 | 11.2449
2016-06-03 18:00 | 0.01 | 0 | 19.15 | 0 | 10.86 | 130.0755 | 30 | 42.7273 | 9.1827 | 0.8 | 23.8517 | 2.677 | 66.579 | 0 | 11.8597 | 66.579 | 0 | 0 | 10.86 | 10.86 | 4.2354 | 0 | 4.2354 | 0 | 4.2354
2016-06-03 19:00 | 0 | 0 | 12.942 | 0 | 17.058 | 142.3704 | 30 | 42.7273 | 9.1827 | 0.8 | 23.8297 | 2.6745 | 66.557 | 0 | 11.8572 | 66.557 | 0 | 0 | 17.058 | 17.058 | 6.6526 | 0 | 6.6526 | 0 | 6.6526
2016-06-03 20:00 | 0 | 18.756 | 0 | 0 | 18.756 | 122.6272 | 0 | 0 | 0 | 0 | 0 | 0 | 0 | 0 | 0 | 0 | 0 | 0 | 18.756 | 18.756 | 7.3148 | 0 | 7.3148 | 0 | 7.3148
2016-06-03 21:00 | 0 | 18.485 | 0 | 0 | 18.485 | 103.1693 | 0 | 0 | 0 | 0 | 0 | 0 | 0 | 0 | 0 | 0 | 0 | 0 | 18.485 | 18.485 | 7.2092 | 0 | 7.2092 | 0 | 7.2092
2016-06-03 22:00 | 0 | 17.911 | 0 | 0 | 17.911 | 84.3156 | 0 | 0 | 0 | 0 | 0 | 0 | 0 | 0 | 0 | 0 | 0 | 0 | 17.911 | 17.911 | 6.9853 | 0 | 6.9853 | 0 | 6.9853
2016-06-03 23:00 | 0 | 15.386 | 0 | 0 | 15.386 | 68.1198 | 0 | 0 | 0 | 0 | 0 | 0 | 0 | 0 | 0 | 0 | 0 | 0 | 15.386 | 15.386 | 6.0005 | 0 | 6.0005 | 0 | 6.0005
2016-06-04 | 0 | 1.4088 | 0 | 0 | 13.187 | 66.6369 | 11.7782 | 16.775 | 3.6052 | 0.8 | 0 | 0 | 16.775 | 0 | 3.6052 | 0 | 9.814 | 3.2713 | 16.4583 | 16.4583 | 5.1429 | 1.2758 | 6.4188 | 0 | 6.4188
2016-06-04 01:00 | 0 | 0.26709 | 0 | 0 | 11.261 | 66.3557 | 10.9939 | 15.658 | 3.3651 | 0.8 | 0 | 0 | 15.658 | 0 | 3.3651 | 0 | 9.16 | 3.0533 | 14.3143 | 14.3143 | 4.3918 | 1.1908 | 5.5826 | 0 | 5.5826
2016-06-04 02:00 | 0 | 0 | 0.30504 | 0 | 10.137 | 66.6455 | 10.442 | 14.872 | 3.1962 | 0.8 | 0 | 0 | 14.872 | 0 | 3.1962 | 0 | 8.7 | 2.9 | 13.037 | 13.037 | 3.9534 | 1.131 | 5.0844 | 0 | 5.0844
2016-06-04 03:00 | 0 | 0 | 0.012362 | 0 | 10.403 | 66.6573 | 10.4154 | 14.834 | 3.1881 | 0.8 | 0 | 0 | 14.834 | 0 | 3.1881 | 0 | 8.678 | 2.8927 | 13.2957 | 13.2957 | 4.0572 | 1.1281 | 5.1853 | 0 | 5.1853
2016-06-04 04:00 | 0 | 0.035532 | 0 | 0 | 10.189 | 66.6199 | 10.1535 | 14.461 | 3.1079 | 0.8 | 0 | 0 | 14.461 | 0 | 3.1079 | 0 | 8.459 | 2.8197 | 13.0087 | 13.0087 | 3.9737 | 1.0997 | 5.0734 | 0 | 5.0734
2016-06-04 05:00 | 0 | 9.361 | 0 | 0 | 9.361 | 56.7662 | 0 | 0 | 0 | 0 | 0 | 0 | 0 | 0 | 0 | 0 | 0 | 0 | 9.361 | 9.361 | 3.6508 | 0 | 3.6508 | 0 | 3.6508
2016-06-04 06:00 | 0 | 9.027 | 0 | 0 | 9.027 | 47.2641 | 0 | 0 | 0 | 0 | 0 | 0 | 0 | 0 | 0 | 0 | 0 | 0 | 9.027 | 9.027 | 3.5205 | 0 | 3.5205 | 0 | 3.5205
2016-06-04 07:00 | 0 | 8.472 | 0 | 0 | 8.472 | 38.3462 | 0 | 0 | 0 | 0 | 0 | 0 | 0 | 0 | 0 | 0 | 0 | 0 | 8.472 | 8.472 | 3.3041 | 0 | 3.3041 | 0 | 3.3041
2016-06-04 08:00 | 0.06 | 7.584 | 0 | 0 | 7.644 | 30.363 | 0 | 0 | 0 | 0 | 0 | 0 | 0 | 0 | 0 | 0 | 0 | 0 | 7.644 | 7.644 | 2.9812 | 0 | 2.9812 | 0 | 2.9812
2016-06-04 09:00 | 0.41 | 0 | 22.834 | 0 | 7.576 | 52.0553 | 30 | 42.7273 | 9.1827 | 0.8 | 29.2537 | 3.2832 | 71.981 | 0 | 12.466 | 71.981 | 0 | 0 | 7.576 | 7.576 | 2.9546 | 0 | 2.9546 | 0 | 2.9546
2016-06-04 10:00 | 0.61 | 0 | 13.1138 | 10.0912 | 7.405 | 64.5134 | 30 | 42.7273 | 9.1827 | 0.8 | 29.4007 | 3.2997 | 72.128 | 0 | 12.4825 | 72.128 | 0 | 0 | 7.405 | 17.4962 | 2.888 | 0 | 2.888 | 3.9356 | 6.8235
2016-06-04 11:00 | 0.75 | 0 | 23.523 | 0 | 7.227 | 86.8603 | 30 | 42.7273 | 9.1827 | 0.8 | 29.4467 | 3.3049 | 72.174 | 0 | 12.4876 | 72.174 | 0 | 0 | 7.227 | 7.227 | 2.8185 | 0 | 2.8185 | 0 | 2.8185
2016-06-04 12:00 | 0.83 | 0 | 0 | 19.5112 | 7.418 | 86.8603 | 26.0992 | 37.1715 | 7.9887 | 0.8 | 44.6505 | 5.0113 | 81.822 | 0 | 13 | 71.659 | 5.945 | 1.9817 | 9.3997 | 28.9108 | 2.893 | 0.77285 | 3.6659 | 7.6094 | 11.2752
2016-06-04 13:00 | 0.83 | 0 | 0 | 17.0519 | 7.799 | 86.8603 | 24.0209 | 34.2116 | 7.3526 | 0.8 | 50.3184 | 5.6474 | 84.53 | 0 | 13 | 70.657 | 8.116 | 2.7053 | 10.5043 | 27.5563 | 3.0416 | 1.0551 | 4.0967 | 6.6503 | 10.7469
2016-06-04 14:00 | 0.86 | 0 | 6.644 | 0 | 8.156 | 93.1721 | 13.94 | 19.854 | 4.2669 | 0.8 | 0 | 0 | 19.854 | 0 | 4.2669 | 0 | 11.615 | 3.8717 | 12.0277 | 12.0277 | 3.1808 | 1.5099 | 4.6908 | 0 | 4.6908
2016-06-04 15:00 | 0.7 | 0 | 7.17 | 0 | 8.53 | 99.9836 | 15 | 21.3636 | 4.5914 | 0.8 | 71.0254 | 7.9714 | 92.389 | 0 | 12.5628 | 67.748 | 14.415 | 4.805 | 13.335 | 13.335 | 3.3267 | 1.874 | 5.2007 | 0 | 5.2007
2016-06-04 16:00 | 0.46 | 0 | 6.781 | 0 | 8.679 | 106.4256 | 15 | 21.3636 | 4.5914 | 0.8 | 73.8584 | 8.2894 | 95.222 | 0 | 12.8807 | 66.699 | 16.686 | 5.562 | 14.241 | 14.241 | 3.3848 | 2.1692 | 5.554 | 0 | 5.554
2016-06-04 17:00 | 0.1 | 0 | 21.494 | 0 | 8.606 | 126.8449 | 30 | 42.7273 | 9.1827 | 0.8 | 23.4057 | 2.6269 | 66.133 | 0 | 11.8096 | 66.133 | 0 | 0 | 8.606 | 8.606 | 3.3563 | 0 | 3.3563 | 0 | 3.3563
2016-06-04 18:00 | 0.01 | 0 | 19.134 | 0 | 10.876 | 145.0222 | 30 | 42.7273 | 9.1827 | 0.8 | 23.3037 | 2.6155 | 66.031 | 0 | 11.7982 | 66.031 | 0 | 0 | 10.876 | 10.876 | 4.2416 | 0 | 4.2416 | 0 | 4.2416
2016-06-04 19:00 | 0 | 0 | 0 | 12.705 | 17.295 | 145.0222 | 30 | 42.7273 | 9.1827 | 0.8 | 23.5567 | 2.6439 | 66.284 | 0 | 11.8266 | 66.284 | 0 | 0 | 17.295 | 30 | 6.7451 | 0 | 6.7451 | 4.9549 | 11.7
2016-06-04 20:00 | 0 | 19.342 | 0 | 0 | 19.342 | 124.6622 | 0 | 0 | 0 | 0 | 0 | 0 | 0 | 0 | 0 | 0 | 0 | 0 | 19.342 | 19.342 | 7.5434 | 0 | 7.5434 | 0 | 7.5434
2016-06-04 21:00 | 0 | 18.99 | 0 | 0 | 18.99 | 104.6727 | 0 | 0 | 0 | 0 | 0 | 0 | 0 | 0 | 0 | 0 | 0 | 0 | 18.99 | 18.99 | 7.4061 | 0 | 7.4061 | 0 | 7.4061
2016-06-04 22:00 | 0 | 17.682 | 0 | 0 | 17.682 | 86.06 | 0 | 0 | 0 | 0 | 0 | 0 | 0 | 0 | 0 | 0 | 0 | 0 | 17.682 | 17.682 | 6.896 | 0 | 6.896 | 0 | 6.896
2016-06-04 23:00 | 0 | 14.934 | 0 | 0 | 14.934 | 70.34 | 0 | 0 | 0 | 0 | 0 | 0 | 0 | 0 | 0 | 0 | 0 | 0 | 14.934 | 14.934 | 5.8243 | 0 | 5.8243 | 0 | 5.8243
2016-06-05 | 0 | 1.3295 | 0 | 0 | 12.916 | 68.9406 | 11.5865 | 16.502 | 3.5465 | 0.8 | 0 | 0 | 16.502 | 0 | 3.5465 | 0 | 9.654 | 3.218 | 16.134 | 16.134 | 5.0372 | 1.255 | 6.2923 | 0 | 6.2923
2016-06-05 01:00 | 0 | 0.23651 | 0 | 0 | 10.925 | 68.6916 | 10.6885 | 15.223 | 3.2717 | 0.8 | 0 | 0 | 15.223 | 1.7764e-15 | 3.2717 | 0 | 8.905 | 2.9683 | 13.8933 | 13.8933 | 4.2608 | 1.1577 | 5.4184 | 0 | 5.4184
2016-06-05 02:00 | 0 | 0.33585 | 0 | 0 | 10.384 | 68.3381 | 10.0481 | 14.311 | 3.0757 | 0.8 | 0 | 0 | 14.311 | 0 | 3.0757 | 0 | 8.372 | 2.7907 | 13.1747 | 13.1747 | 4.0498 | 1.0884 | 5.1381 | 0 | 5.1381
2016-06-05 03:00 | 0 | 0.83762 | 0 | 0 | 10.336 | 67.4564 | 9.4984 | 13.528 | 2.9074 | 0.8 | 0 | 0 | 13.528 | 0 | 2.9074 | 0 | 7.914 | 2.638 | 12.974 | 12.974 | 4.031 | 1.0288 | 5.0599 | 0 | 5.0599
2016-06-05 04:00 | 0 | 0.2797 | 0 | 0 | 9.453 | 67.162 | 9.1733 | 13.065 | 2.8079 | 0.8 | 0 | 0 | 13.065 | 1.7764e-15 | 2.8079 | 0 | 7.643 | 2.5477 | 12.0007 | 12.0007 | 3.6867 | 0.99359 | 4.6803 | 0 | 4.6803
2016-06-05 05:00 | 0 | 9.679 | 0 | 0 | 9.679 | 56.9735 | 0 | 0 | 0 | 0 | 0 | 0 | 0 | 0 | 0 | 0 | 0 | 0 | 9.679 | 9.679 | 3.7748 | 0 | 3.7748 | 0 | 3.7748
2016-06-05 06:00 | 0 | 9.462 | 0 | 0 | 9.462 | 47.0135 | 0 | 0 | 0 | 0 | 0 | 0 | 0 | 0 | 0 | 0 | 0 | 0 | 9.462 | 9.462 | 3.6902 | 0 | 3.6902 | 0 | 3.6902
2016-06-05 07:00 | 0 | 8.62 | 0 | 0 | 8.62 | 37.9399 | 0 | 0 | 0 | 0 | 0 | 0 | 0 | 0 | 0 | 0 | 0 | 0 | 8.62 | 8.62 | 3.3618 | 0 | 3.3618 | 0 | 3.3618
2016-06-05 08:00 | 0.08 | 7.198 | 0 | 0 | 7.278 | 30.363 | 0 | 0 | 0 | 0 | 0 | 0 | 0 | 0 | 0 | 0 | 0 | 0 | 7.278 | 7.278 | 2.8384 | 0 | 2.8384 | 0 | 2.8384
2016-06-05 09:00 | 0.39 | 0 | 13.4093 | 9.5807 | 7.4 | 43.1019 | 30 | 42.7273 | 9.1827 | 0.8 | 28.0987 | 3.1536 | 70.826 | 0 | 12.3364 | 70.826 | 0 | 0 | 7.4 | 16.9807 | 2.886 | 0 | 2.886 | 3.7365 | 6.6225
2016-06-05 10:00 | 0.45 | 0 | 23.084 | 0 | 7.366 | 65.0317 | 30 | 42.7273 | 9.1827 | 0.8 | 28.0777 | 3.1513 | 70.805 | 0 | 12.334 | 70.805 | 0 | 0 | 7.366 | 7.366 | 2.8727 | 0 | 2.8727 | 0 | 2.8727
2016-06-05 11:00 | 0.77 | 0 | 0 | 23.426 | 7.344 | 65.0317 | 30 | 42.7273 | 9.1827 | 0.8 | 28.0257 | 3.1454 | 70.753 | 0 | 12.3282 | 70.753 | 0 | 0 | 7.344 | 30.77 | 2.8642 | 0 | 2.8642 | 9.1361 | 12.0003
2016-06-05 12:00 | 0.88 | 0 | 8.262 | 0 | 7.618 | 72.8806 | 15 | 21.3636 | 4.5914 | 0.8 | 65.2694 | 7.3254 | 86.633 | 0 | 11.9168 | 69.878 | 9.802 | 3.2673 | 10.8853 | 10.8853 | 2.971 | 1.2743 | 4.2453 | 0 | 4.2453
2016-06-05 13:00 | 0.91 | 0 | 7.875 | 0 | 8.035 | 80.3618 | 15 | 21.3636 | 4.5914 | 0.8 | 68.1334 | 7.6468 | 89.497 | 0 | 12.2382 | 68.818 | 12.097 | 4.0323 | 12.0673 | 12.0673 | 3.1336 | 1.5726 | 4.7063 | 0 | 4.7063
2016-06-05 14:00 | 0.83 | 0 | 15.352 | 0 | 7.978 | 94.9462 | 22.5 | 32.0455 | 6.8871 | 0.68699 | 0 | 0 | 24.34 | 7.7055 | 6.8871 | 0 | 14.239 | 4.7463 | 12.7243 | 12.7243 | 3.1114 | 1.8511 | 4.9625 | 0 | 4.9625
2016-06-05 15:00 | 0.63 | 0 | 0 | 7.554 | 8.076 | 94.9462 | 15 | 21.3636 | 4.5914 | 0.8 | 72.6884 | 8.1581 | 94.052 | 0 | 12.7494 | 67.132 | 15.748 | 5.2493 | 13.3253 | 20.8793 | 3.1496 | 2.0472 | 5.1969 | 2.9461 | 8.1429
2016-06-05 16:00 | 0.4 | 0 | 7.423 | 0 | 7.977 | 101.9981 | 15 | 21.3636 | 4.5914 | 0.8 | 73.7204 | 8.2739 | 95.084 | 0 | 12.8653 | 66.75 | 16.576 | 5.5253 | 13.5023 | 13.5023 | 3.111 | 2.1549 | 5.2659 | 0 | 5.2659
2016-06-05 17:00 | 0.09 | 0 | 21.491 | 0 | 8.599 | 122.4145 | 30 | 42.7273 | 9.1827 | 0.8 | 23.7987 | 2.671 | 66.526 | 0 | 11.8537 | 66.526 | 0 | 0 | 8.599 | 8.599 | 3.3536 | 0 | 3.3536 | 0 | 3.3536
2016-06-05 18:00 | 0.02 | 0 | 19.012 | 0 | 11.008 | 140.4759 | 30 | 42.7273 | 9.1827 | 0.8 | 24.0467 | 2.6988 | 66.774 | 0 | 11.8816 | 66.774 | 0 | 0 | 11.008 | 11.008 | 4.2931 | 0 | 4.2931 | 0 | 4.2931
2016-06-05 19:00 | 0 | 0 | 11.936 | 0 | 18.064 | 151.8151 | 30 | 42.7273 | 9.1827 | 0.8 | 24.4967 | 2.7494 | 67.224 | 0 | 11.9321 | 67.224 | 0 | 0 | 18.064 | 18.064 | 7.045 | 0 | 7.045 | 0 | 7.045
2016-06-05 20:00 | 0 | 19.626 | 0 | 0 | 19.626 | 131.1562 | 0 | 0 | 0 | 0 | 0 | 0 | 0 | 0 | 0 | 0 | 0 | 0 | 19.626 | 19.626 | 7.6541 | 0 | 7.6541 | 0 | 7.6541
2016-06-05 21:00 | 0 | 19.46 | 0 | 0 | 19.46 | 110.672 | 0 | 0 | 0 | 0 | 0 | 0 | 0 | 0 | 0 | 0 | 0 | 0 | 19.46 | 19.46 | 7.5894 | 0 | 7.5894 | 0 | 7.5894
2016-06-05 22:00 | 0 | 18.391 | 0 | 0 | 18.391 | 91.313 | 0 | 0 | 0 | 0 | 0 | 0 | 0 | 0 | 0 | 0 | 0 | 0 | 18.391 | 18.391 | 7.1725 | 0 | 7.1725 | 0 | 7.1725
2016-06-05 23:00 | 0 | 15.325 | 0 | 0 | 15.325 | 75.1814 | 0 | 0 | 0 | 0 | 0 | 0 | 0 | 0 | 0 | 0 | 0 | 0 | 15.325 | 15.325 | 5.9768 | 0 | 5.9768 | 0 | 5.9768
2016-06-06 | 0 | 0.2726 | 0 | 0 | 12.682 | 74.8945 | 12.4094 | 17.674 | 3.7984 | 0.8 | 0 | 0 | 17.674 | 0 | 3.7984 | 0 | 10.339 | 3.4463 | 16.1283 | 16.1283 | 4.946 | 1.3441 | 6.2901 | 0 | 6.2901
2016-06-06 01:00 | 0 | 0 | 1.0078 | 0 | 10.795 | 75.8519 | 11.8028 | 16.81 | 3.6127 | 0.8 | 0 | 0 | 16.81 | 0 | 3.6127 | 0 | 9.834 | 3.278 | 14.073 | 14.073 | 4.21 | 1.2784 | 5.4885 | 0 | 5.4885
2016-06-06 02:00 | 0 | 0 | 0 | 1.2188 | 10.004 | 75.8519 | 11.2228 | 15.984 | 3.4352 | 0.8 | 0 | 0 | 15.984 | 0 | 3.4352 | 0 | 9.35 | 3.1167 | 13.1207 | 14.3395 | 3.9016 | 1.2155 | 5.1171 | 0.47534 | 5.5924
2016-06-06 03:00 | 0 | 0 | 0 | 1.4913 | 9.358 | 75.8519 | 10.8493 | 15.452 | 3.3209 | 0.8 | 0 | 0 | 15.452 | 0 | 3.3209 | 0 | 9.039 | 3.013 | 12.371 | 13.8623 | 3.6496 | 1.1751 | 4.8247 | 0.5816 | 5.4063
2016-06-06 04:00 | 0 | 0 | 0.98296 | 0 | 9.662 | 76.7857 | 10.645 | 15.161 | 3.2583 | 0.8 | 0 | 0 | 15.161 | 0 | 3.2583 | 0 | 8.869 | 2.9563 | 12.6183 | 12.6183 | 3.7682 | 1.153 | 4.9212 | 0 | 4.9212
2016-06-06 05:00 | 0 | 9.612 | 0 | 0 | 9.612 | 66.6678 | 0 | 0 | 0 | 0 | 0 | 0 | 0 | 0 | 0 | 0 | 0 | 0 | 9.612 | 9.612 | 3.7487 | 0 | 3.7487 | 0 | 3.7487
2016-06-06 06:00 | 0 | 9.609 | 0 | 0 | 9.609 | 56.553 | 0 | 0 | 0 | 0 | 0 | 0 | 0 | 0 | 0 | 0 | 0 | 0 | 9.609 | 9.609 | 3.7475 | 0 | 3.7475 | 0 | 3.7475
2016-06-06 07:00 | 0 | 9.209 | 0 | 0 | 9.209 | 46.8594 | 0 | 0 | 0 | 0 | 0 | 0 | 0 | 0 | 0 | 0 | 0 | 0 | 9.209 | 9.209 | 3.5915 | 0 | 3.5915 | 0 | 3.5915
2016-06-06 08:00 | 0.06 | 7.891 | 0 | 0 | 7.951 | 38.553 | 0 | 0 | 0 | 0 | 0 | 0 | 0 | 0 | 0 | 0 | 0 | 0 | 7.951 | 7.951 | 3.1009 | 0 | 3.1009 | 0 | 3.1009
2016-06-06 09:00 | 0.45 | 0 | 22.901 | 0 | 7.549 | 60.309 | 30 | 42.7273 | 9.1827 | 0.8 | 28.0417 | 3.1472 | 70.769 | 0 | 12.33 | 70.769 | 0 | 0 | 7.549 | 7.549 | 2.9441 | 0 | 2.9441 | 0 | 2.9441
2016-06-06 10:00 | 0.68 | 0 | 23.412 | 0 | 7.268 | 82.5504 | 30 | 42.7273 | 9.1827 | 0.8 | 28.1747 | 3.1621 | 70.902 | 0 | 12.3449 | 70.902 | 0 | 0 | 7.268 | 7.268 | 2.8345 | 0 | 2.8345 | 0 | 2.8345
2016-06-06 11:00 | 0.78 | 0 | 0 | 23.555 | 7.225 | 82.5504 | 30 | 42.7273 | 9.1827 | 0.8 | 28.1957 | 3.1645 | 70.923 | 0 | 12.3472 | 70.923 | 0 | 0 | 7.225 | 30.78 | 2.8178 | 0 | 2.8178 | 9.1865 | 12.0042
2016-06-06 12:00 | 0.8 | 0 | 0 | 16.4462 | 7.255 | 82.5504 | 22.9012 | 32.6169 | 7.0099 | 0.8 | 53.3721 | 5.9901 | 85.989 | 0 | 13 | 70.117 | 9.285 | 3.095 | 10.35 | 26.7962 | 2.8295 | 1.207 | 4.0365 | 6.414 | 10.4505
2016-06-06 13:00 | 0.67 | 0 | 7.876 | 0 | 7.794 | 90.0326 | 15 | 21.3636 | 4.5914 | 0.8 | 68.1654 | 7.6504 | 89.529 | 0 | 12.2418 | 68.807 | 12.122 | 4.0407 | 11.8347 | 11.8347 | 3.0397 | 1.5759 | 4.6155 | 0 | 4.6155
2016-06-06 14:00 | 0.66 | 0 | 14.955 | 0 | 8.205 | 104.2398 | 22.5 | 32.0455 | 6.8871 | 0.69687 | 0 | 0 | 25.014 | 7.0315 | 6.8871 | 0 | 14.633 | 4.8777 | 13.0827 | 13.0827 | 3.1999 | 1.9023 | 5.1022 | 0 | 5.1022
2016-06-06 15:00 | 0.49 | 0 | 6.964 | 0 | 8.526 | 110.8556 | 15 | 21.3636 | 4.5914 | 0.8 | 73.4444 | 8.2429 | 94.808 | 0 | 12.8343 | 66.852 | 16.354 | 5.4513 | 13.9773 | 13.9773 | 3.3251 | 2.126 | 5.4512 | 0 | 5.4512
2016-06-06 16:00 | 0.21 | 0 | 6.816 | 0 | 8.394 | 117.3308 | 15 | 21.3636 | 4.5914 | 0.8 | 74.6114 | 8.3739 | 95.975 | 0 | 12.9653 | 66.42 | 17.289 | 5.763 | 14.157 | 14.157 | 3.2737 | 2.2476 | 5.5212 | 0 | 5.5212
2016-06-06 17:00 | 0.1 | 0 | 20.972 | 0 | 9.128 | 137.2542 | 30 | 42.7273 | 9.1827 | 0.8 | 23.4447 | 2.6313 | 66.172 | 0 | 11.814 | 66.172 | 0 | 0 | 9.128 | 9.128 | 3.5599 | 0 | 3.5599 | 0 | 3.5599
2016-06-06 18:00 | 0.01 | 0 | 3.8892 | 14.6238 | 11.497 | 140.949 | 30 | 42.7273 | 9.1827 | 0.8 | 23.4757 | 2.6348 | 66.203 | 0 | 11.8175 | 66.203 | 0 | 0 | 11.497 | 26.1208 | 4.4838 | 0 | 4.4838 | 5.7033 | 10.1871
2016-06-06 19:00 | 0 | 0 | 11.438 | 0 | 18.562 | 151.8151 | 30 | 42.7273 | 9.1827 | 0.8 | 23.5857 | 2.6471 | 66.313 | 0 | 11.8298 | 66.313 | 0 | 0 | 18.562 | 18.562 | 7.2392 | 0 | 7.2392 | 0 | 7.2392
2016-06-06 20:00 | 0 | 19.424 | 0 | 0 | 19.424 | 131.3688 | 0 | 0 | 0 | 0 | 0 | 0 | 0 | 0 | 0 | 0 | 0 | 0 | 19.424 | 19.424 | 7.5754 | 0 | 7.5754 | 0 | 7.5754
2016-06-06 21:00 | 0 | 19.438 | 0 | 0 | 19.438 | 110.9077 | 0 | 0 | 0 | 0 | 0 | 0 | 0 | 0 | 0 | 0 | 0 | 0 | 19.438 | 19.438 | 7.5808 | 0 | 7.5808 | 0 | 7.5808
2016-06-06 22:00 | 0 | 17.939 | 0 | 0 | 17.939 | 92.0246 | 0 | 0 | 0 | 0 | 0 | 0 | 0 | 0 | 0 | 0 | 0 | 0 | 17.939 | 17.939 | 6.9962 | 0 | 6.9962 | 0 | 6.9962
2016-06-06 23:00 | 0 | 14.913 | 0 | 0 | 14.913 | 76.3267 | 0 | 0 | 0 | 0 | 0 | 0 | 0 | 0 | 0 | 0 | 0 | 0 | 14.913 | 14.913 | 5.8161 | 0 | 5.8161 | 0 | 5.8161
2016-06-07 | 0 | 0 | 1.2969 | 0 | 12.125 | 77.5587 | 13.4219 | 19.116 | 4.1083 | 0.8 | 0 | 0 | 19.116 | 0 | 4.1083 | 0 | 11.183 | 3.7277 | 15.8527 | 15.8527 | 4.7287 | 1.4538 | 6.1825 | 0 | 6.1825
2016-06-07 01:00 | 0 | 0 | 2.3611 | 0 | 10.24 | 79.8018 | 12.6011 | 17.947 | 3.8571 | 0.8 | 0 | 0 | 17.947 | 0 | 3.8571 | 0 | 10.499 | 3.4997 | 13.7397 | 13.7397 | 3.9936 | 1.3649 | 5.3585 | 0 | 5.3585
2016-06-07 02:00 | 0 | 0 | 0 | 2.1184 | 9.777 | 79.8018 | 11.8954 | 16.942 | 3.6411 | 0.8 | 0 | 0 | 16.942 | 0 | 3.6411 | 0 | 9.911 | 3.3037 | 13.0807 | 15.1991 | 3.813 | 1.2884 | 5.1015 | 0.82619 | 5.9277
2016-06-07 03:00 | 0 | 0 | 1.3945 | 0 | 9.815 | 81.1265 | 11.2095 | 15.965 | 3.4311 | 0.8 | 0 | 0 | 15.965 | 0 | 3.4311 | 0 | 9.339 | 3.113 | 12.928 | 12.928 | 3.8279 | 1.2141 | 5.0419 | 0 | 5.0419
2016-06-07 04:00 | 0 | 0 | 1.3546 | 0 | 9.185 | 82.4134 | 10.5396 | 15.011 | 3.2261 | 0.8 | 0 | 0 | 15.011 | 1.7764e-15 | 3.2261 | 0 | 8.782 | 2.9273 | 12.1123 | 12.1123 | 3.5821 | 1.1417 | 4.7238 | 0 | 4.7238
2016-06-07 05:00 | 0 | 9.08 | 0 | 0 | 9.08 | 72.8555 | 0 | 0 | 0 | 0 | 0 | 0 | 0 | 0 | 0 | 0 | 0 | 0 | 9.08 | 9.08 | 3.5412 | 0 | 3.5412 | 0 | 3.5412
2016-06-07 06:00 | 0 | 9.064 | 0 | 0 | 9.064 | 63.3145 | 0 | 0 | 0 | 0 | 0 | 0 | 0 | 0 | 0 | 0 | 0 | 0 | 9.064 | 9.064 | 3.535 | 0 | 3.535 | 0 | 3.535
2016-06-07 07:00 | 0 | 8.888 | 0 | 0 | 8.888 | 53.9587 | 0 | 0 | 0 | 0 | 0 | 0 | 0 | 0 | 0 | 0 | 0 | 0 | 8.888 | 8.888 | 3.4663 | 0 | 3.4663 | 0 | 3.4663
2016-06-07 08:00 | 0.07 | 7.555 | 0 | 0 | 7.625 | 46.006 | 0 | 0 | 0 | 0 | 0 | 0 | 0 | 0 | 0 | 0 | 0 | 0 | 7.625 | 7.625 | 2.9737 | 0 | 2.9737 | 0 | 2.9737
2016-06-07 09:00 | 0.49 | 0 | 3.8801 | 18.8529 | 7.757 | 49.6921 | 30 | 42.7273 | 9.1827 | 0.8 | 28.6797 | 3.2188 | 71.407 | 0 | 12.4016 | 71.407 | 0 | 0 | 7.757 | 26.6099 | 3.0252 | 0 | 3.0252 | 7.3526 | 10.3779
2016-06-07 10:00 | 0.82 | 0 | 0 | 23.056 | 7.764 | 49.6921 | 30 | 42.7273 | 9.1827 | 0.8 | 28.8437 | 3.2372 | 71.571 | 0 | 12.42 | 71.571 | 0 | 0 | 7.764 | 30.82 | 3.028 | 0 | 3.028 | 8.9918 | 12.0198
2016-06-07 11:00 | 1.01 | 0 | 23.289 | 0 | 7.721 | 71.8167 | 30 | 42.7273 | 9.1827 | 0.8 | 28.6867 | 3.2196 | 71.414 | 0 | 12.4023 | 71.414 | 0 | 0 | 7.721 | 7.721 | 3.0112 | 0 | 3.0112 | 0 | 3.0112
2016-06-07 12:00 | 1.04 | 0 | 16.1459 | 0 | 7.704 | 87.1553 | 22.8099 | 32.4868 | 6.9819 | 0.8 | 53.6212 | 6.0181 | 86.108 | 0 | 13 | 70.073 | 9.381 | 3.127 | 10.831 | 10.831 | 3.0046 | 1.2195 | 4.2241 | 0 | 4.2241
2016-06-07 13:00 | 0.94 | 0 | 8.114 | 0 | 7.826 | 94.8636 | 15 | 21.3636 | 4.5914 | 0.8 | 67.5854 | 7.5853 | 88.949 | 0 | 12.1767 | 69.021 | 11.658 | 3.886 | 11.712 | 11.712 | 3.0521 | 1.5155 | 4.5677 | 0 | 4.5677
2016-06-07 14:00 | 0.83 | 0 | 7.556 | 0 | 8.274 | 102.0418 | 15 | 21.3636 | 4.5914 | 0.8 | 1.7074 | 0.19162 | 23.071 | 0 | 4.783 | 0 | 13.497 | 4.499 | 12.773 | 12.773 | 3.2269 | 1.7546 | 4.9815 | 0 | 4.9815
2016-06-07 15:00 | 0.53 | 0 | 6.761 | 0 | 8.769 | 108.4647 | 15 | 21.3636 | 4.5914 | 0.8 | 71.6704 | 8.0438 | 93.034 | 0 | 12.6352 | 67.509 | 14.932 | 4.9773 | 13.7463 | 13.7463 | 3.4199 | 1.9412 | 5.3611 | 0 | 5.3611
2016-06-07 16:00 | 0.34 | 0 | 6.437 | 0 | 8.903 | 114.5799 | 15 | 21.3636 | 4.5914 | 0.8 | 73.1994 | 8.2154 | 94.563 | 0 | 12.8068 | 66.943 | 16.158 | 5.386 | 14.289 | 14.289 | 3.4722 | 2.1005 | 5.5727 | 0 | 5.5727
2016-06-07 17:00 | 0.14 | 0 | 20.822 | 0 | 9.318 | 134.3608 | 30 | 42.7273 | 9.1827 | 0.8 | 24.0007 | 2.6937 | 66.728 | 0 | 11.8764 | 66.728 | 0 | 0 | 9.318 | 9.318 | 3.634 | 0 | 3.634 | 0 | 3.634
2016-06-07 18:00 | 0.02 | 0 | 18.373 | 0 | 11.647 | 151.8151 | 30 | 42.7273 | 9.1827 | 0.8 | 24.1447 | 2.7098 | 66.872 | 0 | 11.8926 | 66.872 | 0 | 0 | 11.647 | 11.647 | 4.5423 | 0 | 4.5423 | 0 | 4.5423
2016-06-07 19:00 | 0 | 0 | 0 | 11.84 | 18.16 | 151.8151 | 30 | 42.7273 | 9.1827 | 0.8 | 24.6407 | 2.7655 | 67.368 | 0 | 11.9483 | 67.368 | 0 | 0 | 18.16 | 30 | 7.0824 | 0 | 7.0824 | 4.6176 | 11.7
2016-06-07 20:00 | 0 | 20.057 | 0 | 0 | 20.057 | 130.7025 | 0 | 0 | 0 | 0 | 0 | 0 | 0 | 0 | 0 | 0 | 0 | 0 | 20.057 | 20.057 | 7.8222 | 0 | 7.8222 | 0 | 7.8222
2016-06-07 21:00 | 0 | 20.476 | 0 | 0 | 20.476 | 109.1488 | 0 | 0 | 0 | 0 | 0 | 0 | 0 | 0 | 0 | 0 | 0 | 0 | 20.476 | 20.476 | 7.9856 | 0 | 7.9856 | 0 | 7.9856
2016-06-07 22:00 | 0 | 18.251 | 0 | 0 | 18.251 | 89.9372 | 0 | 0 | 0 | 0 | 0 | 0 | 0 | 0 | 0 | 0 | 0 | 0 | 18.251 | 18.251 | 7.1179 | 0 | 7.1179 | 0 | 7.1179
2016-06-07 23:00 | 0 | 15.42 | 0 | 0 | 15.42 | 73.7056 | 0 | 0 | 0 | 0 | 0 | 0 | 0 | 0 | 0 | 0 | 0 | 0 | 15.42 | 15.42 | 6.0138 | 0 | 6.0138 | 0 | 6.0138
2016-06-08 | 0 | 1.6201 | 0 | 0 | 12.449 | 72.0003 | 10.8289 | 15.423 | 3.3146 | 0.8 | 0 | 0 | 15.423 | 1.7764e-15 | 3.3146 | 0 | 9.022 | 3.0073 | 15.4563 | 15.4563 | 4.8551 | 1.1729 | 6.028 | 0 | 6.028
2016-06-08 01:00 | 0 | 0.74206 | 0 | 0 | 10.72 | 71.2192 | 9.9779 | 14.211 | 3.0542 | 0.8 | 0 | 0 | 14.211 | 0 | 3.0542 | 0 | 8.313 | 2.771 | 13.491 | 13.491 | 4.1808 | 1.0807 | 5.2615 | 0 | 5.2615
2016-06-08 02:00 | 0 | 0.48249 | 0 | 0 | 9.891 | 70.7113 | 9.4085 | 13.4 | 2.8799 | 0.8 | 0 | 0 | 13.4 | 1.7764e-15 | 2.8799 | 0 | 7.839 | 2.613 | 12.504 | 12.504 | 3.8575 | 1.0191 | 4.8766 | 0 | 4.8766
2016-06-08 03:00 | 0 | 1.1078 | 0 | 0 | 10.147 | 69.5452 | 9.0392 | 12.874 | 2.7668 | 0.8 | 0 | 0 | 12.874 | 0 | 2.7668 | 0 | 7.531 | 2.5103 | 12.6573 | 12.6573 | 3.9573 | 0.97903 | 4.9364 | 0 | 4.9364
2016-06-08 04:00 | 0 | 1.4745 | 0 | 0 | 10.157 | 67.9931 | 8.6825 | 12.366 | 2.6576 | 0.8 | 0 | 0 | 12.366 | 0 | 2.6576 | 0 | 7.234 | 2.4113 | 12.5683 | 12.5683 | 3.9612 | 0.94042 | 4.9017 | 0 | 4.9017
2016-06-08 05:00 | 0 | 10.118 | 0 | 0 | 10.118 | 57.3426 | 0 | 0 | 0 | 0 | 0 | 0 | 0 | 0 | 0 | 0 | 0 | 0 | 10.118 | 10.118 | 3.946 | 0 | 3.946 | 0 | 3.946
2016-06-08 06:00 | 0 | 9.311 | 0 | 0 | 9.311 | 47.5415 | 0 | 0 | 0 | 0 | 0 | 0 | 0 | 0 | 0 | 0 | 0 | 0 | 9.311 | 9.311 | 3.6313 | 0 | 3.6313 | 0 | 3.6313
2016-06-08 07:00 | 0 | 8.639 | 0 | 0 | 8.639 | 38.4478 | 0 | 0 | 0 | 0 | 0 | 0 | 0 | 0 | 0 | 0 | 0 | 0 | 8.639 | 8.639 | 3.3692 | 0 | 3.3692 | 0 | 3.3692
2016-06-08 08:00 | 0.1 | 7.307 | 0 | 0 | 7.407 | 30.7562 | 0 | 0 | 0 | 0 | 0 | 0 | 0 | 0 | 0 | 0 | 0 | 0 | 7.407 | 7.407 | 2.8887 | 0 | 2.8887 | 0 | 2.8887
2016-06-08 09:00 | 0.34 | 0 | 22.876 | 0 | 7.464 | 52.4884 | 30 | 42.7273 | 9.1827 | 0.8 | 29.1187 | 3.2681 | 71.846 | 0 | 12.4508 | 71.846 | 0 | 0 | 7.464 | 7.464 | 2.911 | 0 | 2.911 | 0 | 2.911
2016-06-08 10:00 | 0.67 | 0 | 9.2674 | 14.0586 | 7.344 | 61.2925 | 30 | 42.7273 | 9.1827 | 0.8 | 29.2857 | 3.2868 | 72.013 | 0 | 12.4696 | 72.013 | 0 | 0 | 7.344 | 21.4026 | 2.8642 | 0 | 2.8642 | 5.4828 | 8.347
2016-06-08 11:00 | 0.88 | 0 | 23.514 | 0 | 7.366 | 83.6308 | 30 | 42.7273 | 9.1827 | 0.8 | 29.2397 | 3.2817 | 71.967 | 0 | 12.4644 | 71.967 | 0 | 0 | 7.366 | 7.366 | 2.8727 | 0 | 2.8727 | 0 | 2.8727
2016-06-08 12:00 | 1.03 | 0 | 18.177 | 0 | 7.689 | 100.8989 | 24.836 | 35.3724 | 7.6021 | 0.8 | 48.0956 | 5.3979 | 83.468 | 0 | 13 | 71.05 | 7.264 | 2.4213 | 10.1103 | 10.1103 | 2.9987 | 0.94432 | 3.943 | 0 | 3.943
2016-06-08 13:00 | 1.01 | 0 | 7.922 | 0 | 8.088 | 108.4248 | 15 | 21.3636 | 4.5914 | 0.8 | 65.4904 | 7.3502 | 86.854 | 0 | 11.9416 | 69.797 | 9.979 | 3.3263 | 11.4143 | 11.4143 | 3.1543 | 1.2973 | 4.4516 | 0 | 4.4516
2016-06-08 14:00 | 0.78 | 0 | 7.021 | 0 | 8.759 | 115.0948 | 15 | 21.3636 | 4.5914 | 0.8 | 0.82636 | 0.092746 | 22.19 | 0 | 4.6841 | 0 | 12.981 | 4.327 | 13.086 | 13.086 | 3.416 | 1.6875 | 5.1035 | 0 | 5.1035
2016-06-08 15:00 | 0.6 | 0 | 0 | 6.484 | 9.116 | 115.0948 | 15 | 21.3636 | 4.5914 | 0.8 | 72.3524 | 8.1204 | 93.716 | 0 | 12.7117 | 67.256 | 15.479 | 5.1597 | 14.2757 | 20.7597 | 3.5552 | 2.0123 | 5.5675 | 2.5288 | 8.0963
2016-06-08 16:00 | 0.4 | 0 | 6.502 | 0 | 8.898 | 121.2717 | 15 | 21.3636 | 4.5914 | 0.8 | 74.2984 | 8.3388 | 95.662 | 0 | 12.9301 | 66.536 | 17.039 | 5.6797 | 14.5777 | 14.5777 | 3.4702 | 2.2151 | 5.6853 | 0 | 5.6853
2016-06-08 17:00 | 0.08 | 0 | 0 | 20.961 | 9.119 | 121.2717 | 30 | 42.7273 | 9.1827 | 0.8 | 23.4667 | 2.6338 | 66.194 | 0 | 11.8165 | 66.194 | 0 | 0 | 9.119 | 30.08 | 3.5564 | 0 | 3.5564 | 8.1748 | 11.7312
2016-06-08 18:00 | 0.01 | 0 | 18.681 | 0 | 11.329 | 139.0186 | 30 | 42.7273 | 9.1827 | 0.8 | 23.4947 | 2.6369 | 66.222 | 0 | 11.8196 | 66.222 | 0 | 0 | 11.329 | 11.329 | 4.4183 | 0 | 4.4183 | 0 | 4.4183
2016-06-08 19:00 | 0 | 0 | 13.47 | 0 | 16.53 | 151.8151 | 30 | 42.7273 | 9.1827 | 0.8 | 24.0097 | 2.6947 | 66.737 | 0 | 11.8774 | 66.737 | 0 | 0 | 16.53 | 16.53 | 6.4467 | 0 | 6.4467 | 0 | 6.4467
2016-06-08 20:00 | 0 | 18.792 | 0 | 0 | 18.792 | 132.0341 | 0 | 0 | 0 | 0 | 0 | 0 | 0 | 0 | 0 | 0 | 0 | 0 | 18.792 | 18.792 | 7.3289 | 0 | 7.3289 | 0 | 7.3289
2016-06-08 21:00 | 0 | 19.129 | 0 | 0 | 19.129 | 111.8983 | 0 | 0 | 0 | 0 | 0 | 0 | 0 | 0 | 0 | 0 | 0 | 0 | 19.129 | 19.129 | 7.4603 | 0 | 7.4603 | 0 | 7.4603
2016-06-08 22:00 | 0 | 17.914 | 0 | 0 | 17.914 | 93.0414 | 0 | 0 | 0 | 0 | 0 | 0 | 0 | 0 | 0 | 0 | 0 | 0 | 17.914 | 17.914 | 6.9865 | 0 | 6.9865 | 0 | 6.9865
2016-06-08 23:00 | 0 | 16.221 | 0 | 0 | 16.221 | 75.9667 | 0 | 0 | 0 | 0 | 0 | 0 | 0 | 0 | 0 | 0 | 0 | 0 | 16.221 | 16.221 | 6.3262 | 0 | 6.3262 | 0 | 6.3262
2016-06-09 | 0 | 2.2501 | 0 | 0 | 13.435 | 73.5982 | 11.1849 | 15.93 | 3.4236 | 0.8 | 0 | 0 | 15.93 | 0 | 3.4236 | 0 | 9.319 | 3.1063 | 16.5413 | 16.5413 | 5.2397 | 1.2115 | 6.4511 | 0 | 6.4511
2016-06-09 01:00 | 0 | 0.80915 | 0 | 0 | 11.221 | 72.7464 | 10.4119 | 14.829 | 3.187 | 0.8 | 0 | 0 | 14.829 | 0 | 3.187 | 0 | 8.675 | 2.8917 | 14.1127 | 14.1127 | 4.3762 | 1.1278 | 5.5039 | 0 | 5.5039
2016-06-09 02:00 | 0 | 0.84896 | 0 | 0 | 10.631 | 71.8528 | 9.782 | 13.932 | 2.9942 | 0.8 | 0 | 0 | 13.932 | 0 | 2.9942 | 0 | 8.15 | 2.7167 | 13.3477 | 13.3477 | 4.1461 | 1.0595 | 5.2056 | 0 | 5.2056
2016-06-09 03:00 | 0 | 1.1844 | 0 | 0 | 10.383 | 70.606 | 9.1986 | 13.101 | 2.8156 | 0.8 | 0 | 0 | 13.101 | 1.7764e-15 | 2.8156 | 0 | 7.664 | 2.5547 | 12.9377 | 12.9377 | 4.0494 | 0.99632 | 5.0457 | 0 | 5.0457
2016-06-09 04:00 | 0 | 2.0999 | 0 | 0 | 10.531 | 68.3957 | 8.4311 | 12.008 | 2.5807 | 0.8 | 0 | 0 | 12.008 | 0 | 2.5807 | 0 | 7.025 | 2.3417 | 12.8727 | 12.8727 | 4.1071 | 0.91325 | 5.0203 | 0 | 5.0203
2016-06-09 05:00 | 0 | 10.097 | 0 | 0 | 10.097 | 57.7672 | 0 | 0 | 0 | 0 | 0 | 0 | 0 | 0 | 0 | 0 | 0 | 0 | 10.097 | 10.097 | 3.9378 | 0 | 3.9378 | 0 | 3.9378
2016-06-09 06:00 | 0 | 10.045 | 0 | 0 | 10.045 | 47.1935 | 0 | 0 | 0 | 0 | 0 | 0 | 0 | 0 | 0 | 0 | 0 | 0 | 10.045 | 10.045 | 3.9175 | 0 | 3.9175 | 0 | 3.9175
2016-06-09 07:00 | 0 | 9.025 | 0 | 0 | 9.025 | 37.6935 | 0 | 0 | 0 | 0 | 0 | 0 | 0 | 0 | 0 | 0 | 0 | 0 | 9.025 | 9.025 | 3.5198 | 0 | 3.5198 | 0 | 3.5198
2016-06-09 08:00 | 0.08 | 6.964 | 0 | 0 | 7.044 | 30.363 | 0 | 0 | 0 | 0 | 0 | 0 | 0 | 0 | 0 | 0 | 0 | 0 | 7.044 | 7.044 | 2.7472 | 0 | 2.7472 | 0 | 2.7472
2016-06-09 09:00 | 0.36 | 0 | 23.665 | 0 | 6.695 | 52.8448 | 30 | 42.7273 | 9.1827 | 0.8 | 29.1607 | 3.2728 | 71.888 | 0 | 12.4555 | 71.888 | 0 | 0 | 6.695 | 6.695 | 2.6111 | 0 | 2.6111 | 0 | 2.6111
2016-06-09 10:00 | 0.69 | 0 | 24.054 | 0 | 6.636 | 75.6961 | 30 | 42.7273 | 9.1827 | 0.8 | 29.2267 | 3.2802 | 71.954 | 0 | 12.463 | 71.954 | 0 | 0 | 6.636 | 6.636 | 2.588 | 0 | 2.588 | 0 | 2.588
2016-06-09 11:00 | 0.76 | 0 | 24.002 | 0 | 6.758 | 98.498 | 30 | 42.7273 | 9.1827 | 0.8 | 29.1717 | 3.274 | 71.899 | 0 | 12.4568 | 71.899 | 0 | 0 | 6.758 | 6.758 | 2.6356 | 0 | 2.6356 | 0 | 2.6356
2016-06-09 12:00 | 0.99 | 0 | 0 | 17.5887 | 7.238 | 98.498 | 23.8367 | 33.9493 | 7.2962 | 0.8 | 50.8207 | 5.7038 | 84.77 | 0 | 13 | 70.568 | 8.308 | 2.7693 | 10.0073 | 27.5961 | 2.8228 | 1.08 | 3.9029 | 6.8596 | 10.7625
2016-06-09 13:00 | 1.15 | 0 | 8.66 | 0 | 7.49 | 106.725 | 15 | 21.3636 | 4.5914 | 0.8 | 67.8124 | 7.6108 | 89.176 | 0 | 12.2022 | 68.937 | 11.839 | 3.9463 | 11.4363 | 11.4363 | 2.9211 | 1.5391 | 4.4602 | 0 | 4.4602
2016-06-09 14:00 | 0.93 | 0 | 15.283 | 0 | 8.147 | 121.2438 | 22.5 | 32.0455 | 6.8871 | 0.7003 | 0 | 0 | 25.248 | 6.7975 | 6.8871 | 0 | 14.77 | 4.9233 | 13.0703 | 13.0703 | 3.1773 | 1.9201 | 5.0974 | 0 | 5.0974
2016-06-09 15:00 | 0.68 | 0 | 6.969 | 0 | 8.711 | 127.8644 | 15 | 21.3636 | 4.5914 | 0.8 | 74.0884 | 8.3152 | 95.452 | 0 | 12.9066 | 66.614 | 16.871 | 5.6237 | 14.3347 | 14.3347 | 3.3973 | 2.1932 | 5.5905 | 0 | 5.5905
2016-06-09 16:00 | 0.53 | 0 | 6.636 | 0 | 8.338 | 134.1686 | 14.444 | 20.5718 | 4.4212 | 0.8 | 76.4372 | 8.5788 | 97.009 | 0 | 13 | 66.038 | 18.118 | 6.0393 | 14.3773 | 14.3773 | 3.2518 | 2.3553 | 5.6072 | 0 | 5.6072
2016-06-09 17:00 | 0.14 | 0 | 0 | 21.159 | 8.981 | 134.1686 | 30 | 42.7273 | 9.1827 | 0.8 | 23.1087 | 2.5936 | 65.836 | 0 | 11.7763 | 65.836 | 0 | 0 | 8.981 | 30.14 | 3.5026 | 0 | 3.5026 | 8.252 | 11.7546
2016-06-09 18:00 | 0.02 | 0 | 18.5753 | 0.47771 | 10.967 | 151.8151 | 30 | 42.7273 | 9.1827 | 0.8 | 23.2857 | 2.6134 | 66.013 | 0 | 11.7962 | 66.013 | 0 | 0 | 10.967 | 11.4447 | 4.2771 | 0 | 4.2771 | 0.18631 | 4.4634
2016-06-09 19:00 | 0 | 0 | 0 | 12.717 | 17.283 | 151.8151 | 30 | 42.7273 | 9.1827 | 0.8 | 23.6197 | 2.6509 | 66.347 | 0 | 11.8337 | 66.347 | 0 | 0 | 17.283 | 30 | 6.7404 | 0 | 6.7404 | 4.9596 | 11.7
2016-06-09 20:00 | 0 | 20.194 | 0 | 0 | 20.194 | 130.5583 | 0 | 0 | 0 | 0 | 0 | 0 | 0 | 0 | 0 | 0 | 0 | 0 | 20.194 | 20.194 | 7.8757 | 0 | 7.8757 | 0 | 7.8757
2016-06-09 21:00 | 0 | 19.699 | 0 | 0 | 19.699 | 109.8225 | 0 | 0 | 0 | 0 | 0 | 0 | 0 | 0 | 0 | 0 | 0 | 0 | 19.699 | 19.699 | 7.6826 | 0 | 7.6826 | 0 | 7.6826
2016-06-09 22:00 | 0 | 18.799 | 0 | 0 | 18.799 | 90.0341 | 0 | 0 | 0 | 0 | 0 | 0 | 0 | 0 | 0 | 0 | 0 | 0 | 18.799 | 18.799 | 7.3316 | 0 | 7.3316 | 0 | 7.3316
2016-06-09 23:00 | 0 | 16.538 | 0 | 0 | 16.538 | 72.6256 | 0 | 0 | 0 | 0 | 0 | 0 | 0 | 0 | 0 | 0 | 0 | 0 | 16.538 | 16.538 | 6.4498 | 0 | 6.4498 | 0 | 6.4498
2016-06-10 | 0 | 2.5527 | 0 | 0 | 13.35 | 69.9386 | 10.7973 | 15.378 | 3.305 | 0.8 | 0 | 0 | 15.378 | 0 | 3.305 | 0 | 8.996 | 2.9987 | 16.3487 | 16.3487 | 5.2065 | 1.1695 | 6.376 | 0 | 6.376
2016-06-10 01:00 | 0 | 0.97809 | 0 | 0 | 11.015 | 68.909 | 10.0369 | 14.295 | 3.0722 | 0.8 | 0 | 0 | 14.295 | 1.7764e-15 | 3.0722 | 0 | 8.363 | 2.7877 | 13.8027 | 13.8027 | 4.2959 | 1.0872 | 5.383 | 0 | 5.383
2016-06-10 02:00 | 0 | 0.76572 | 0 | 0 | 10.679 | 68.103 | 9.9133 | 14.1189 | 3.0344 | 0.78273 | 0 | 0 | 13.6 | 0.51891 | 3.0344 | 0 | 7.956 | 2.652 | 13.331 | 13.331 | 4.1648 | 1.0343 | 5.1991 | 0 | 5.1991
2016-06-10 03:00 | 0 | 0 | 0 | 0 | 10.661 | 68.103 | 10.661 | 15.1838 | 3.2632 | 0.72971 | 0 | 0 | 12.913 | 2.2708 | 3.2632 | 0 | 7.554 | 2.518 | 13.179 | 13.179 | 4.1578 | 0.98202 | 5.1398 | 0 | 5.1398
2016-06-10 04:00 | 0 | 0 | 0 | 0 | 10.898 | 68.103 | 10.898 | 15.5214 | 3.3358 | 0.69767 | 0 | 0 | 12.142 | 3.3794 | 3.3358 | 0 | 7.103 | 2.3677 | 13.2657 | 13.2657 | 4.2502 | 0.92339 | 5.1736 | 0 | 5.1736
2016-06-10 05:00 | 0 | 10.188 | 0 | 0 | 10.188 | 57.3788 | 0 | 0 | 0 | 0 | 0 | 0 | 0 | 0 | 0 | 0 | 0 | 0 | 10.188 | 10.188 | 3.9733 | 0 | 3.9733 | 0 | 3.9733
2016-06-10 06:00 | 0 | 9.466 | 0 | 0 | 9.466 | 47.4146 | 0 | 0 | 0 | 0 | 0 | 0 | 0 | 0 | 0 | 0 | 0 | 0 | 9.466 | 9.466 | 3.6917 | 0 | 3.6917 | 0 | 3.6917
2016-06-10 07:00 | 0 | 8.659 | 0 | 0 | 8.659 | 38.2999 | 0 | 0 | 0 | 0 | 0 | 0 | 0 | 0 | 0 | 0 | 0 | 0 | 8.659 | 8.659 | 3.377 | 0 | 3.377 | 0 | 3.377
2016-06-10 08:00 | 0.08 | 7.54 | 0 | 0 | 7.62 | 30.363 | 0 | 0 | 0 | 0 | 0 | 0 | 0 | 0 | 0 | 0 | 0 | 0 | 7.62 | 7.62 | 2.9718 | 0 | 2.9718 | 0 | 2.9718
2016-06-10 09:00 | 0.19 | 0 | 12.0915 | 10.7135 | 7.385 | 41.85 | 30 | 42.7273 | 9.1827 | 0.8 | 29.2927 | 3.2876 | 72.02 | 0 | 12.4704 | 72.02 | 0 | 0 | 7.385 | 18.0985 | 2.8801 | 0 | 2.8801 | 4.1783 | 7.0584
2016-06-10 10:00 | 0.6 | 0 | 0 | 23.5 | 7.1 | 41.85 | 30 | 42.7273 | 9.1827 | 0.8 | 29.4277 | 3.3028 | 72.155 | 0 | 12.4855 | 72.155 | 0 | 0 | 7.1 | 30.6 | 2.769 | 0 | 2.769 | 9.165 | 11.934
2016-06-10 11:00 | 0.78 | 0 | 23.591 | 0 | 7.189 | 64.2614 | 30 | 42.7273 | 9.1827 | 0.8 | 29.3977 | 3.2994 | 72.125 | 0 | 12.4821 | 72.125 | 0 | 0 | 7.189 | 7.189 | 2.8037 | 0 | 2.8037 | 0 | 2.8037
2016-06-10 12:00 | 1.03 | 0 | 18.0481 | 0 | 7.342 | 81.4071 | 24.3601 | 34.6947 | 7.4564 | 0.8 | 49.3933 | 5.5436 | 84.088 | 0 | 13 | 70.82 | 7.762 | 2.5873 | 9.9293 | 9.9293 | 2.8634 | 1.0091 | 3.8724 | 0 | 3.8724
2016-06-10 13:00 | 1.15 | 0 | 8.793 | 0 | 7.357 | 89.7605 | 15 | 21.3636 | 4.5914 | 0.8 | 66.8734 | 7.5054 | 88.237 | 0 | 12.0968 | 69.285 | 11.087 | 3.6957 | 11.0527 | 11.0527 | 2.8692 | 1.4413 | 4.3105 | 0 | 4.3105
2016-06-10 14:00 | 1 | 0 | 16.066 | 0 | 7.434 | 105.0232 | 22.5 | 32.0455 | 6.8871 | 0.68065 | 0 | 0 | 23.908 | 8.1375 | 6.8871 | 0 | 13.986 | 4.662 | 12.096 | 12.096 | 2.8993 | 1.8182 | 4.7174 | 0 | 4.7174
2016-06-10 15:00 | 0.68 | 0 | 7.553 | 0 | 8.127 | 112.1985 | 15 | 21.3636 | 4.5914 | 0.8 | 73.3604 | 8.2335 | 94.724 | 0 | 12.8249 | 66.883 | 16.287 | 5.429 | 13.556 | 13.556 | 3.1695 | 2.1173 | 5.2868 | 0 | 5.2868
2016-06-10 16:00 | 0.51 | 0 | 6.7817 | 0 | 8.266 | 118.6411 | 14.5377 | 20.7051 | 4.4498 | 0.8 | 76.1819 | 8.5502 | 96.887 | 0 | 13 | 66.083 | 18.02 | 6.0067 | 14.2727 | 14.2727 | 3.2237 | 2.3426 | 5.5663 | 0 | 5.5663
2016-06-10 17:00 | 0.21 | 0 | 21.677 | 0 | 8.533 | 139.2343 | 30 | 42.7273 | 9.1827 | 0.8 | 22.8197 | 2.5611 | 65.547 | 0 | 11.7439 | 65.547 | 0 | 0 | 8.533 | 8.533 | 3.3279 | 0 | 3.3279 | 0 | 3.3279
2016-06-10 18:00 | 0.03 | 0 | 0 | 19.296 | 10.734 | 139.2343 | 30 | 42.7273 | 9.1827 | 0.8 | 22.5897 | 2.5353 | 65.317 | 0 | 11.7181 | 65.317 | 0 | 0 | 10.734 | 30.03 | 4.1863 | 0 | 4.1863 | 7.5254 | 11.7117
2016-06-10 19:00 | 0 | 0 | 13.243 | 0 | 16.757 | 151.8151 | 30 | 42.7273 | 9.1827 | 0.8 | 22.6897 | 2.5465 | 65.417 | 0 | 11.7293 | 65.417 | 0 | 0 | 16.757 | 16.757 | 6.5352 | 0 | 6.5352 | 0 | 6.5352
2016-06-10 20:00 | 0 | 18.951 | 0 | 0 | 18.951 | 131.8667 | 0 | 0 | 0 | 0 | 0 | 0 | 0 | 0 | 0 | 0 | 0 | 0 | 18.951 | 18.951 | 7.3909 | 0 | 7.3909 | 0 | 7.3909
2016-06-10 21:00 | 0 | 18.468 | 0 | 0 | 18.468 | 112.4267 | 0 | 0 | 0 | 0 | 0 | 0 | 0 | 0 | 0 | 0 | 0 | 0 | 18.468 | 18.468 | 7.2025 | 0 | 7.2025 | 0 | 7.2025
2016-06-10 22:00 | 0 | 18.033 | 0 | 0 | 18.033 | 93.4446 | 0 | 0 | 0 | 0 | 0 | 0 | 0 | 0 | 0 | 0 | 0 | 0 | 18.033 | 18.033 | 7.0329 | 0 | 7.0329 | 0 | 7.0329
2016-06-10 23:00 | 0 | 15.615 | 0 | 0 | 15.615 | 77.0077 | 0 | 0 | 0 | 0 | 0 | 0 | 0 | 0 | 0 | 0 | 0 | 0 | 15.615 | 15.615 | 6.0899 | 0 | 6.0899 | 0 | 6.0899
2016-06-11 | 0 | 0.73223 | 0 | 0 | 12.832 | 76.237 | 12.0998 | 17.233 | 3.7036 | 0.8 | 0 | 0 | 17.233 | 0 | 3.7036 | 0 | 10.081 | 3.3603 | 16.1923 | 16.1923 | 5.0045 | 1.3105 | 6.315 | 0 | 6.315
2016-06-11 01:00 | 0 | 0 | 0 | 0.40362 | 10.855 | 76.237 | 11.2586 | 16.035 | 3.4462 | 0.8 | 0 | 0 | 16.035 | 0 | 3.4462 | 0 | 9.381 | 3.127 | 13.982 | 14.3856 | 4.2335 | 1.2195 | 5.453 | 0.15741 | 5.6104
2016-06-11 02:00 | 0 | 0 | 0.58862 | 0 | 9.944 | 76.7962 | 10.5326 | 15.001 | 3.2239 | 0.8 | 0 | 0 | 15.001 | 0 | 3.2239 | 0 | 8.776 | 2.9253 | 12.8693 | 12.8693 | 3.8782 | 1.1409 | 5.019 | 0 | 5.019
2016-06-11 03:00 | 0 | 0.1406 | 0 | 0 | 10.174 | 76.6482 | 10.0334 | 14.29 | 3.0711 | 0.8 | 0 | 0 | 14.29 | 0 | 3.0711 | 0 | 8.36 | 2.7867 | 12.9607 | 12.9607 | 3.9679 | 1.0868 | 5.0547 | 0 | 5.0547
2016-06-11 04:00 | 0 | 0.91798 | 0 | 0 | 10.561 | 75.6819 | 9.643 | 13.734 | 2.9516 | 0.8 | 0 | 0 | 13.734 | 0 | 2.9516 | 0 | 8.035 | 2.6783 | 13.2393 | 13.2393 | 4.1188 | 1.0446 | 5.1633 | 0 | 5.1633
2016-06-11 05:00 | 0 | 10.115 | 0 | 0 | 10.115 | 65.0345 | 0 | 0 | 0 | 0 | 0 | 0 | 0 | 0 | 0 | 0 | 0 | 0 | 10.115 | 10.115 | 3.9449 | 0 | 3.9449 | 0 | 3.9449
2016-06-11 06:00 | 0 | 9.608 | 0 | 0 | 9.608 | 54.9208 | 0 | 0 | 0 | 0 | 0 | 0 | 0 | 0 | 0 | 0 | 0 | 0 | 9.608 | 9.608 | 3.7471 | 0 | 3.7471 | 0 | 3.7471
2016-06-11 07:00 | 0 | 8.736 | 0 | 0 | 8.736 | 45.725 | 0 | 0 | 0 | 0 | 0 | 0 | 0 | 0 | 0 | 0 | 0 | 0 | 8.736 | 8.736 | 3.407 | 0 | 3.407 | 0 | 3.407
2016-06-11 08:00 | 0.07 | 7.595 | 0 | 0 | 7.665 | 37.7303 | 0 | 0 | 0 | 0 | 0 | 0 | 0 | 0 | 0 | 0 | 0 | 0 | 7.665 | 7.665 | 2.9893 | 0 | 2.9893 | 0 | 2.9893
2016-06-11 09:00 | 0.18 | 0 | 22.605 | 0 | 7.575 | 59.205 | 30 | 42.7273 | 9.1827 | 0.8 | 28.4847 | 3.1969 | 71.212 | 0 | 12.3797 | 71.212 | 0 | 0 | 7.575 | 7.575 | 2.9543 | 0 | 2.9543 | 0 | 2.9543
2016-06-11 10:00 | 0.3 | 0 | 22.838 | 0 | 7.462 | 80.9011 | 30 | 42.7273 | 9.1827 | 0.8 | 28.4497 | 3.193 | 71.177 | 0 | 12.3757 | 71.177 | 0 | 0 | 7.462 | 7.462 | 2.9102 | 0 | 2.9102 | 0 | 2.9102
2016-06-11 11:00 | 0.89 | 0 | 23.421 | 0 | 7.469 | 103.1511 | 30 | 42.7273 | 9.1827 | 0.8 | 28.3277 | 3.1793 | 71.055 | 0 | 12.3621 | 71.055 | 0 | 0 | 7.469 | 7.469 | 2.9129 | 0 | 2.9129 | 0 | 2.9129
2016-06-11 12:00 | 0.94 | 0 | 16.1668 | 0 | 7.468 | 118.5095 | 22.6948 | 32.3229 | 6.9467 | 0.8 | 53.9351 | 6.0533 | 86.258 | 0 | 13 | 70.017 | 9.501 | 3.167 | 10.635 | 10.635 | 2.9125 | 1.2351 | 4.1476 | 0 | 4.1476
2016-06-11 13:00 | 1.14 | 0 | 0 | 8.772 | 7.368 | 118.5095 | 15 | 21.3636 | 4.5914 | 0.8 | 68.3064 | 7.6663 | 89.67 | 0 | 12.2576 | 68.754 | 12.236 | 4.0787 | 11.4467 | 20.2187 | 2.8735 | 1.5907 | 4.4642 | 3.4211 | 7.8853
2016-06-11 14:00 | 1.26 | 0 | 16.007 | 0 | 7.753 | 133.7162 | 22.5 | 32.0455 | 6.8871 | 0.70165 | 0 | 0 | 25.34 | 6.7055 | 6.8871 | 0 | 14.824 | 4.9413 | 12.6943 | 12.6943 | 3.0237 | 1.9271 | 4.9508 | 0 | 4.9508
2016-06-11 15:00 | 1.07 | 0 | 0 | 8.098 | 7.972 | 133.7162 | 15 | 21.3636 | 4.5914 | 0.8 | 73.4244 | 8.2407 | 94.788 | 0 | 12.832 | 66.86 | 16.338 | 5.446 | 13.418 | 21.516 | 3.1091 | 2.1239 | 5.233 | 3.1582 | 8.3912
2016-06-11 16:00 | 0.57 | 0 | 0 | 7.173 | 8.397 | 133.7162 | 15 | 21.3636 | 4.5914 | 0.8 | 74.3314 | 8.3425 | 95.695 | 0 | 12.9338 | 66.524 | 17.065 | 5.6883 | 14.0853 | 21.2583 | 3.2748 | 2.2184 | 5.4933 | 2.7975 | 8.2908
2016-06-11 17:00 | 0.24 | 0 | 0.4565 | 20.7775 | 9.006 | 134.1499 | 30 | 42.7273 | 9.1827 | 0.8 | 23.6317 | 2.6523 | 66.359 | 0 | 11.835 | 66.359 | 0 | 0 | 9.006 | 29.7835 | 3.5123 | 0 | 3.5123 | 8.1032 | 11.6156
2016-06-11 18:00 | 0.01 | 0 | 18.595 | 0 | 11.415 | 151.8151 | 30 | 42.7273 | 9.1827 | 0.8 | 23.6277 | 2.6518 | 66.355 | 0 | 11.8346 | 66.355 | 0 | 0 | 11.415 | 11.415 | 4.4518 | 0 | 4.4518 | 0 | 4.4518
2016-06-11 19:00 | 0 | 0 | 0 | 12.589 | 17.411 | 151.8151 | 30 | 42.7273 | 9.1827 | 0.8 | 23.9427 | 2.6872 | 66.67 | 0 | 11.8699 | 66.67 | 0 | 0 | 17.411 | 30 | 6.7903 | 0 | 6.7903 | 4.9097 | 11.7
2016-06-11 20:00 | 0 | 19.5 | 0 | 0 | 19.5 | 131.2888 | 0 | 0 | 0 | 0 | 0 | 0 | 0 | 0 | 0 | 0 | 0 | 0 | 19.5 | 19.5 | 7.605 | 0 | 7.605 | 0 | 7.605
2016-06-11 21:00 | 0 | 19.192 | 0 | 0 | 19.192 | 111.0867 | 0 | 0 | 0 | 0 | 0 | 0 | 0 | 0 | 0 | 0 | 0 | 0 | 19.192 | 19.192 | 7.4849 | 0 | 7.4849 | 0 | 7.4849
2016-06-11 22:00 | 0 | 17.752 | 0 | 0 | 17.752 | 92.4004 | 0 | 0 | 0 | 0 | 0 | 0 | 0 | 0 | 0 | 0 | 0 | 0 | 17.752 | 17.752 | 6.9233 | 0 | 6.9233 | 0 | 6.9233
2016-06-11 23:00 | 0 | 15.23 | 0 | 0 | 15.23 | 76.3688 | 0 | 0 | 0 | 0 | 0 | 0 | 0 | 0 | 0 | 0 | 0 | 0 | 15.23 | 15.23 | 5.9397 | 0 | 5.9397 | 0 | 5.9397
2016-06-12 | 0 | 0.30953 | 0 | 0 | 12.443 | 76.043 | 12.1335 | 17.281 | 3.7139 | 0.8 | 0 | 0 | 17.281 | 0 | 3.7139 | 0 | 10.11 | 3.37 | 15.813 | 15.813 | 4.8528 | 1.3143 | 6.1671 | 0 | 6.1671
2016-06-12 01:00 | 0 | 0 | 0.29155 | 0 | 11.144 | 76.32 | 11.4356 | 16.287 | 3.5003 | 0.8 | 0 | 0 | 16.287 | 0 | 3.5003 | 0 | 9.528 | 3.176 | 14.32 | 14.32 | 4.3462 | 1.2386 | 5.5848 | 0 | 5.5848
2016-06-12 02:00 | 0 | 0 | 0.81785 | 0 | 10.254 | 77.0969 | 11.0719 | 15.769 | 3.389 | 0.8 | 0 | 0 | 15.769 | 0 | 3.389 | 0 | 9.225 | 3.075 | 13.329 | 13.329 | 3.9991 | 1.1992 | 5.1983 | 0 | 5.1983
2016-06-12 03:00 | 0 | 0 | 0.2323 | 0 | 10.657 | 77.3176 | 10.8893 | 15.509 | 3.3331 | 0.8 | 0 | 0 | 15.509 | 0 | 3.3331 | 0 | 9.073 | 3.0243 | 13.6813 | 13.6813 | 4.1562 | 1.1795 | 5.3357 | 0 | 5.3357
2016-06-12 04:00 | 0 | 0 | 0.1354 | 0 | 10.426 | 77.4462 | 10.5614 | 15.042 | 3.2328 | 0.8 | 0 | 0 | 15.042 | 0 | 3.2328 | 0 | 8.8 | 2.9333 | 13.3593 | 13.3593 | 4.0661 | 1.144 | 5.2101 | 0 | 5.2101
2016-06-12 05:00 | 0 | 10.114 | 0 | 0 | 10.114 | 66.7999 | 0 | 0 | 0 | 0 | 0 | 0 | 0 | 0 | 0 | 0 | 0 | 0 | 10.114 | 10.114 | 3.9445 | 0 | 3.9445 | 0 | 3.9445
2016-06-12 06:00 | 0 | 9.588 | 0 | 0 | 9.588 | 56.7073 | 0 | 0 | 0 | 0 | 0 | 0 | 0 | 0 | 0 | 0 | 0 | 0 | 9.588 | 9.588 | 3.7393 | 0 | 3.7393 | 0 | 3.7393
2016-06-12 07:00 | 0 | 9.007 | 0 | 0 | 9.007 | 47.2262 | 0 | 0 | 0 | 0 | 0 | 0 | 0 | 0 | 0 | 0 | 0 | 0 | 9.007 | 9.007 | 3.5127 | 0 | 3.5127 | 0 | 3.5127
2016-06-12 08:00 | 0.07 | 7.662 | 0 | 0 | 7.732 | 39.161 | 0 | 0 | 0 | 0 | 0 | 0 | 0 | 0 | 0 | 0 | 0 | 0 | 7.732 | 7.732 | 3.0155 | 0 | 3.0155 | 0 | 3.0155
2016-06-12 09:00 | 0.24 | 0 | 22.78 | 0 | 7.46 | 60.802 | 30 | 42.7273 | 9.1827 | 0.8 | 27.8717 | 3.1281 | 70.599 | 0 | 12.3109 | 70.599 | 0 | 0 | 7.46 | 7.46 | 2.9094 | 0 | 2.9094 | 0 | 2.9094
2016-06-12 10:00 | 0.32 | 0 | 23.02 | 0 | 7.3 | 82.671 | 30 | 42.7273 | 9.1827 | 0.8 | 28.0617 | 3.1495 | 70.789 | 0 | 12.3322 | 70.789 | 0 | 0 | 7.3 | 7.3 | 2.847 | 0 | 2.847 | 0 | 2.847
2016-06-12 11:00 | 0.93 | 0 | 5.7227 | 18.1763 | 7.031 | 88.1076 | 30 | 42.7273 | 9.1827 | 0.8 | 28.0617 | 3.1495 | 70.789 | 0 | 12.3322 | 70.789 | 0 | 0 | 7.031 | 25.2073 | 2.7421 | 0 | 2.7421 | 7.0887 | 9.8308
2016-06-12 12:00 | 1.21 | 0 | 16.8253 | 0 | 7.365 | 104.0916 | 22.9803 | 32.7295 | 7.0341 | 0.8 | 53.1565 | 5.9659 | 85.886 | 0 | 13 | 70.155 | 9.202 | 3.0673 | 10.4323 | 10.4323 | 2.8723 | 1.1963 | 4.0686 | 0 | 4.0686
2016-06-12 13:00 | 1.19 | 0 | 8.485 | 0 | 7.705 | 112.1523 | 15 | 21.3636 | 4.5914 | 0.8 | 66.4404 | 7.4568 | 87.804 | 0 | 12.0482 | 69.445 | 10.74 | 3.58 | 11.285 | 11.285 | 3.005 | 1.3962 | 4.4012 | 0 | 4.4012
2016-06-12 14:00 | 0.87 | 0 | 7.3271 | 0 | 7.98 | 119.1131 | 14.4371 | 20.562 | 4.4191 | 0.8 | 0 | 0 | 20.562 | 0 | 4.4191 | 0 | 12.029 | 4.0097 | 11.9897 | 11.9897 | 3.1122 | 1.5638 | 4.676 | 0 | 4.676
2016-06-12 15:00 | 1 | 0 | 7.611 | 0 | 8.389 | 126.3436 | 15 | 21.3636 | 4.5914 | 0.8 | 69.4834 | 7.7984 | 90.847 | 0 | 12.3897 | 68.318 | 13.179 | 4.393 | 12.782 | 12.782 | 3.2717 | 1.7133 | 4.985 | 0 | 4.985
2016-06-12 16:00 | 0.73 | 0 | 7.47 | 0 | 8.26 | 133.4401 | 15 | 21.3636 | 4.5914 | 0.8 | 70.8684 | 7.9538 | 92.232 | 0 | 12.5452 | 67.806 | 14.289 | 4.763 | 13.023 | 13.023 | 3.2214 | 1.8576 | 5.079 | 0 | 5.079
2016-06-12 17:00 | 0.39 | 0 | 0 | 22.058 | 8.332 | 133.4401 | 30 | 42.7273 | 9.1827 | 0.8 | 24.6667 | 2.7684 | 67.394 | 0 | 11.9512 | 67.394 | 0 | 0 | 8.332 | 30.39 | 3.2495 | 0 | 3.2495 | 8.6026 | 11.8521
2016-06-12 18:00 | 0.06 | 0 | 0 | 18.559 | 11.501 | 133.4401 | 30 | 42.7273 | 9.1827 | 0.8 | 24.4827 | 2.7478 | 67.21 | 0 | 11.9305 | 67.21 | 0 | 0 | 11.501 | 30.06 | 4.4854 | 0 | 4.4854 | 7.238 | 11.7234
2016-06-12 19:00 | 0 | 0 | 12.061 | 0 | 17.939 | 144.898 | 30 | 42.7273 | 9.1827 | 0.8 | 24.5517 | 2.7555 | 67.279 | 0 | 11.9383 | 67.279 | 0 | 0 | 17.939 | 17.939 | 6.9962 | 0 | 6.9962 | 0 | 6.9962
2016-06-12 20:00 | 0 | 19.246 | 0 | 0 | 19.246 | 124.6391 | 0 | 0 | 0 | 0 | 0 | 0 | 0 | 0 | 0 | 0 | 0 | 0 | 19.246 | 19.246 | 7.5059 | 0 | 7.5059 | 0 | 7.5059
2016-06-12 21:00 | 0 | 19.197 | 0 | 0 | 19.197 | 104.4317 | 0 | 0 | 0 | 0 | 0 | 0 | 0 | 0 | 0 | 0 | 0 | 0 | 19.197 | 19.197 | 7.4868 | 0 | 7.4868 | 0 | 7.4868
2016-06-12 22:00 | 0 | 17.011 | 0 | 0 | 17.011 | 86.5254 | 0 | 0 | 0 | 0 | 0 | 0 | 0 | 0 | 0 | 0 | 0 | 0 | 17.011 | 17.011 | 6.6343 | 0 | 6.6343 | 0 | 6.6343
2016-06-12 23:00 | 0 | 14.563 | 0 | 0 | 14.563 | 71.1959 | 0 | 0 | 0 | 0 | 0 | 0 | 0 | 0 | 0 | 0 | 0 | 0 | 14.563 | 14.563 | 5.6796 | 0 | 5.6796 | 0 | 5.6796
2016-06-13 | 0 | 0.78268 | 0 | 0 | 12.438 | 70.372 | 11.6553 | 16.6 | 3.5676 | 0.8 | 0 | 0 | 16.6 | 0 | 3.5676 | 0 | 9.711 | 3.237 | 15.675 | 15.675 | 4.8508 | 1.2624 | 6.1133 | 0 | 6.1133
2016-06-13 01:00 | 0 | 0 | 0.36811 | 0 | 10.92 | 70.7217 | 11.2881 | 16.077 | 3.4552 | 0.8 | 0 | 0 | 16.077 | 0 | 3.4552 | 0 | 9.405 | 3.135 | 14.055 | 14.055 | 4.2588 | 1.2227 | 5.4814 | 0 | 5.4814
2016-06-13 02:00 | 0 | 0 | 0.4353 | 0 | 10.355 | 71.1353 | 10.7903 | 15.368 | 3.3028 | 0.8 | 0 | 0 | 15.368 | 0 | 3.3028 | 0 | 8.99 | 2.9967 | 13.3517 | 13.3517 | 4.0385 | 1.1687 | 5.2072 | 0 | 5.2072
2016-06-13 03:00 | 0 | 0.21311 | 0 | 0 | 10.342 | 70.911 | 10.1289 | 14.426 | 3.1004 | 0.8 | 0 | 0 | 14.426 | 0 | 3.1004 | 0 | 8.439 | 2.813 | 13.155 | 13.155 | 4.0334 | 1.0971 | 5.1305 | 0 | 5.1305
2016-06-13 04:00 | 0 | 1.1625 | 0 | 0 | 10.425 | 69.6872 | 9.2625 | 13.192 | 2.8352 | 0.8 | 0 | 0 | 13.192 | 0 | 2.8352 | 0 | 7.717 | 2.5723 | 12.9973 | 12.9973 | 4.0658 | 1.0032 | 5.069 | 0 | 5.069
2016-06-13 05:00 | 0 | 10.306 | 0 | 0 | 10.306 | 58.8388 | 0 | 0 | 0 | 0 | 0 | 0 | 0 | 0 | 0 | 0 | 0 | 0 | 10.306 | 10.306 | 4.0193 | 0 | 4.0193 | 0 | 4.0193
2016-06-13 06:00 | 0 | 9.961 | 0 | 0 | 9.961 | 48.3535 | 0 | 0 | 0 | 0 | 0 | 0 | 0 | 0 | 0 | 0 | 0 | 0 | 9.961 | 9.961 | 3.8848 | 0 | 3.8848 | 0 | 3.8848
2016-06-13 07:00 | 0 | 9.431 | 0 | 0 | 9.431 | 38.4262 | 0 | 0 | 0 | 0 | 0 | 0 | 0 | 0 | 0 | 0 | 0 | 0 | 9.431 | 9.431 | 3.6781 | 0 | 3.6781 | 0 | 3.6781
2016-06-13 08:00 | 0.05 | 7.66 | 0 | 0 | 7.71 | 30.363 | 0 | 0 | 0 | 0 | 0 | 0 | 0 | 0 | 0 | 0 | 0 | 0 | 7.71 | 7.71 | 3.0069 | 0 | 3.0069 | 0 | 3.0069
2016-06-13 09:00 | 0.2 | 0 | 22.982 | 0 | 7.218 | 52.1959 | 30 | 42.7273 | 9.1827 | 0.8 | 29.1787 | 3.2748 | 71.906 | 0 | 12.4576 | 71.906 | 0 | 0 | 7.218 | 7.218 | 2.815 | 0 | 2.815 | 0 | 2.815
2016-06-13 10:00 | 0.48 | 0 | 23.156 | 0 | 7.324 | 74.1941 | 30 | 42.7273 | 9.1827 | 0.8 | 29.2417 | 3.2819 | 71.969 | 0 | 12.4646 | 71.969 | 0 | 0 | 7.324 | 7.324 | 2.8564 | 0 | 2.8564 | 0 | 2.8564
2016-06-13 11:00 | 0.52 | 0 | 23.501 | 0 | 7.019 | 96.5201 | 30 | 42.7273 | 9.1827 | 0.8 | 29.2677 | 3.2848 | 71.995 | 0 | 12.4676 | 71.995 | 0 | 0 | 7.019 | 7.019 | 2.7374 | 0 | 2.7374 | 0 | 2.7374
2016-06-13 12:00 | 0.93 | 0 | 4.3051 | 14.2906 | 7.656 | 100.6099 | 25.3217 | 36.0643 | 7.7508 | 0.8 | 46.7707 | 5.2492 | 82.835 | 0 | 13 | 71.284 | 6.757 | 2.2523 | 9.9083 | 24.199 | 2.9858 | 0.87841 | 3.8643 | 5.5733 | 9.4376
2016-06-13 13:00 | 1.41 | 0 | 17.103 | 0 | 7.417 | 116.8578 | 23.11 | 32.9142 | 7.0738 | 0.8 | 52.8028 | 5.9262 | 85.717 | 0 | 13 | 70.217 | 9.068 | 3.0227 | 10.4397 | 10.4397 | 2.8926 | 1.1788 | 4.0715 | 0 | 4.0715
2016-06-13 14:00 | 1.2 | 0 | 7.2358 | 0 | 8.051 | 123.7318 | 14.0868 | 20.063 | 4.3118 | 0.8 | 0 | 0 | 20.063 | 0 | 4.3118 | 0 | 11.737 | 3.9123 | 11.9633 | 11.9633 | 3.1399 | 1.5258 | 4.6657 | 0 | 4.6657
2016-06-13 15:00 | 1.07 | 0 | 7.573 | 0 | 8.497 | 130.9261 | 15 | 21.3636 | 4.5914 | 0.8 | 70.5864 | 7.9222 | 91.95 | 0 | 12.5135 | 67.91 | 14.063 | 4.6877 | 13.1847 | 13.1847 | 3.3138 | 1.8282 | 5.142 | 0 | 5.142
2016-06-13 16:00 | 0.75 | 0 | 7.154 | 0 | 8.596 | 137.7224 | 15 | 21.3636 | 4.5914 | 0.8 | 72.3984 | 8.1255 | 93.762 | 0 | 12.7169 | 67.24 | 15.515 | 5.1717 | 13.7677 | 13.7677 | 3.3524 | 2.017 | 5.3694 | 0 | 5.3694
2016-06-13 17:00 | 0.33 | 0 | 0 | 21.486 | 8.844 | 137.7224 | 30 | 42.7273 | 9.1827 | 0.8 | 24.2077 | 2.7169 | 66.935 | 0 | 11.8997 | 66.935 | 0 | 0 | 8.844 | 30.33 | 3.4492 | 0 | 3.4492 | 8.3795 | 11.8287
2016-06-13 18:00 | 0.04 | 0 | 0 | 18.782 | 11.258 | 137.7224 | 30 | 42.7273 | 9.1827 | 0.8 | 24.2657 | 2.7234 | 66.993 | 0 | 11.9062 | 66.993 | 0 | 0 | 11.258 | 30.04 | 4.3906 | 0 | 4.3906 | 7.325 | 11.7156
2016-06-13 19:00 | 0 | 0 | 12.275 | 0 | 17.725 | 149.3837 | 30 | 42.7273 | 9.1827 | 0.8 | 24.6997 | 2.7721 | 67.427 | 0 | 11.9549 | 67.427 | 0 | 0 | 17.725 | 17.725 | 6.9128 | 0 | 6.9128 | 0 | 6.9128
2016-06-13 20:00 | 0 | 18.788 | 0 | 0 | 18.788 | 129.6068 | 0 | 0 | 0 | 0 | 0 | 0 | 0 | 0 | 0 | 0 | 0 | 0 | 18.788 | 18.788 | 7.3273 | 0 | 7.3273 | 0 | 7.3273
2016-06-13 21:00 | 0 | 18.756 | 0 | 0 | 18.756 | 109.8637 | 0 | 0 | 0 | 0 | 0 | 0 | 0 | 0 | 0 | 0 | 0 | 0 | 18.756 | 18.756 | 7.3148 | 0 | 7.3148 | 0 | 7.3148
2016-06-13 22:00 | 0 | 17.31 | 0 | 0 | 17.31 | 91.6426 | 0 | 0 | 0 | 0 | 0 | 0 | 0 | 0 | 0 | 0 | 0 | 0 | 17.31 | 17.31 | 6.7509 | 0 | 6.7509 | 0 | 6.7509
2016-06-13 23:00 | 0 | 15.141 | 0 | 0 | 15.141 | 75.7047 | 0 | 0 | 0 | 0 | 0 | 0 | 0 | 0 | 0 | 0 | 0 | 0 | 15.141 | 15.141 | 5.905 | 0 | 5.905 | 0 | 5.905
2016-06-14 | 0 | 2.8434 | 0 | 0 | 12.841 | 72.7116 | 9.9976 | 14.239 | 3.0602 | 0.8 | 0 | 0 | 14.239 | 0 | 3.0602 | 0 | 8.33 | 2.7767 | 15.6177 | 15.6177 | 5.008 | 1.0829 | 6.0909 | 0 | 6.0909
2016-06-14 01:00 | 0 | 1.4902 | 0 | 0 | 10.964 | 71.143 | 9.4738 | 13.493 | 2.8998 | 0.8 | 0 | 0 | 13.493 | 0 | 2.8998 | 0 | 7.894 | 2.6313 | 13.5953 | 13.5953 | 4.276 | 1.0262 | 5.3022 | 0 | 5.3022
2016-06-14 02:00 | 0 | 0.88017 | 0 | 0 | 9.998 | 70.2165 | 9.1178 | 12.986 | 2.7909 | 0.8 | 0 | 0 | 12.986 | 0 | 2.7909 | 0 | 7.597 | 2.5323 | 12.5303 | 12.5303 | 3.8992 | 0.98761 | 4.8868 | 0 | 4.8868
2016-06-14 03:00 | 0 | 1.0485 | 0 | 0 | 9.731 | 69.1129 | 8.6825 | 12.366 | 2.6576 | 0.8 | 0 | 0 | 12.366 | 0 | 2.6576 | 0 | 7.234 | 2.4113 | 12.1423 | 12.1423 | 3.7951 | 0.94042 | 4.7355 | 0 | 4.7355
2016-06-14 04:00 | 0 | 1.6903 | 0 | 0 | 9.63 | 67.3335 | 7.9397 | 11.308 | 2.4303 | 0.8 | 0 | 0 | 11.308 | 0 | 2.4303 | 0 | 6.615 | 2.205 | 11.835 | 11.835 | 3.7557 | 0.85995 | 4.6156 | 0 | 4.6156
2016-06-14 05:00 | 0 | 9.654 | 0 | 0 | 9.654 | 57.1714 | 0 | 0 | 0 | 0 | 0 | 0 | 0 | 0 | 0 | 0 | 0 | 0 | 9.654 | 9.654 | 3.7651 | 0 | 3.7651 | 0 | 3.7651
2016-06-14 06:00 | 0 | 9.309 | 0 | 0 | 9.309 | 47.3725 | 0 | 0 | 0 | 0 | 0 | 0 | 0 | 0 | 0 | 0 | 0 | 0 | 9.309 | 9.309 | 3.6305 | 0 | 3.6305 | 0 | 3.6305
2016-06-14 07:00 | 0 | 8.711 | 0 | 0 | 8.711 | 38.203 | 0 | 0 | 0 | 0 | 0 | 0 | 0 | 0 | 0 | 0 | 0 | 0 | 8.711 | 8.711 | 3.3973 | 0 | 3.3973 | 0 | 3.3973
2016-06-14 08:00 | 0.1 | 7.448 | 0 | 0 | 7.548 | 30.363 | 0 | 0 | 0 | 0 | 0 | 0 | 0 | 0 | 0 | 0 | 0 | 0 | 7.548 | 7.548 | 2.9437 | 0 | 2.9437 | 0 | 2.9437
2016-06-14 09:00 | 0.39 | 0 | 23.189 | 0 | 7.201 | 52.3926 | 30 | 42.7273 | 9.1827 | 0.8 | 29.3967 | 3.2993 | 72.124 | 0 | 12.482 | 72.124 | 0 | 0 | 7.201 | 7.201 | 2.8084 | 0 | 2.8084 | 0 | 2.8084
2016-06-14 10:00 | 0.79 | 0 | 17.8464 | 5.4506 | 7.493 | 69.3466 | 30 | 42.7273 | 9.1827 | 0.8 | 29.2537 | 3.2832 | 71.981 | 0 | 12.466 | 71.981 | 0 | 0 | 7.493 | 12.9436 | 2.9223 | 0 | 2.9223 | 2.1257 | 5.048
2016-06-14 11:00 | 1.36 | 0 | 23.875 | 0 | 7.485 | 92.0279 | 30 | 42.7273 | 9.1827 | 0.8 | 29.0407 | 3.2593 | 71.768 | 0 | 12.4421 | 71.768 | 0 | 0 | 7.485 | 7.485 | 2.9192 | 0 | 2.9192 | 0 | 2.9192
2016-06-14 12:00 | 1.32 | 0 | 18.849 | 0 | 7.663 | 109.9345 | 25.192 | 35.8796 | 7.7111 | 0.8 | 47.1244 | 5.2889 | 83.004 | 0 | 13 | 71.222 | 6.893 | 2.2977 | 9.9607 | 9.9607 | 2.9886 | 0.89609 | 3.8847 | 0 | 3.8847
2016-06-14 13:00 | 1.48 | 0 | 17.2639 | 0 | 7.927 | 126.3352 | 23.7109 | 33.77 | 7.2577 | 0.8 | 51.164 | 5.7423 | 84.934 | 0 | 13 | 70.507 | 8.439 | 2.813 | 10.74 | 10.74 | 3.0915 | 1.0971 | 4.1886 | 0 | 4.1886
2016-06-14 14:00 | 1.31 | 0 | 0 | 5.4338 | 8.207 | 126.3352 | 12.3308 | 17.562 | 3.7743 | 0.8 | 0 | 0 | 17.562 | 0 | 3.7743 | 0 | 10.274 | 3.4247 | 11.6317 | 17.0654 | 3.2007 | 1.3356 | 4.5364 | 2.1192 | 6.6555
2016-06-14 15:00 | 1.12 | 0 | 7.518 | 0 | 8.602 | 133.4773 | 15 | 21.3636 | 4.5914 | 0.8 | 67.7584 | 7.6048 | 89.122 | 0 | 12.1961 | 68.957 | 11.796 | 3.932 | 12.534 | 12.534 | 3.3548 | 1.5335 | 4.8883 | 0 | 4.8883
2016-06-14 16:00 | 0.91 | 0 | 0 | 7.622 | 8.288 | 133.4773 | 15 | 21.3636 | 4.5914 | 0.8 | 69.0754 | 7.7526 | 90.439 | 0 | 12.3439 | 68.47 | 12.852 | 4.284 | 12.572 | 20.194 | 3.2323 | 1.6708 | 4.9031 | 2.9726 | 7.8757
2016-06-14 17:00 | 0.23 | 0 | 0 | 21.801 | 8.429 | 133.4773 | 30 | 42.7273 | 9.1827 | 0.8 | 25.4087 | 2.8517 | 68.136 | 0 | 12.0344 | 68.136 | 0 | 0 | 8.429 | 30.23 | 3.2873 | 0 | 3.2873 | 8.5024 | 11.7897
2016-06-14 18:00 | 0.03 | 0 | 19.303 | 0 | 10.727 | 151.8151 | 30 | 42.7273 | 9.1827 | 0.8 | 25.2597 | 2.835 | 67.987 | 0 | 12.0177 | 67.987 | 0 | 0 | 10.727 | 10.727 | 4.1835 | 0 | 4.1835 | 0 | 4.1835
2016-06-14 19:00 | 0 | 0 | 0 | 14.311 | 15.689 | 151.8151 | 30 | 42.7273 | 9.1827 | 0.8 | 25.3487 | 2.845 | 68.076 | 0 | 12.0277 | 68.076 | 0 | 0 | 15.689 | 30 | 6.1187 | 0 | 6.1187 | 5.5813 | 11.7
2016-06-14 20:00 | 0 | 17.552 | 0 | 0 | 17.552 | 133.3393 | 0 | 0 | 0 | 0 | 0 | 0 | 0 | 0 | 0 | 0 | 0 | 0 | 17.552 | 17.552 | 6.8453 | 0 | 6.8453 | 0 | 6.8453
2016-06-14 21:00 | 0 | 17.889 | 0 | 0 | 17.889 | 114.5088 | 0 | 0 | 0 | 0 | 0 | 0 | 0 | 0 | 0 | 0 | 0 | 0 | 17.889 | 17.889 | 6.9767 | 0 | 6.9767 | 0 | 6.9767
2016-06-14 22:00 | 0 | 17.227 | 0 | 0 | 17.227 | 96.3751 | 0 | 0 | 0 | 0 | 0 | 0 | 0 | 0 | 0 | 0 | 0 | 0 | 17.227 | 17.227 | 6.7185 | 0 | 6.7185 | 0 | 6.7185
2016-06-14 23:00 | 0 | 15.074 | 0 | 0 | 15.074 | 80.5077 | 0 | 0 | 0 | 0 | 0 | 0 | 0 | 0 | 0 | 0 | 0 | 0 | 15.074 | 15.074 | 5.8789 | 0 | 5.8789 | 0 | 5.8789
2016-06-15 | 0 | 3.9136 | 0 | 0 | 12.91 | 76.3881 | 8.9964 | 12.813 | 2.7537 | 0.8 | 0 | 0 | 12.813 | 0 | 2.7537 | 0 | 7.496 | 2.4987 | 15.4087 | 15.4087 | 5.0349 | 0.97448 | 6.0094 | 0 | 6.0094
2016-06-15 01:00 | 0 | 2.3686 | 0 | 0 | 10.771 | 73.8948 | 8.4024 | 11.967 | 2.5719 | 0.8 | 0 | 0 | 11.967 | 0 | 2.5719 | 0 | 7.001 | 2.3337 | 13.1047 | 13.1047 | 4.2007 | 0.91013 | 5.1108 | 0 | 5.1108
2016-06-15 02:00 | 0 | 1.8025 | 0 | 0 | 9.733 | 71.9975 | 7.9305 | 11.295 | 2.4275 | 0.8 | 0 | 0 | 11.295 | 0 | 2.4275 | 0 | 6.608 | 2.2027 | 11.9357 | 11.9357 | 3.7959 | 0.85904 | 4.6549 | 0 | 4.6549
2016-06-15 03:00 | 0 | 1.965 | 0 | 0 | 9.465 | 69.9291 | 7.5 | 10.6818 | 2.2957 | 0.79587 | 0 | 0 | 10.588 | 0.093818 | 2.2957 | 0 | 6.194 | 2.0647 | 11.5297 | 11.5297 | 3.6913 | 0.80522 | 4.4966 | 0 | 4.4966
2016-06-15 04:00 | 0 | 1.465 | 0 | 0 | 8.965 | 68.387 | 7.5 | 10.6818 | 2.2957 | 0.76186 | 0 | 0 | 9.815 | 0.86682 | 2.2957 | 0 | 5.742 | 1.914 | 10.879 | 10.879 | 3.4964 | 0.74646 | 4.2428 | 0 | 4.2428
2016-06-15 05:00 | 0 | 8.79 | 0 | 0 | 8.79 | 59.1343 | 0 | 0 | 0 | 0 | 0 | 0 | 0 | 0 | 0 | 0 | 0 | 0 | 8.79 | 8.79 | 3.4281 | 0 | 3.4281 | 0 | 3.4281
2016-06-15 06:00 | 0 | 9.059 | 0 | 0 | 9.059 | 49.5985 | 0 | 0 | 0 | 0 | 0 | 0 | 0 | 0 | 0 | 0 | 0 | 0 | 9.059 | 9.059 | 3.533 | 0 | 3.533 | 0 | 3.533
2016-06-15 07:00 | 0 | 8.454 | 0 | 0 | 8.454 | 40.6996 | 0 | 0 | 0 | 0 | 0 | 0 | 0 | 0 | 0 | 0 | 0 | 0 | 8.454 | 8.454 | 3.2971 | 0 | 3.2971 | 0 | 3.2971
2016-06-15 08:00 | 0.16 | 7.65 | 0 | 0 | 7.81 | 32.647 | 0 | 0 | 0 | 0 | 0 | 0 | 0 | 0 | 0 | 0 | 0 | 0 | 7.81 | 7.81 | 3.0459 | 0 | 3.0459 | 0 | 3.0459
2016-06-15 09:00 | 0.69 | 0 | 22.888 | 0 | 7.802 | 54.3906 | 30 | 42.7273 | 9.1827 | 0.8 | 29.6357 | 3.3261 | 72.363 | 0 | 12.5089 | 72.363 | 0 | 0 | 7.802 | 7.802 | 3.0428 | 0 | 3.0428 | 0 | 3.0428
2016-06-15 10:00 | 0.65 | 0 | 22.706 | 0 | 7.944 | 75.9613 | 30 | 42.7273 | 9.1827 | 0.8 | 29.6237 | 3.3248 | 72.351 | 0 | 12.5075 | 72.351 | 0 | 0 | 7.944 | 7.944 | 3.0982 | 0 | 3.0982 | 0 | 3.0982
2016-06-15 11:00 | 0.65 | 0 | 17.8104 | 5.0306 | 7.809 | 92.8812 | 30 | 42.7273 | 9.1827 | 0.8 | 29.6477 | 3.3275 | 72.375 | 0 | 12.5102 | 72.375 | 0 | 0 | 7.809 | 12.8396 | 3.0455 | 0 | 3.0455 | 1.9619 | 5.0074
2016-06-15 12:00 | 0.88 | 0 | 0 | 18.5463 | 7.878 | 92.8812 | 25.5443 | 36.3813 | 7.8189 | 0.8 | 46.1637 | 5.1811 | 82.545 | 0 | 13 | 71.392 | 6.524 | 2.1747 | 10.0527 | 28.599 | 3.0724 | 0.84812 | 3.9205 | 7.2331 | 11.1536
2016-06-15 13:00 | 0.82 | 0 | 7.69 | 0 | 8.13 | 100.1867 | 15 | 21.3636 | 4.5914 | 0.8 | 65.2644 | 7.3248 | 86.628 | 0 | 11.9162 | 69.88 | 9.798 | 3.266 | 11.396 | 11.396 | 3.1707 | 1.2737 | 4.4444 | 0 | 4.4444
2016-06-15 14:00 | 0.62 | 0 | 7.349 | 0 | 8.271 | 107.1682 | 15 | 21.3636 | 4.5914 | 0.8 | 0.59436 | 0.066707 | 21.958 | 0 | 4.6581 | 0 | 12.845 | 4.2817 | 12.5527 | 12.5527 | 3.2257 | 1.6699 | 4.8955 | 0 | 4.8955
2016-06-15 15:00 | 0.3 | 0 | 0 | 7.266 | 8.034 | 107.1682 | 15 | 21.3636 | 4.5914 | 0.8 | 71.9304 | 8.073 | 93.294 | 0 | 12.6644 | 67.413 | 15.141 | 5.047 | 13.081 | 20.347 | 3.1333 | 1.9683 | 5.1016 | 2.8337 | 7.9353
2016-06-15 16:00 | 0.18 | 0 | 0 | 7.452 | 7.728 | 107.1682 | 15 | 21.3636 | 4.5914 | 0.8 | 73.8824 | 8.2921 | 95.246 | 0 | 12.8834 | 66.69 | 16.705 | 5.5683 | 13.2963 | 20.7483 | 3.0139 | 2.1717 | 5.1856 | 2.9063 | 8.0919
2016-06-15 17:00 | 0.07 | 0 | 21.67 | 0 | 8.4 | 127.7547 | 30 | 42.7273 | 9.1827 | 0.8 | 23.4977 | 2.6372 | 66.225 | 0 | 11.82 | 66.225 | 0 | 0 | 8.4 | 8.4 | 3.276 | 0 | 3.276 | 0 | 3.276
2016-06-15 18:00 | 0.01 | 0 | 19.88 | 0 | 10.13 | 146.6407 | 30 | 42.7273 | 9.1827 | 0.8 | 23.3957 | 2.6258 | 66.123 | 0 | 11.8085 | 66.123 | 0 | 0 | 10.13 | 10.13 | 3.9507 | 0 | 3.9507 | 0 | 3.9507
2016-06-15 19:00 | 0 | 0 | 0 | 14.041 | 15.959 | 146.6407 | 30 | 42.7273 | 9.1827 | 0.8 | 23.6507 | 2.6544 | 66.378 | 0 | 11.8371 | 66.378 | 0 | 0 | 15.959 | 30 | 6.224 | 0 | 6.224 | 5.476 | 11.7
2016-06-15 20:00 | 0 | 17.559 | 0 | 0 | 17.559 | 128.1576 | 0 | 0 | 0 | 0 | 0 | 0 | 0 | 0 | 0 | 0 | 0 | 0 | 17.559 | 17.559 | 6.848 | 0 | 6.848 | 0 | 6.848
2016-06-15 21:00 | 0 | 17.144 | 0 | 0 | 17.144 | 110.1113 | 0 | 0 | 0 | 0 | 0 | 0 | 0 | 0 | 0 | 0 | 0 | 0 | 17.144 | 17.144 | 6.6862 | 0 | 6.6862 | 0 | 6.6862
2016-06-15 22:00 | 0 | 16.131 | 0 | 0 | 16.131 | 93.1313 | 0 | 0 | 0 | 0 | 0 | 0 | 0 | 0 | 0 | 0 | 0 | 0 | 16.131 | 16.131 | 6.2911 | 0 | 6.2911 | 0 | 6.2911
2016-06-15 23:00 | 0 | 15.723 | 0 | 0 | 15.723 | 76.5807 | 0 | 0 | 0 | 0 | 0 | 0 | 0 | 0 | 0 | 0 | 0 | 0 | 15.723 | 15.723 | 6.132 | 0 | 6.132 | 0 | 6.132
2016-06-16 | 0 | 2.7174 | 0 | 0 | 13.349 | 73.7203 | 10.6316 | 15.142 | 3.2542 | 0.8 | 0 | 0 | 15.142 | 0 | 3.2542 | 0 | 8.858 | 2.9527 | 16.3017 | 16.3017 | 5.2061 | 1.1515 | 6.3576 | 0 | 6.3576
2016-06-16 01:00 | 0 | 1.3291 | 0 | 0 | 10.93 | 72.3213 | 9.6009 | 13.674 | 2.9387 | 0.8 | 0 | 0 | 13.674 | 0 | 2.9387 | 0 | 7.999 | 2.6663 | 13.5963 | 13.5963 | 4.2627 | 1.0399 | 5.3026 | 0 | 5.3026
2016-06-16 02:00 | 0 | 1.3561 | 0 | 0 | 10.146 | 70.8938 | 8.7899 | 12.519 | 2.6905 | 0.8 | 0 | 0 | 12.519 | 0 | 2.6905 | 0 | 7.324 | 2.4413 | 12.5873 | 12.5873 | 3.9569 | 0.95212 | 4.9091 | 0 | 4.9091
2016-06-16 03:00 | 0 | 1.6843 | 0 | 0 | 9.777 | 69.1209 | 8.0927 | 11.526 | 2.4771 | 0.8 | 0 | 0 | 11.526 | 0 | 2.4771 | 0 | 6.743 | 2.2477 | 12.0247 | 12.0247 | 3.813 | 0.87659 | 4.6896 | 0 | 4.6896
2016-06-16 04:00 | 0 | 1.897 | 0 | 0 | 9.397 | 67.1241 | 7.5 | 10.6818 | 2.2957 | 0.79996 | 0 | 0 | 10.681 | 0.00081818 | 2.2957 | 0 | 6.248 | 2.0827 | 11.4797 | 11.4797 | 3.6648 | 0.81224 | 4.4771 | 0 | 4.4771
2016-06-16 05:00 | 0 | 9.355 | 0 | 0 | 9.355 | 57.2767 | 0 | 0 | 0 | 0 | 0 | 0 | 0 | 0 | 0 | 0 | 0 | 0 | 9.355 | 9.355 | 3.6484 | 0 | 3.6484 | 0 | 3.6484
2016-06-16 06:00 | 0 | 9.196 | 0 | 0 | 9.196 | 47.5967 | 0 | 0 | 0 | 0 | 0 | 0 | 0 | 0 | 0 | 0 | 0 | 0 | 9.196 | 9.196 | 3.5864 | 0 | 3.5864 | 0 | 3.5864
2016-06-16 07:00 | 0 | 8.699 | 0 | 0 | 8.699 | 38.4399 | 0 | 0 | 0 | 0 | 0 | 0 | 0 | 0 | 0 | 0 | 0 | 0 | 8.699 | 8.699 | 3.3926 | 0 | 3.3926 | 0 | 3.3926
2016-06-16 08:00 | 0.06 | 7.673 | 0 | 0 | 7.733 | 30.363 | 0 | 0 | 0 | 0 | 0 | 0 | 0 | 0 | 0 | 0 | 0 | 0 | 7.733 | 7.733 | 3.0159 | 0 | 3.0159 | 0 | 3.0159
2016-06-16 09:00 | 0.17 | 0 | 19.9244 | 2.5576 | 7.688 | 49.2912 | 30 | 42.7273 | 9.1827 | 0.8 | 29.7467 | 3.3386 | 72.474 | 0 | 12.5213 | 72.474 | 0 | 0 | 7.688 | 10.2456 | 2.9983 | 0 | 2.9983 | 0.99747 | 3.9958
2016-06-16 10:00 | 0.34 | 0 | 0 | 23.039 | 7.301 | 49.2912 | 30 | 42.7273 | 9.1827 | 0.8 | 29.8707 | 3.3525 | 72.598 | 0 | 12.5352 | 72.598 | 0 | 0 | 7.301 | 30.34 | 2.8474 | 0 | 2.8474 | 8.9852 | 11.8326
2016-06-16 11:00 | 0.58 | 0 | 23.169 | 0 | 7.411 | 71.3017 | 30 | 42.7273 | 9.1827 | 0.8 | 29.8677 | 3.3522 | 72.595 | 0 | 12.5349 | 72.595 | 0 | 0 | 7.411 | 7.411 | 2.8903 | 0 | 2.8903 | 0 | 2.8903
2016-06-16 12:00 | 0.9 | 0 | 19.2375 | 0 | 7.381 | 89.5774 | 25.7185 | 36.6294 | 7.8722 | 0.8 | 45.6886 | 5.1278 | 82.318 | 0 | 13 | 71.476 | 6.343 | 2.1143 | 9.4953 | 9.4953 | 2.8786 | 0.82459 | 3.7032 | 0 | 3.7032
2016-06-16 13:00 | 0.92 | 0 | 16.2457 | 0 | 7.62 | 105.0108 | 22.9457 | 32.6803 | 7.0235 | 0.8 | 53.2507 | 5.9765 | 85.931 | 0 | 13 | 70.138 | 9.239 | 3.0797 | 10.6997 | 10.6997 | 2.9718 | 1.2011 | 4.1729 | 0 | 4.1729
2016-06-16 14:00 | 1.01 | 0 | 7.2707 | 0 | 8.081 | 111.918 | 14.3417 | 20.426 | 4.3899 | 0.8 | 0 | 0 | 20.426 | 0 | 4.3899 | 0 | 11.949 | 3.983 | 12.064 | 12.064 | 3.1516 | 1.5534 | 4.705 | 0 | 4.705
2016-06-16 15:00 | 0.85 | 0 | 7.667 | 0 | 8.183 | 119.2016 | 15 | 21.3636 | 4.5914 | 0.8 | 70.7974 | 7.9458 | 92.161 | 0 | 12.5372 | 67.832 | 14.233 | 4.7443 | 12.9273 | 12.9273 | 3.1914 | 1.8503 | 5.0417 | 0 | 5.0417
2016-06-16 16:00 | 0.57 | 0 | 0 | 7.431 | 8.139 | 119.2016 | 15 | 21.3636 | 4.5914 | 0.8 | 72.9094 | 8.1829 | 94.273 | 0 | 12.7742 | 67.05 | 15.925 | 5.3083 | 13.4473 | 20.8783 | 3.1742 | 2.0703 | 5.2445 | 2.8981 | 8.1425
2016-06-16 17:00 | 0.11 | 0 | 21.899 | 0 | 8.211 | 140.0057 | 30 | 42.7273 | 9.1827 | 0.8 | 23.8687 | 2.6789 | 66.596 | 0 | 11.8616 | 66.596 | 0 | 0 | 8.211 | 8.211 | 3.2023 | 0 | 3.2023 | 0 | 3.2023
2016-06-16 18:00 | 0.01 | 0 | 0 | 19.276 | 10.734 | 140.0057 | 30 | 42.7273 | 9.1827 | 0.8 | 23.5757 | 2.646 | 66.303 | 0 | 11.8287 | 66.303 | 0 | 0 | 10.734 | 30.01 | 4.1863 | 0 | 4.1863 | 7.5176 | 11.7039
2016-06-16 19:00 | 0 | 0 | 12.431 | 0 | 17.569 | 151.8151 | 30 | 42.7273 | 9.1827 | 0.8 | 23.6087 | 2.6497 | 66.336 | 0 | 11.8324 | 66.336 | 0 | 0 | 17.569 | 17.569 | 6.8519 | 0 | 6.8519 | 0 | 6.8519
2016-06-16 20:00 | 0 | 19.422 | 0 | 0 | 19.422 | 131.3709 | 0 | 0 | 0 | 0 | 0 | 0 | 0 | 0 | 0 | 0 | 0 | 0 | 19.422 | 19.422 | 7.5746 | 0 | 7.5746 | 0 | 7.5746
2016-06-16 21:00 | 0 | 18.484 | 0 | 0 | 18.484 | 111.9141 | 0 | 0 | 0 | 0 | 0 | 0 | 0 | 0 | 0 | 0 | 0 | 0 | 18.484 | 18.484 | 7.2088 | 0 | 7.2088 | 0 | 7.2088
2016-06-16 22:00 | 0 | 17.211 | 0 | 0 | 17.211 | 93.7972 | 0 | 0 | 0 | 0 | 0 | 0 | 0 | 0 | 0 | 0 | 0 | 0 | 17.211 | 17.211 | 6.7123 | 0 | 6.7123 | 0 | 6.7123
2016-06-16 23:00 | 0 | 15.04 | 0 | 0 | 15.04 | 77.9656 | 0 | 0 | 0 | 0 | 0 | 0 | 0 | 0 | 0 | 0 | 0 | 0 | 15.04 | 15.04 | 5.8656 | 0 | 5.8656 | 0 | 5.8656
2016-06-17 | 0 | 1.2227 | 0 | 0 | 12.416 | 76.6786 | 11.1933 | 15.942 | 3.4262 | 0.8 | 0 | 0 | 15.942 | 0 | 3.4262 | 0 | 9.326 | 3.1087 | 15.5247 | 15.5247 | 4.8422 | 1.2124 | 6.0546 | 0 | 6.0546
2016-06-17 01:00 | 0 | 0.46423 | 0 | 0 | 10.551 | 76.1899 | 10.0868 | 14.366 | 3.0875 | 0.8 | 0 | 0 | 14.366 | 0 | 3.0875 | 0 | 8.404 | 2.8013 | 13.3523 | 13.3523 | 4.1149 | 1.0925 | 5.2074 | 0 | 5.2074
2016-06-17 02:00 | 0 | 0.57768 | 0 | 0 | 9.791 | 75.5819 | 9.2133 | 13.122 | 2.8201 | 0.8 | 0 | 0 | 13.122 | 1.7764e-15 | 2.8201 | 0 | 7.676 | 2.5587 | 12.3497 | 12.3497 | 3.8185 | 0.99788 | 4.8164 | 0 | 4.8164
2016-06-17 03:00 | 0 | 1.5215 | 0 | 0 | 9.966 | 73.9803 | 8.4445 | 12.027 | 2.5848 | 0.8 | 0 | 0 | 12.027 | 0 | 2.5848 | 0 | 7.036 | 2.3453 | 12.3113 | 12.3113 | 3.8867 | 0.91468 | 4.8014 | 0 | 4.8014
2016-06-17 04:00 | 0 | 2.1628 | 0 | 0 | 10.106 | 71.7036 | 7.9432 | 11.313 | 2.4313 | 0.8 | 0 | 0 | 11.313 | 0 | 2.4313 | 0 | 6.618 | 2.206 | 12.312 | 12.312 | 3.9413 | 0.86034 | 4.8017 | 0 | 4.8017
2016-06-17 05:00 | 0 | 9.809 | 0 | 0 | 9.809 | 61.3783 | 0 | 0 | 0 | 0 | 0 | 0 | 0 | 0 | 0 | 0 | 0 | 0 | 9.809 | 9.809 | 3.8255 | 0 | 3.8255 | 0 | 3.8255
2016-06-17 06:00 | 0 | 9.022 | 0 | 0 | 9.022 | 51.8815 | 0 | 0 | 0 | 0 | 0 | 0 | 0 | 0 | 0 | 0 | 0 | 0 | 9.022 | 9.022 | 3.5186 | 0 | 3.5186 | 0 | 3.5186
2016-06-17 07:00 | 0 | 8.487 | 0 | 0 | 8.487 | 42.9478 | 0 | 0 | 0 | 0 | 0 | 0 | 0 | 0 | 0 | 0 | 0 | 0 | 8.487 | 8.487 | 3.3099 | 0 | 3.3099 | 0 | 3.3099
2016-06-17 08:00 | 0.02 | 7.317 | 0 | 0 | 7.337 | 35.2457 | 0 | 0 | 0 | 0 | 0 | 0 | 0 | 0 | 0 | 0 | 0 | 0 | 7.337 | 7.337 | 2.8614 | 0 | 2.8614 | 0 | 2.8614
2016-06-17 09:00 | 0.09 | 0 | 22.959 | 0 | 7.131 | 57.0568 | 30 | 42.7273 | 9.1827 | 0.8 | 29.0937 | 3.2653 | 71.821 | 0 | 12.448 | 71.821 | 0 | 0 | 7.131 | 7.131 | 2.7811 | 0 | 2.7811 | 0 | 2.7811
2016-06-17 10:00 | 0.18 | 0 | 0 | 22.731 | 7.449 | 57.0568 | 30 | 42.7273 | 9.1827 | 0.8 | 29.1757 | 3.2745 | 71.903 | 0 | 12.4572 | 71.903 | 0 | 0 | 7.449 | 30.18 | 2.9051 | 0 | 2.9051 | 8.8651 | 11.7702
2016-06-17 11:00 | 0.38 | 0 | 0 | 22.9 | 7.48 | 57.0568 | 30 | 42.7273 | 9.1827 | 0.8 | 29.1397 | 3.2705 | 71.867 | 0 | 12.4532 | 71.867 | 0 | 0 | 7.48 | 30.38 | 2.9172 | 0 | 2.9172 | 8.931 | 11.8482
2016-06-17 12:00 | 0.52 | 0 | 16.856 | 0 | 7.589 | 73.07 | 23.925 | 34.075 | 7.3232 | 0.8 | 50.58 | 5.6768 | 84.655 | 0 | 13 | 70.611 | 8.216 | 2.7387 | 10.3277 | 10.3277 | 2.9597 | 1.0681 | 4.0278 | 0 | 4.0278
2016-06-17 13:00 | 0.5 | 0 | 7.893 | 0 | 7.607 | 80.5683 | 15 | 21.3636 | 4.5914 | 0.8 | 67.4754 | 7.573 | 88.839 | 0 | 12.1644 | 69.062 | 11.57 | 3.8567 | 11.4637 | 11.4637 | 2.9667 | 1.5041 | 4.4708 | 0 | 4.4708
2016-06-17 14:00 | 0.49 | 0 | 7.541 | 0 | 7.949 | 87.7323 | 15 | 21.3636 | 4.5914 | 0.8 | 2.8794 | 0.32316 | 24.243 | 0 | 4.9145 | 0 | 14.182 | 4.7273 | 12.6763 | 12.6763 | 3.1001 | 1.8437 | 4.9438 | 0 | 4.9438
2016-06-17 15:00 | 0.32 | 0 | 7.239 | 0 | 8.081 | 94.6093 | 15 | 21.3636 | 4.5914 | 0.8 | 73.0274 | 8.1961 | 94.391 | 0 | 12.7875 | 67.007 | 16.02 | 5.34 | 13.421 | 13.421 | 3.1516 | 2.0826 | 5.2342 | 0 | 5.2342
2016-06-17 16:00 | 0.2 | 0 | 6.813 | 0 | 8.387 | 101.0817 | 15 | 21.3636 | 4.5914 | 0.8 | 74.1014 | 8.3167 | 95.465 | 0 | 12.908 | 66.609 | 16.881 | 5.627 | 14.014 | 14.014 | 3.2709 | 2.1945 | 5.4655 | 0 | 5.4655
2016-06-17 17:00 | 0.07 | 0 | 20.93 | 0 | 9.14 | 120.9652 | 30 | 42.7273 | 9.1827 | 0.8 | 23.6817 | 2.6579 | 66.409 | 0 | 11.8406 | 66.409 | 0 | 0 | 9.14 | 9.14 | 3.5646 | 0 | 3.5646 | 0 | 3.5646
2016-06-17 18:00 | 0.01 | 0 | 18.5772 | 0.07881 | 11.354 | 138.6135 | 30 | 42.7273 | 9.1827 | 0.8 | 23.6307 | 2.6522 | 66.358 | 0 | 11.8349 | 66.358 | 0 | 0 | 11.354 | 11.4328 | 4.4281 | 0 | 4.4281 | 0.030736 | 4.4588
2016-06-17 19:00 | 0 | 0 | 12.183 | 0 | 17.817 | 150.1873 | 30 | 42.7273 | 9.1827 | 0.8 | 23.8817 | 2.6803 | 66.609 | 0 | 11.8631 | 66.609 | 0 | 0 | 17.817 | 17.817 | 6.9486 | 0 | 6.9486 | 0 | 6.9486
2016-06-17 20:00 | 0 | 18.857 | 0 | 0 | 18.857 | 130.3379 | 0 | 0 | 0 | 0 | 0 | 0 | 0 | 0 | 0 | 0 | 0 | 0 | 18.857 | 18.857 | 7.3542 | 0 | 7.3542 | 0 | 7.3542
2016-06-17 21:00 | 0 | 18.567 | 0 | 0 | 18.567 | 110.7937 | 0 | 0 | 0 | 0 | 0 | 0 | 0 | 0 | 0 | 0 | 0 | 0 | 18.567 | 18.567 | 7.2411 | 0 | 7.2411 | 0 | 7.2411
2016-06-17 22:00 | 0 | 17.227 | 0 | 0 | 17.227 | 92.66 | 0 | 0 | 0 | 0 | 0 | 0 | 0 | 0 | 0 | 0 | 0 | 0 | 17.227 | 17.227 | 6.7185 | 0 | 6.7185 | 0 | 6.7185
2016-06-17 23:00 | 0 | 14.812 | 0 | 0 | 14.812 | 77.0684 | 0 | 0 | 0 | 0 | 0 | 0 | 0 | 0 | 0 | 0 | 0 | 0 | 14.812 | 14.812 | 5.7767 | 0 | 5.7767 | 0 | 5.7767
2016-06-18 | 0 | 1.0151 | 0 | 0 | 12.471 | 75.9999 | 11.4559 | 16.316 | 3.5066 | 0.8 | 0 | 0 | 16.316 | 0 | 3.5066 | 0 | 9.545 | 3.1817 | 15.6527 | 15.6527 | 4.8637 | 1.2409 | 6.1045 | 0 | 6.1045
2016-06-18 01:00 | 0 | 0 | 0.54155 | 0 | 10.333 | 76.5144 | 10.8746 | 15.488 | 3.3286 | 0.8 | 0 | 0 | 15.488 | 0 | 3.3286 | 0 | 9.061 | 3.0203 | 13.3533 | 13.3533 | 4.0299 | 1.1779 | 5.2078 | 0 | 5.2078
2016-06-18 02:00 | 0 | 0 | 0.60862 | 0 | 9.726 | 77.0925 | 10.3346 | 14.719 | 3.1633 | 0.8 | 0 | 0 | 14.719 | 0 | 3.1633 | 0 | 8.61 | 2.87 | 12.596 | 12.596 | 3.7931 | 1.1193 | 4.9124 | 0 | 4.9124
2016-06-18 03:00 | 0 | 0 | 0 | 0.40506 | 9.417 | 77.0925 | 9.8221 | 13.989 | 3.0064 | 0.8 | 0 | 0 | 13.989 | 0 | 3.0064 | 0 | 8.184 | 2.728 | 12.145 | 12.5501 | 3.6726 | 1.0639 | 4.7366 | 0.15797 | 4.8945
2016-06-18 04:00 | 0 | 0.2953 | 0 | 0 | 9.569 | 76.7817 | 9.2737 | 13.208 | 2.8386 | 0.8 | 0 | 0 | 13.208 | 0 | 2.8386 | 0 | 7.726 | 2.5753 | 12.1443 | 12.1443 | 3.7319 | 1.0044 | 4.7363 | 0 | 4.7363
2016-06-18 05:00 | 0 | 9.466 | 0 | 0 | 9.466 | 66.8175 | 0 | 0 | 0 | 0 | 0 | 0 | 0 | 0 | 0 | 0 | 0 | 0 | 9.466 | 9.466 | 3.6917 | 0 | 3.6917 | 0 | 3.6917
2016-06-18 06:00 | 0 | 9.131 | 0 | 0 | 9.131 | 57.2059 | 0 | 0 | 0 | 0 | 0 | 0 | 0 | 0 | 0 | 0 | 0 | 0 | 9.131 | 9.131 | 3.5611 | 0 | 3.5611 | 0 | 3.5611
2016-06-18 07:00 | 0 | 8.799 | 0 | 0 | 8.799 | 47.9438 | 0 | 0 | 0 | 0 | 0 | 0 | 0 | 0 | 0 | 0 | 0 | 0 | 8.799 | 8.799 | 3.4316 | 0 | 3.4316 | 0 | 3.4316
2016-06-18 08:00 | 0.08 | 7.154 | 0 | 0 | 7.234 | 40.4133 | 0 | 0 | 0 | 0 | 0 | 0 | 0 | 0 | 0 | 0 | 0 | 0 | 7.234 | 7.234 | 2.8213 | 0 | 2.8213 | 0 | 2.8213
2016-06-18 09:00 | 0.49 | 0 | 0 | 23.632 | 6.858 | 40.4133 | 30 | 42.7273 | 9.1827 | 0.8 | 28.8777 | 3.241 | 71.605 | 0 | 12.4238 | 71.605 | 0 | 0 | 6.858 | 30.49 | 2.6746 | 0 | 2.6746 | 9.2165 | 11.8911
2016-06-18 10:00 | 1.03 | 0 | 0 | 23.787 | 7.243 | 40.4133 | 30 | 42.7273 | 9.1827 | 0.8 | 28.9787 | 3.2524 | 71.706 | 0 | 12.4351 | 71.706 | 0 | 0 | 7.243 | 31.03 | 2.8248 | 0 | 2.8248 | 9.2769 | 12.1017
2016-06-18 11:00 | 1.24 | 0 | 0 | 23.973 | 7.267 | 40.4133 | 30 | 42.7273 | 9.1827 | 0.8 | 29.0197 | 3.257 | 71.747 | 0 | 12.4397 | 71.747 | 0 | 0 | 7.267 | 31.24 | 2.8341 | 0 | 2.8341 | 9.3495 | 12.1836
2016-06-18 12:00 | 1.18 | 0 | 17.0967 | 0 | 7.326 | 56.6552 | 23.2427 | 33.1033 | 7.1144 | 0.8 | 52.4407 | 5.8856 | 85.544 | 0 | 13 | 70.282 | 8.929 | 2.9763 | 10.3023 | 10.3023 | 2.8571 | 1.1608 | 4.0179 | 0 | 4.0179
2016-06-18 13:00 | 1.21 | 0 | 8.616 | 0 | 7.594 | 64.8404 | 15 | 21.3636 | 4.5914 | 0.8 | 68.5954 | 7.6987 | 89.959 | 0 | 12.2901 | 68.647 | 12.468 | 4.156 | 11.75 | 11.75 | 2.9617 | 1.6208 | 4.5825 | 0 | 4.5825
2016-06-18 14:00 | 1.15 | 0 | 15.795 | 0 | 7.855 | 79.8456 | 22.5 | 32.0455 | 6.8871 | 0.71833 | 0 | 0 | 26.477 | 5.5685 | 6.8871 | 0 | 15.489 | 5.163 | 13.018 | 13.018 | 3.0635 | 2.0136 | 5.077 | 0 | 5.077
2016-06-18 15:00 | 0.91 | 0 | 7.7047 | 0 | 7.875 | 87.1651 | 14.6697 | 20.8931 | 4.4903 | 0.8 | 75.8219 | 8.5097 | 96.715 | 0 | 13 | 66.147 | 17.882 | 5.9607 | 13.8357 | 13.8357 | 3.0713 | 2.3247 | 5.3959 | 0 | 5.3959
2016-06-18 16:00 | 0.41 | 0 | 5.6276 | 0 | 7.977 | 92.5113 | 13.1946 | 18.7923 | 4.0388 | 0.8 | 79.8447 | 8.9612 | 98.637 | 0 | 13 | 65.435 | 19.423 | 6.4743 | 14.4513 | 14.4513 | 3.111 | 2.525 | 5.636 | 0 | 5.636
2016-06-18 17:00 | 0.11 | 0 | 21.385 | 0 | 8.725 | 112.8271 | 30 | 42.7273 | 9.1827 | 0.8 | 22.4297 | 2.5174 | 65.157 | 0 | 11.7001 | 65.157 | 0 | 0 | 8.725 | 8.725 | 3.4028 | 0 | 3.4028 | 0 | 3.4028
2016-06-18 18:00 | 0.01 | 0 | 19.253 | 0 | 10.757 | 131.1174 | 30 | 42.7273 | 9.1827 | 0.8 | 22.4687 | 2.5217 | 65.196 | 0 | 11.7045 | 65.196 | 0 | 0 | 10.757 | 10.757 | 4.1952 | 0 | 4.1952 | 0 | 4.1952
2016-06-18 19:00 | 0 | 0 | 12.227 | 0 | 17.773 | 142.7331 | 30 | 42.7273 | 9.1827 | 0.8 | 22.8737 | 2.5672 | 65.601 | 0 | 11.7499 | 65.601 | 0 | 0 | 17.773 | 17.773 | 6.9315 | 0 | 6.9315 | 0 | 6.9315
2016-06-18 20:00 | 0 | 19.512 | 0 | 0 | 19.512 | 122.1941 | 0 | 0 | 0 | 0 | 0 | 0 | 0 | 0 | 0 | 0 | 0 | 0 | 19.512 | 19.512 | 7.6097 | 0 | 7.6097 | 0 | 7.6097
2016-06-18 21:00 | 0 | 18.686 | 0 | 0 | 18.686 | 102.5246 | 0 | 0 | 0 | 0 | 0 | 0 | 0 | 0 | 0 | 0 | 0 | 0 | 18.686 | 18.686 | 7.2875 | 0 | 7.2875 | 0 | 7.2875
2016-06-18 22:00 | 0 | 17.331 | 0 | 0 | 17.331 | 84.2815 | 0 | 0 | 0 | 0 | 0 | 0 | 0 | 0 | 0 | 0 | 0 | 0 | 17.331 | 17.331 | 6.7591 | 0 | 6.7591 | 0 | 6.7591
2016-06-18 23:00 | 0 | 14.504 | 0 | 0 | 14.504 | 69.0141 | 0 | 0 | 0 | 0 | 0 | 0 | 0 | 0 | 0 | 0 | 0 | 0 | 14.504 | 14.504 | 5.6566 | 0 | 5.6566 | 0 | 5.6566
2016-06-19 | 0 | 0 | 0.34543 | 0 | 12.698 | 69.3423 | 13.0434 | 18.577 | 3.9925 | 0.8 | 0 | 0 | 18.577 | 0 | 3.9925 | 0 | 10.868 | 3.6227 | 16.3207 | 16.3207 | 4.9522 | 1.4128 | 6.3651 | 0 | 6.3651
2016-06-19 01:00 | 0 | 0 | 1.3779 | 0 | 10.764 | 70.6513 | 12.1419 | 17.293 | 3.7165 | 0.8 | 0 | 0 | 17.293 | 0 | 3.7165 | 0 | 10.117 | 3.3723 | 14.1363 | 14.1363 | 4.198 | 1.3152 | 5.5132 | 0 | 5.5132
2016-06-19 02:00 | 0 | 0 | 0 | 1.4286 | 9.816 | 70.6513 | 11.2446 | 16.015 | 3.4419 | 0.8 | 0 | 0 | 16.015 | 0 | 3.4419 | 0 | 9.369 | 3.123 | 12.939 | 14.3676 | 3.8282 | 1.218 | 5.0462 | 0.55714 | 5.6034
2016-06-19 03:00 | 0 | 0 | 0.56568 | 0 | 9.955 | 71.1887 | 10.5207 | 14.984 | 3.2203 | 0.8 | 0 | 0 | 14.984 | 0 | 3.2203 | 0 | 8.766 | 2.922 | 12.877 | 12.877 | 3.8824 | 1.1396 | 5.022 | 0 | 5.022
2016-06-19 04:00 | 0 | 0 | 0.51704 | 0 | 9.463 | 71.6798 | 9.98 | 14.214 | 3.0548 | 0.8 | 0 | 0 | 14.214 | 1.7764e-15 | 3.0548 | 0 | 8.315 | 2.7717 | 12.2347 | 12.2347 | 3.6906 | 1.081 | 4.7715 | 0 | 4.7715
2016-06-19 05:00 | 0 | 9.265 | 0 | 0 | 9.265 | 61.9272 | 0 | 0 | 0 | 0 | 0 | 0 | 0 | 0 | 0 | 0 | 0 | 0 | 9.265 | 9.265 | 3.6134 | 0 | 3.6134 | 0 | 3.6134
2016-06-19 06:00 | 0 | 9.058 | 0 | 0 | 9.058 | 52.3925 | 0 | 0 | 0 | 0 | 0 | 0 | 0 | 0 | 0 | 0 | 0 | 0 | 9.058 | 9.058 | 3.5326 | 0 | 3.5326 | 0 | 3.5326
2016-06-19 07:00 | 0 | 8.556 | 0 | 0 | 8.556 | 43.3862 | 0 | 0 | 0 | 0 | 0 | 0 | 0 | 0 | 0 | 0 | 0 | 0 | 8.556 | 8.556 | 3.3368 | 0 | 3.3368 | 0 | 3.3368
2016-06-19 08:00 | 0.04 | 7.586 | 0 | 0 | 7.626 | 35.4009 | 0 | 0 | 0 | 0 | 0 | 0 | 0 | 0 | 0 | 0 | 0 | 0 | 7.626 | 7.626 | 2.9741 | 0 | 2.9741 | 0 | 2.9741
2016-06-19 09:00 | 0.15 | 0 | 22.779 | 0 | 7.371 | 57.041 | 30 | 42.7273 | 9.1827 | 0.8 | 28.5787 | 3.2075 | 71.306 | 0 | 12.3902 | 71.306 | 0 | 0 | 7.371 | 7.371 | 2.8747 | 0 | 2.8747 | 0 | 2.8747
2016-06-19 10:00 | 0.23 | 0 | 0 | 22.973 | 7.257 | 57.041 | 30 | 42.7273 | 9.1827 | 0.8 | 28.6717 | 3.2179 | 71.399 | 0 | 12.4007 | 71.399 | 0 | 0 | 7.257 | 30.23 | 2.8302 | 0 | 2.8302 | 8.9595 | 11.7897
2016-06-19 11:00 | 0.33 | 0 | 23.316 | 0 | 7.014 | 79.1912 | 30 | 42.7273 | 9.1827 | 0.8 | 28.6287 | 3.2131 | 71.356 | 0 | 12.3958 | 71.356 | 0 | 0 | 7.014 | 7.014 | 2.7355 | 0 | 2.7355 | 0 | 2.7355
2016-06-19 12:00 | 0.48 | 0 | 16.3013 | 0 | 7.291 | 94.6774 | 23.1123 | 32.9175 | 7.0745 | 0.8 | 52.7965 | 5.9255 | 85.714 | 0 | 13 | 70.219 | 9.065 | 3.0217 | 10.3127 | 10.3127 | 2.8435 | 1.1784 | 4.0219 | 0 | 4.0219
2016-06-19 13:00 | 0.48 | 0 | 0 | 7.771 | 7.709 | 94.6774 | 15 | 21.3636 | 4.5914 | 0.8 | 67.4374 | 7.5687 | 88.801 | 0 | 12.1601 | 69.076 | 11.539 | 3.8463 | 11.5553 | 19.3263 | 3.0065 | 1.5001 | 4.5066 | 3.0307 | 7.5373
2016-06-19 14:00 | 0.37 | 0 | 7.147 | 0 | 8.223 | 101.467 | 15 | 21.3636 | 4.5914 | 0.8 | 1.7054 | 0.1914 | 23.069 | 0 | 4.7828 | 0 | 13.496 | 4.4987 | 12.7217 | 12.7217 | 3.207 | 1.7545 | 4.9615 | 0 | 4.9615
2016-06-19 15:00 | 0.32 | 0 | 6.671 | 0 | 8.649 | 107.8045 | 15 | 21.3636 | 4.5914 | 0.8 | 68.5934 | 7.6985 | 89.957 | 0 | 12.2898 | 68.648 | 12.466 | 4.1553 | 12.8043 | 12.8043 | 3.3731 | 1.6206 | 4.9937 | 0 | 4.9937
2016-06-19 16:00 | 0.15 | 0 | 6.698 | 0 | 8.452 | 114.1676 | 15 | 21.3636 | 4.5914 | 0.8 | 66.9994 | 7.5196 | 88.363 | 0 | 12.1109 | 69.238 | 11.188 | 3.7293 | 12.1813 | 12.1813 | 3.2963 | 1.4544 | 4.7507 | 0 | 4.7507
2016-06-19 17:00 | 0.05 | 0 | 21.117 | 0 | 8.933 | 134.2287 | 30 | 42.7273 | 9.1827 | 0.8 | 26.5677 | 2.9818 | 69.295 | 0 | 12.1645 | 69.295 | 0 | 0 | 8.933 | 8.933 | 3.4839 | 0 | 3.4839 | 0 | 3.4839
2016-06-19 18:00 | 0.01 | 0 | 18.512 | 0 | 11.498 | 151.8151 | 30 | 42.7273 | 9.1827 | 0.8 | 26.4627 | 2.97 | 69.19 | 0 | 12.1527 | 69.19 | 0 | 0 | 11.498 | 11.498 | 4.4842 | 0 | 4.4842 | 0 | 4.4842
2016-06-19 19:00 | 0 | 0 | 0 | 12.184 | 17.816 | 151.8151 | 30 | 42.7273 | 9.1827 | 0.8 | 26.3667 | 2.9592 | 69.094 | 0 | 12.142 | 69.094 | 0 | 0 | 17.816 | 30 | 6.9482 | 0 | 6.9482 | 4.7518 | 11.7
2016-06-19 20:00 | 0 | 19.584 | 0 | 0 | 19.584 | 131.2004 | 0 | 0 | 0 | 0 | 0 | 0 | 0 | 0 | 0 | 0 | 0 | 0 | 19.584 | 19.584 | 7.6378 | 0 | 7.6378 | 0 | 7.6378
2016-06-19 21:00 | 0 | 19.046 | 0 | 0 | 19.046 | 111.152 | 0 | 0 | 0 | 0 | 0 | 0 | 0 | 0 | 0 | 0 | 0 | 0 | 19.046 | 19.046 | 7.4279 | 0 | 7.4279 | 0 | 7.4279
2016-06-19 22:00 | 0 | 17.947 | 0 | 0 | 17.947 | 92.2604 | 0 | 0 | 0 | 0 | 0 | 0 | 0 | 0 | 0 | 0 | 0 | 0 | 17.947 | 17.947 | 6.9993 | 0 | 6.9993 | 0 | 6.9993
2016-06-19 23:00 | 0 | 15.451 | 0 | 0 | 15.451 | 75.9962 | 0 | 0 | 0 | 0 | 0 | 0 | 0 | 0 | 0 | 0 | 0 | 0 | 15.451 | 15.451 | 6.0259 | 0 | 6.0259 | 0 | 6.0259
2016-06-20 | 0 | 0 | 0 | 0 | 12.62 | 75.9962 | 12.62 | 17.9739 | 3.8629 | 0.67077 | 0 | 0 | 13.032 | 4.9419 | 3.8629 | 0 | 7.624 | 2.5413 | 15.1613 | 15.1613 | 4.9218 | 0.99112 | 5.9129 | 0 | 5.9129
2016-06-20 01:00 | 0 | 1.8299 | 0 | 0 | 11.187 | 74.0699 | 9.3571 | 13.3267 | 2.8641 | 0.76587 | 0 | 0 | 12.359 | 0.96773 | 2.8641 | 0 | 7.23 | 2.41 | 13.597 | 13.597 | 4.3629 | 0.9399 | 5.3028 | 0 | 5.3028
2016-06-20 02:00 | 0 | 1.5058 | 0 | 0 | 10.031 | 72.4849 | 8.5252 | 12.142 | 2.6095 | 0.8 | 0 | 0 | 12.142 | 0 | 2.6095 | 0 | 7.103 | 2.3677 | 12.3987 | 12.3987 | 3.9121 | 0.92339 | 4.8355 | 0 | 4.8355
2016-06-20 03:00 | 0 | 1.5665 | 0 | 0 | 10.209 | 70.8359 | 8.6425 | 12.309 | 2.6454 | 0.8 | 0 | 0 | 12.309 | 0 | 2.6454 | 0 | 7.201 | 2.4003 | 12.6093 | 12.6093 | 3.9815 | 0.93613 | 4.9176 | 0 | 4.9176
2016-06-20 04:00 | 0 | 1.8233 | 0 | 0 | 10.147 | 68.9167 | 8.3237 | 11.855 | 2.5478 | 0.8 | 0 | 0 | 11.855 | 0 | 2.5478 | 0 | 6.935 | 2.3117 | 12.4587 | 12.4587 | 3.9573 | 0.90155 | 4.8589 | 0 | 4.8589
2016-06-20 05:00 | 0 | 9.653 | 0 | 0 | 9.653 | 58.7557 | 0 | 0 | 0 | 0 | 0 | 0 | 0 | 0 | 0 | 0 | 0 | 0 | 9.653 | 9.653 | 3.7647 | 0 | 3.7647 | 0 | 3.7647
2016-06-20 06:00 | 0 | 9.684 | 0 | 0 | 9.684 | 48.562 | 0 | 0 | 0 | 0 | 0 | 0 | 0 | 0 | 0 | 0 | 0 | 0 | 9.684 | 9.684 | 3.7768 | 0 | 3.7768 | 0 | 3.7768
2016-06-20 07:00 | 0 | 9.395 | 0 | 0 | 9.395 | 38.6725 | 0 | 0 | 0 | 0 | 0 | 0 | 0 | 0 | 0 | 0 | 0 | 0 | 9.395 | 9.395 | 3.6641 | 0 | 3.6641 | 0 | 3.6641
2016-06-20 08:00 | 0.04 | 7.894 | 0 | 0 | 7.934 | 30.363 | 0 | 0 | 0 | 0 | 0 | 0 | 0 | 0 | 0 | 0 | 0 | 0 | 7.934 | 7.934 | 3.0943 | 0 | 3.0943 | 0 | 3.0943
2016-06-20 09:00 | 0.18 | 0 | 22.554 | 0 | 7.626 | 51.7893 | 30 | 42.7273 | 9.1827 | 0.8 | 29.0337 | 3.2586 | 71.761 | 0 | 12.4413 | 71.761 | 0 | 0 | 7.626 | 7.626 | 2.9741 | 0 | 2.9741 | 0 | 2.9741
2016-06-20 10:00 | 0.56 | 0 | 23.18 | 0 | 7.38 | 73.8103 | 30 | 42.7273 | 9.1827 | 0.8 | 29.2227 | 3.2798 | 71.95 | 0 | 12.4625 | 71.95 | 0 | 0 | 7.38 | 7.38 | 2.8782 | 0 | 2.8782 | 0 | 2.8782
2016-06-20 11:00 | 0.59 | 0 | 23.374 | 0 | 7.216 | 96.0156 | 30 | 42.7273 | 9.1827 | 0.8 | 29.2917 | 3.2875 | 72.019 | 0 | 12.4702 | 72.019 | 0 | 0 | 7.216 | 7.216 | 2.8142 | 0 | 2.8142 | 0 | 2.8142
2016-06-20 12:00 | 0.65 | 0 | 0 | 17.7802 | 7.431 | 96.0156 | 24.5612 | 34.9811 | 7.518 | 0.8 | 48.8449 | 5.482 | 83.826 | 0 | 13 | 70.918 | 7.551 | 2.517 | 9.948 | 27.7282 | 2.8981 | 0.98163 | 3.8797 | 6.9343 | 10.814
2016-06-20 13:00 | 0.45 | 0 | 0 | 7.707 | 7.743 | 96.0156 | 15 | 21.3636 | 4.5914 | 0.8 | 65.6844 | 7.372 | 87.048 | 0 | 11.9634 | 69.725 | 10.134 | 3.378 | 11.121 | 18.828 | 3.0198 | 1.3174 | 4.3372 | 3.0057 | 7.3429
2016-06-20 14:00 | 0.4 | 0 | 0 | 6.811 | 8.589 | 96.0156 | 15 | 21.3636 | 4.5914 | 0.8 | 1.0674 | 0.11979 | 22.431 | 0 | 4.7112 | 0 | 13.122 | 4.374 | 12.963 | 19.774 | 3.3497 | 1.7059 | 5.0556 | 2.6563 | 7.7119
2016-06-20 15:00 | 0.23 | 0 | 5.1879 | 1.2761 | 8.766 | 100.9441 | 15 | 21.3636 | 4.5914 | 0.8 | 72.5124 | 8.1383 | 93.876 | 0 | 12.7297 | 67.197 | 15.607 | 5.2023 | 13.9683 | 15.2445 | 3.4187 | 2.0289 | 5.4477 | 0.49769 | 5.9453
2016-06-20 16:00 | 0.15 | 0 | 0 | 6.432 | 8.718 | 100.9441 | 15 | 21.3636 | 4.5914 | 0.8 | 74.4244 | 8.3529 | 95.788 | 0 | 12.9443 | 66.49 | 17.139 | 5.713 | 14.431 | 20.863 | 3.4 | 2.2281 | 5.6281 | 2.5085 | 8.1366
2016-06-20 17:00 | 0.07 | 0 | 21.359 | 0 | 8.711 | 121.2351 | 30 | 42.7273 | 9.1827 | 0.8 | 23.5907 | 2.6477 | 66.318 | 0 | 11.8304 | 66.318 | 0 | 0 | 8.711 | 8.711 | 3.3973 | 0 | 3.3973 | 0 | 3.3973
2016-06-20 18:00 | 0.01 | 0 | 19.074 | 0 | 10.936 | 139.3554 | 30 | 42.7273 | 9.1827 | 0.8 | 23.8457 | 2.6763 | 66.573 | 0 | 11.859 | 66.573 | 0 | 0 | 10.936 | 10.936 | 4.265 | 0 | 4.265 | 0 | 4.265
2016-06-20 19:00 | 0 | 0 | 12.635 | 0 | 17.365 | 151.3587 | 30 | 42.7273 | 9.1827 | 0.8 | 24.1817 | 2.714 | 66.909 | 0 | 11.8967 | 66.909 | 0 | 0 | 17.365 | 17.365 | 6.7723 | 0 | 6.7723 | 0 | 6.7723
2016-06-20 20:00 | 0 | 19.556 | 0 | 0 | 19.556 | 130.7734 | 0 | 0 | 0 | 0 | 0 | 0 | 0 | 0 | 0 | 0 | 0 | 0 | 19.556 | 19.556 | 7.6268 | 0 | 7.6268 | 0 | 7.6268
2016-06-20 21:00 | 0 | 18.503 | 0 | 0 | 18.503 | 111.2966 | 0 | 0 | 0 | 0 | 0 | 0 | 0 | 0 | 0 | 0 | 0 | 0 | 18.503 | 18.503 | 7.2162 | 0 | 7.2162 | 0 | 7.2162
2016-06-20 22:00 | 0 | 17.455 | 0 | 0 | 17.455 | 92.9229 | 0 | 0 | 0 | 0 | 0 | 0 | 0 | 0 | 0 | 0 | 0 | 0 | 17.455 | 17.455 | 6.8074 | 0 | 6.8074 | 0 | 6.8074
2016-06-20 23:00 | 0 | 15.362 | 0 | 0 | 15.362 | 76.7524 | 0 | 0 | 0 | 0 | 0 | 0 | 0 | 0 | 0 | 0 | 0 | 0 | 15.362 | 15.362 | 5.9912 | 0 | 5.9912 | 0 | 5.9912
2016-06-21 | 0 | 1.4486 | 0 | 0 | 12.849 | 75.2276 | 11.4004 | 16.237 | 3.4896 | 0.8 | 0 | 0 | 16.237 | 0 | 3.4896 | 0 | 9.498 | 3.166 | 16.015 | 16.015 | 5.0111 | 1.2347 | 6.2459 | 0 | 6.2459
2016-06-21 01:00 | 0 | 0.53549 | 0 | 0 | 10.934 | 74.6639 | 10.3985 | 14.81 | 3.1829 | 0.8 | 0 | 0 | 14.81 | 0 | 3.1829 | 0 | 8.664 | 2.888 | 13.822 | 13.822 | 4.2643 | 1.1263 | 5.3906 | 0 | 5.3906
2016-06-21 02:00 | 0 | 0.43577 | 0 | 0 | 10.017 | 74.2052 | 9.5812 | 13.646 | 2.9327 | 0.8 | 0 | 0 | 13.646 | 0 | 2.9327 | 0 | 7.983 | 2.661 | 12.678 | 12.678 | 3.9066 | 1.0378 | 4.9444 | 0 | 4.9444
2016-06-21 03:00 | 0 | 0.64474 | 0 | 0 | 9.54 | 73.5265 | 8.8953 | 12.669 | 2.7228 | 0.8 | 0 | 0 | 12.669 | 0 | 2.7228 | 0 | 7.411 | 2.4703 | 12.0103 | 12.0103 | 3.7206 | 0.96343 | 4.684 | 0 | 4.684
2016-06-21 04:00 | 0 | 1.439 | 0 | 0 | 9.708 | 72.0117 | 8.269 | 11.777 | 2.5311 | 0.8 | 0 | 0 | 11.777 | 1.7764e-15 | 2.5311 | 0 | 6.89 | 2.2967 | 12.0047 | 12.0047 | 3.7861 | 0.8957 | 4.6818 | 0 | 4.6818
2016-06-21 05:00 | 0 | 9.545 | 0 | 0 | 9.545 | 61.9644 | 0 | 0 | 0 | 0 | 0 | 0 | 0 | 0 | 0 | 0 | 0 | 0 | 9.545 | 9.545 | 3.7226 | 0 | 3.7226 | 0 | 3.7226
2016-06-21 06:00 | 0 | 9.546 | 0 | 0 | 9.546 | 51.916 | 0 | 0 | 0 | 0 | 0 | 0 | 0 | 0 | 0 | 0 | 0 | 0 | 9.546 | 9.546 | 3.7229 | 0 | 3.7229 | 0 | 3.7229
2016-06-21 07:00 | 0 | 8.927 | 0 | 0 | 8.927 | 42.5191 | 0 | 0 | 0 | 0 | 0 | 0 | 0 | 0 | 0 | 0 | 0 | 0 | 8.927 | 8.927 | 3.4815 | 0 | 3.4815 | 0 | 3.4815
2016-06-21 08:00 | 0.06 | 7.524 | 0 | 0 | 7.584 | 34.5991 | 0 | 0 | 0 | 0 | 0 | 0 | 0 | 0 | 0 | 0 | 0 | 0 | 7.584 | 7.584 | 2.9578 | 0 | 2.9578 | 0 | 2.9578
2016-06-21 09:00 | 0.26 | 0 | 0 | 22.801 | 7.459 | 34.5991 | 30 | 42.7273 | 9.1827 | 0.8 | 29.1487 | 3.2715 | 71.876 | 0 | 12.4542 | 71.876 | 0 | 0 | 7.459 | 30.26 | 2.909 | 0 | 2.909 | 8.8924 | 11.8014
2016-06-21 10:00 | 0.45 | 0 | 0 | 22.877 | 7.573 | 34.5991 | 30 | 42.7273 | 9.1827 | 0.8 | 29.2437 | 3.2821 | 71.971 | 0 | 12.4649 | 71.971 | 0 | 0 | 7.573 | 30.45 | 2.9535 | 0 | 2.9535 | 8.922 | 11.8755
2016-06-21 11:00 | 0.68 | 0 | 22.882 | 0 | 7.798 | 56.337 | 30 | 42.7273 | 9.1827 | 0.8 | 29.2197 | 3.2794 | 71.947 | 0 | 12.4622 | 71.947 | 0 | 0 | 7.798 | 7.798 | 3.0412 | 0 | 3.0412 | 0 | 3.0412
2016-06-21 12:00 | 0.83 | 0 | 18.0071 | 0 | 7.711 | 73.4438 | 24.8881 | 35.4467 | 7.618 | 0.8 | 47.9533 | 5.382 | 83.4 | 0 | 13 | 71.075 | 7.21 | 2.4033 | 10.1143 | 10.1143 | 3.0073 | 0.9373 | 3.9446 | 0 | 3.9446
2016-06-21 13:00 | 0.76 | 0 | 15.8542 | 0 | 7.972 | 88.5053 | 23.0662 | 32.8519 | 7.0604 | 0.8 | 52.9221 | 5.9396 | 85.774 | 0 | 13 | 70.196 | 9.113 | 3.0377 | 11.0097 | 11.0097 | 3.1091 | 1.1847 | 4.2938 | 0 | 4.2938
2016-06-21 14:00 | 0.83 | 0 | 6.2259 | 0 | 8.264 | 94.4199 | 13.6599 | 19.455 | 4.1812 | 0.8 | 0 | 0 | 19.455 | 0 | 4.1812 | 0 | 11.381 | 3.7937 | 12.0577 | 12.0577 | 3.223 | 1.4795 | 4.7025 | 0 | 4.7025
2016-06-21 15:00 | 0.6 | 0 | 0 | 7.358 | 8.242 | 94.4199 | 15 | 21.3636 | 4.5914 | 0.8 | 70.0344 | 7.8602 | 91.398 | 0 | 12.4516 | 68.115 | 13.62 | 4.54 | 12.782 | 20.14 | 3.2144 | 1.7706 | 4.985 | 2.8696 | 7.8546
2016-06-21 16:00 | 0.31 | 0 | 7.458 | 0 | 7.852 | 101.505 | 15 | 21.3636 | 4.5914 | 0.8 | 72.4044 | 8.1262 | 93.768 | 0 | 12.7176 | 67.237 | 15.52 | 5.1733 | 13.0253 | 13.0253 | 3.0623 | 2.0176 | 5.0799 | 0 | 5.0799
2016-06-21 17:00 | 0.16 | 0 | 21.85 | 0 | 8.31 | 122.2625 | 30 | 42.7273 | 9.1827 | 0.8 | 23.9687 | 2.6901 | 66.696 | 0 | 11.8728 | 66.696 | 0 | 0 | 8.31 | 8.31 | 3.2409 | 0 | 3.2409 | 0 | 3.2409
2016-06-21 18:00 | 0.02 | 0 | 18.935 | 0 | 11.085 | 140.2508 | 30 | 42.7273 | 9.1827 | 0.8 | 23.7827 | 2.6692 | 66.51 | 0 | 11.852 | 66.51 | 0 | 0 | 11.085 | 11.085 | 4.3232 | 0 | 4.3232 | 0 | 4.3232
2016-06-21 19:00 | 0 | 0 | 12.173 | 0 | 17.827 | 151.8151 | 30 | 42.7273 | 9.1827 | 0.8 | 23.9327 | 2.6861 | 66.66 | 0 | 11.8688 | 66.66 | 0 | 0 | 17.827 | 17.827 | 6.9525 | 0 | 6.9525 | 0 | 6.9525
2016-06-21 20:00 | 0 | 19.567 | 0 | 0 | 19.567 | 131.2183 | 0 | 0 | 0 | 0 | 0 | 0 | 0 | 0 | 0 | 0 | 0 | 0 | 19.567 | 19.567 | 7.6311 | 0 | 7.6311 | 0 | 7.6311
2016-06-21 21:00 | 0 | 18.594 | 0 | 0 | 18.594 | 111.6456 | 0 | 0 | 0 | 0 | 0 | 0 | 0 | 0 | 0 | 0 | 0 | 0 | 18.594 | 18.594 | 7.2517 | 0 | 7.2517 | 0 | 7.2517
2016-06-21 22:00 | 0 | 17.184 | 0 | 0 | 17.184 | 93.5572 | 0 | 0 | 0 | 0 | 0 | 0 | 0 | 0 | 0 | 0 | 0 | 0 | 17.184 | 17.184 | 6.7018 | 0 | 6.7018 | 0 | 6.7018
2016-06-21 23:00 | 0 | 14.717 | 0 | 0 | 14.717 | 78.0656 | 0 | 0 | 0 | 0 | 0 | 0 | 0 | 0 | 0 | 0 | 0 | 0 | 14.717 | 14.717 | 5.7396 | 0 | 5.7396 | 0 | 5.7396
2016-06-22 | 0 | 1.191 | 0 | 0 | 12.825 | 76.812 | 11.634 | 16.5697 | 3.5611 | 0.74183 | 0 | 0 | 14.519 | 2.0507 | 3.5611 | 0 | 8.494 | 2.8313 | 15.6563 | 15.6563 | 5.0017 | 1.1042 | 6.106 | 0 | 6.106
2016-06-22 01:00 | 0 | 1.6324 | 0 | 0 | 10.923 | 75.0936 | 9.2906 | 13.232 | 2.8438 | 0.8 | 0 | 0 | 13.232 | 0 | 2.8438 | 0 | 7.741 | 2.5803 | 13.5033 | 13.5033 | 4.26 | 1.0063 | 5.2663 | 0 | 5.2663
2016-06-22 02:00 | 0 | 1.6376 | 0 | 0 | 10.127 | 73.3699 | 8.4894 | 12.091 | 2.5985 | 0.8 | 0 | 0 | 12.091 | 0 | 2.5985 | 0 | 7.073 | 2.3577 | 12.4847 | 12.4847 | 3.9495 | 0.91949 | 4.869 | 0 | 4.869
2016-06-22 03:00 | 0 | 2.2425 | 0 | 0 | 10.027 | 71.0093 | 7.7845 | 11.087 | 2.3828 | 0.8 | 0 | 0 | 11.087 | 0 | 2.3828 | 0 | 6.486 | 2.162 | 12.189 | 12.189 | 3.9105 | 0.84318 | 4.7537 | 0 | 4.7537
2016-06-22 04:00 | 0 | 2.49 | 0 | 0 | 9.99 | 68.3883 | 7.5 | 10.6818 | 2.2957 | 0.77475 | 0 | 0 | 10.108 | 0.57382 | 2.2957 | 0 | 5.913 | 1.971 | 11.961 | 11.961 | 3.8961 | 0.76869 | 4.6648 | 0 | 4.6648
2016-06-22 05:00 | 0 | 9.751 | 0 | 0 | 9.751 | 58.1241 | 0 | 0 | 0 | 0 | 0 | 0 | 0 | 0 | 0 | 0 | 0 | 0 | 9.751 | 9.751 | 3.8029 | 0 | 3.8029 | 0 | 3.8029
2016-06-22 06:00 | 0 | 9.427 | 0 | 0 | 9.427 | 48.2009 | 0 | 0 | 0 | 0 | 0 | 0 | 0 | 0 | 0 | 0 | 0 | 0 | 9.427 | 9.427 | 3.6765 | 0 | 3.6765 | 0 | 3.6765
2016-06-22 07:00 | 0 | 9.027 | 0 | 0 | 9.027 | 38.6988 | 0 | 0 | 0 | 0 | 0 | 0 | 0 | 0 | 0 | 0 | 0 | 0 | 9.027 | 9.027 | 3.5205 | 0 | 3.5205 | 0 | 3.5205
2016-06-22 08:00 | 0.07 | 7.919 | 0 | 0 | 7.989 | 30.363 | 0 | 0 | 0 | 0 | 0 | 0 | 0 | 0 | 0 | 0 | 0 | 0 | 7.989 | 7.989 | 3.1157 | 0 | 3.1157 | 0 | 3.1157
2016-06-22 09:00 | 0.31 | 0 | 22.504 | 0 | 7.806 | 51.7418 | 30 | 42.7273 | 9.1827 | 0.8 | 29.8117 | 3.3459 | 72.539 | 0 | 12.5286 | 72.539 | 0 | 0 | 7.806 | 7.806 | 3.0443 | 0 | 3.0443 | 0 | 3.0443
2016-06-22 10:00 | 1.05 | 0 | 19.0567 | 4.2433 | 7.75 | 69.8457 | 30 | 42.7273 | 9.1827 | 0.8 | 29.8527 | 3.3505 | 72.58 | 0 | 12.5332 | 72.58 | 0 | 0 | 7.75 | 11.9933 | 3.0225 | 0 | 3.0225 | 1.6549 | 4.6774
2016-06-22 11:00 | 1.34 | 0 | 23.757 | 0 | 7.583 | 92.4148 | 30 | 42.7273 | 9.1827 | 0.8 | 29.7677 | 3.3409 | 72.495 | 0 | 12.5237 | 72.495 | 0 | 0 | 7.583 | 7.583 | 2.9574 | 0 | 2.9574 | 0 | 2.9574
2016-06-22 12:00 | 1.38 | 0 | 20.4211 | 0 | 7.596 | 111.8149 | 26.6371 | 37.9377 | 8.1534 | 0.8 | 43.1833 | 4.8466 | 81.121 | 0 | 13 | 71.919 | 5.384 | 1.7947 | 9.3907 | 9.3907 | 2.9624 | 0.69992 | 3.6624 | 0 | 3.6624
2016-06-22 13:00 | 1.46 | 0 | 0 | 19.2311 | 7.566 | 111.8149 | 25.3371 | 36.0862 | 7.7555 | 0.8 | 46.7288 | 5.2445 | 82.815 | 0 | 13 | 71.292 | 6.741 | 2.247 | 9.813 | 29.0441 | 2.9507 | 0.87633 | 3.8271 | 7.5001 | 11.3272
2016-06-22 14:00 | 1.33 | 0 | 4.0401 | 0 | 8.017 | 115.653 | 10.7271 | 15.278 | 3.2835 | 0.8 | 0 | 0 | 15.278 | 0 | 3.2835 | 0 | 8.938 | 2.9793 | 10.9963 | 10.9963 | 3.1266 | 1.1619 | 4.2886 | 0 | 4.2886
2016-06-22 15:00 | 1.13 | 0 | 0 | 7.883 | 8.247 | 115.653 | 15 | 21.3636 | 4.5914 | 0.8 | 69.3974 | 7.7887 | 90.761 | 0 | 12.3801 | 68.35 | 13.11 | 4.37 | 12.617 | 20.5 | 3.2163 | 1.7043 | 4.9206 | 3.0744 | 7.995
2016-06-22 16:00 | 0.88 | 0 | 0 | 8.251 | 7.629 | 115.653 | 15 | 21.3636 | 4.5914 | 0.8 | 73.5904 | 8.2593 | 94.954 | 0 | 12.8507 | 66.798 | 16.471 | 5.4903 | 13.1193 | 21.3703 | 2.9753 | 2.1412 | 5.1165 | 3.2179 | 8.3344
2016-06-22 17:00 | 0.44 | 0 | 22.594 | 0 | 7.846 | 137.1173 | 30 | 42.7273 | 9.1827 | 0.8 | 23.2417 | 2.6085 | 65.969 | 0 | 11.7912 | 65.969 | 0 | 0 | 7.846 | 7.846 | 3.0599 | 0 | 3.0599 | 0 | 3.0599
2016-06-22 18:00 | 0.06 | 0 | 0 | 19.57 | 10.49 | 137.1173 | 30 | 42.7273 | 9.1827 | 0.8 | 22.8777 | 2.5676 | 65.605 | 0 | 11.7504 | 65.605 | 0 | 0 | 10.49 | 30.06 | 4.0911 | 0 | 4.0911 | 7.6323 | 11.7234
2016-06-22 19:00 | 0 | 0 | 12.49 | 0 | 17.51 | 148.9828 | 30 | 42.7273 | 9.1827 | 0.8 | 22.8957 | 2.5697 | 65.623 | 0 | 11.7524 | 65.623 | 0 | 0 | 17.51 | 17.51 | 6.8289 | 0 | 6.8289 | 0 | 6.8289
2016-06-22 20:00 | 0 | 19.025 | 0 | 0 | 19.025 | 128.9565 | 0 | 0 | 0 | 0 | 0 | 0 | 0 | 0 | 0 | 0 | 0 | 0 | 19.025 | 19.025 | 7.4197 | 0 | 7.4197 | 0 | 7.4197
2016-06-22 21:00 | 0 | 18.08 | 0 | 0 | 18.08 | 109.9249 | 0 | 0 | 0 | 0 | 0 | 0 | 0 | 0 | 0 | 0 | 0 | 0 | 18.08 | 18.08 | 7.0512 | 0 | 7.0512 | 0 | 7.0512
2016-06-22 22:00 | 0 | 18.11 | 0 | 0 | 18.11 | 90.8618 | 0 | 0 | 0 | 0 | 0 | 0 | 0 | 0 | 0 | 0 | 0 | 0 | 18.11 | 18.11 | 7.0629 | 0 | 7.0629 | 0 | 7.0629
2016-06-22 23:00 | 0 | 15.551 | 0 | 0 | 15.551 | 74.4923 | 0 | 0 | 0 | 0 | 0 | 0 | 0 | 0 | 0 | 0 | 0 | 0 | 15.551 | 15.551 | 6.0649 | 0 | 6.0649 | 0 | 6.0649
2016-06-23 | 0 | 1.2543 | 0 | 0 | 12.35 | 73.172 | 11.0957 | 15.803 | 3.3963 | 0.8 | 0 | 0 | 15.803 | 0 | 3.3963 | 0 | 9.245 | 3.0817 | 15.4317 | 15.4317 | 4.8165 | 1.2019 | 6.0183 | 0 | 6.0183
2016-06-23 01:00 | 0 | 0.31287 | 0 | 0 | 10.453 | 72.8427 | 10.1401 | 14.442 | 3.1038 | 0.8 | 0 | 0 | 14.442 | 0 | 3.1038 | 0 | 8.448 | 2.816 | 13.269 | 13.269 | 4.0767 | 1.0982 | 5.1749 | 0 | 5.1749
2016-06-23 02:00 | 0 | 0.57619 | 0 | 0 | 9.984 | 72.2361 | 9.4078 | 13.399 | 2.8796 | 0.8 | 0 | 0 | 13.399 | 0 | 2.8796 | 0 | 7.838 | 2.6127 | 12.5967 | 12.5967 | 3.8938 | 1.0189 | 4.9127 | 0 | 4.9127
2016-06-23 03:00 | 0 | 1.3802 | 0 | 0 | 10.312 | 70.7833 | 8.9318 | 12.721 | 2.7339 | 0.8 | 0 | 0 | 12.721 | 0 | 2.7339 | 0 | 7.442 | 2.4807 | 12.7927 | 12.7927 | 4.0217 | 0.96746 | 4.9891 | 0 | 4.9891
2016-06-23 04:00 | 0 | 1.8832 | 0 | 0 | 10.353 | 68.8009 | 8.4698 | 12.063 | 2.5925 | 0.8 | 0 | 0 | 12.063 | 0 | 2.5925 | 0 | 7.057 | 2.3523 | 12.7053 | 12.7053 | 4.0377 | 0.91741 | 4.9551 | 0 | 4.9551
2016-06-23 05:00 | 0 | 10.284 | 0 | 0 | 10.284 | 57.9757 | 0 | 0 | 0 | 0 | 0 | 0 | 0 | 0 | 0 | 0 | 0 | 0 | 10.284 | 10.284 | 4.0108 | 0 | 4.0108 | 0 | 4.0108
2016-06-23 06:00 | 0 | 9.571 | 0 | 0 | 9.571 | 47.9009 | 0 | 0 | 0 | 0 | 0 | 0 | 0 | 0 | 0 | 0 | 0 | 0 | 9.571 | 9.571 | 3.7327 | 0 | 3.7327 | 0 | 3.7327
2016-06-23 07:00 | 0 | 9.1 | 0 | 0 | 9.1 | 38.322 | 0 | 0 | 0 | 0 | 0 | 0 | 0 | 0 | 0 | 0 | 0 | 0 | 9.1 | 9.1 | 3.549 | 0 | 3.549 | 0 | 3.549
2016-06-23 08:00 | 0.14 | 7.561 | 0 | 0 | 7.701 | 30.363 | 0 | 0 | 0 | 0 | 0 | 0 | 0 | 0 | 0 | 0 | 0 | 0 | 7.701 | 7.701 | 3.0034 | 0 | 3.0034 | 0 | 3.0034
2016-06-23 09:00 | 0.51 | 0 | 23.03 | 0 | 7.48 | 52.2415 | 30 | 42.7273 | 9.1827 | 0.8 | 30.1927 | 3.3886 | 72.92 | 0 | 12.5714 | 72.92 | 0 | 0 | 7.48 | 7.48 | 2.9172 | 0 | 2.9172 | 0 | 2.9172
2016-06-23 10:00 | 0.79 | 0 | 23.346 | 0 | 7.444 | 74.4202 | 30 | 42.7273 | 9.1827 | 0.8 | 30.4017 | 3.4121 | 73.129 | 0 | 12.5948 | 73.129 | 0 | 0 | 7.444 | 7.444 | 2.9032 | 0 | 2.9032 | 0 | 2.9032
2016-06-23 11:00 | 1.18 | 0 | 23.762 | 0 | 7.418 | 96.9941 | 30 | 42.7273 | 9.1827 | 0.8 | 30.3997 | 3.4119 | 73.127 | 0 | 12.5946 | 73.127 | 0 | 0 | 7.418 | 7.418 | 2.893 | 0 | 2.893 | 0 | 2.893
2016-06-23 12:00 | 1.21 | 0 | 20.5833 | 0 | 7.557 | 116.5483 | 26.9303 | 38.3553 | 8.2431 | 0.8 | 42.3837 | 4.7569 | 80.739 | 0 | 13 | 72.06 | 5.077 | 1.6923 | 9.2493 | 9.2493 | 2.9472 | 0.66001 | 3.6072 | 0 | 3.6072
2016-06-23 13:00 | 1.23 | 0 | 0 | 18.1997 | 7.557 | 116.5483 | 24.5267 | 34.9319 | 7.5074 | 0.8 | 48.9391 | 5.4926 | 83.871 | 0 | 13 | 70.901 | 7.588 | 2.5293 | 10.0863 | 28.286 | 2.9472 | 0.98644 | 3.9337 | 7.0979 | 11.0315
2016-06-23 14:00 | 1.18 | 0 | 0 | 5.6721 | 8.13 | 116.5483 | 12.6221 | 17.977 | 3.8635 | 0.8 | 0 | 0 | 17.977 | 0 | 3.8635 | 0 | 10.516 | 3.5053 | 11.6353 | 17.3075 | 3.1707 | 1.3671 | 4.5378 | 2.2121 | 6.7499
2016-06-23 15:00 | 1.02 | 0 | 0 | 7.704 | 8.316 | 116.5483 | 15 | 21.3636 | 4.5914 | 0.8 | 69.1424 | 7.7601 | 90.506 | 0 | 12.3515 | 68.445 | 12.906 | 4.302 | 12.618 | 20.322 | 3.2432 | 1.6778 | 4.921 | 3.0046 | 7.9256
2016-06-23 16:00 | 0.73 | 0 | 0 | 7.26 | 8.47 | 116.5483 | 15 | 21.3636 | 4.5914 | 0.8 | 71.8104 | 8.0595 | 93.174 | 0 | 12.6509 | 67.457 | 15.044 | 5.0147 | 13.4847 | 20.7447 | 3.3033 | 1.9557 | 5.259 | 2.8314 | 8.0904
2016-06-23 17:00 | 0.4 | 0 | 5.101 | 16.779 | 8.52 | 121.3942 | 30 | 42.7273 | 9.1827 | 0.8 | 23.6697 | 2.6565 | 66.397 | 0 | 11.8393 | 66.397 | 0 | 0 | 8.52 | 25.299 | 3.3228 | 0 | 3.3228 | 6.5438 | 9.8666
2016-06-23 18:00 | 0.06 | 0 | 19.113 | 0 | 10.947 | 139.5516 | 30 | 42.7273 | 9.1827 | 0.8 | 23.2157 | 2.6056 | 65.943 | 0 | 11.7883 | 65.943 | 0 | 0 | 10.947 | 10.947 | 4.2693 | 0 | 4.2693 | 0 | 4.2693
2016-06-23 19:00 | 0 | 0 | 12.909 | 0 | 17.091 | 151.8151 | 30 | 42.7273 | 9.1827 | 0.8 | 23.3147 | 2.6167 | 66.042 | 0 | 11.7994 | 66.042 | 0 | 0 | 17.091 | 17.091 | 6.6655 | 0 | 6.6655 | 0 | 6.6655
2016-06-23 20:00 | 0 | 19.369 | 0 | 0 | 19.369 | 131.4267 | 0 | 0 | 0 | 0 | 0 | 0 | 0 | 0 | 0 | 0 | 0 | 0 | 19.369 | 19.369 | 7.5539 | 0 | 7.5539 | 0 | 7.5539
2016-06-23 21:00 | 0 | 19.419 | 0 | 0 | 19.419 | 110.9856 | 0 | 0 | 0 | 0 | 0 | 0 | 0 | 0 | 0 | 0 | 0 | 0 | 19.419 | 19.419 | 7.5734 | 0 | 7.5734 | 0 | 7.5734
2016-06-23 22:00 | 0 | 18.977 | 0 | 0 | 18.977 | 91.0099 | 0 | 0 | 0 | 0 | 0 | 0 | 0 | 0 | 0 | 0 | 0 | 0 | 18.977 | 18.977 | 7.401 | 0 | 7.401 | 0 | 7.401
2016-06-23 23:00 | 0 | 16.068 | 0 | 0 | 16.068 | 74.0962 | 0 | 0 | 0 | 0 | 0 | 0 | 0 | 0 | 0 | 0 | 0 | 0 | 16.068 | 16.068 | 6.2665 | 0 | 6.2665 | 0 | 6.2665
2016-06-24 | 0 | 0 | 0 | 0 | 12.606 | 74.0962 | 12.606 | 17.954 | 3.8586 | 0.69309 | 0 | 0 | 13.87 | 4.084 | 3.8586 | 0 | 8.114 | 2.7047 | 15.3107 | 15.3107 | 4.9163 | 1.0548 | 5.9712 | 0 | 5.9712
2016-06-24 01:00 | 0 | 0.60162 | 0 | 0 | 10.378 | 73.4629 | 9.7764 | 13.9239 | 2.9925 | 0.76351 | 0 | 0 | 12.843 | 1.0809 | 2.9925 | 0 | 7.513 | 2.5043 | 12.8823 | 12.8823 | 4.0474 | 0.97669 | 5.0241 | 0 | 5.0241
2016-06-24 02:00 | 0 | 1.0797 | 0 | 0 | 10.114 | 72.3263 | 9.0343 | 12.867 | 2.7653 | 0.8 | 0 | 0 | 12.867 | 0 | 2.7653 | 0 | 7.527 | 2.509 | 12.623 | 12.623 | 3.9445 | 0.97851 | 4.923 | 0 | 4.923
2016-06-24 03:00 | 0 | 1.2767 | 0 | 0 | 10.16 | 70.9825 | 8.8833 | 12.652 | 2.7191 | 0.8 | 0 | 0 | 12.652 | 0 | 2.7191 | 0 | 7.401 | 2.467 | 12.627 | 12.627 | 3.9624 | 0.96213 | 4.9245 | 0 | 4.9245
2016-06-24 04:00 | 0 | 2.0975 | 0 | 0 | 10.292 | 68.7746 | 8.1945 | 11.671 | 2.5083 | 0.8 | 0 | 0 | 11.671 | 0 | 2.5083 | 0 | 6.827 | 2.2757 | 12.5677 | 12.5677 | 4.0139 | 0.88751 | 4.9014 | 0 | 4.9014
2016-06-24 05:00 | 0 | 10.186 | 0 | 0 | 10.186 | 58.0525 | 0 | 0 | 0 | 0 | 0 | 0 | 0 | 0 | 0 | 0 | 0 | 0 | 10.186 | 10.186 | 3.9725 | 0 | 3.9725 | 0 | 3.9725
2016-06-24 06:00 | 0 | 9.713 | 0 | 0 | 9.713 | 47.8283 | 0 | 0 | 0 | 0 | 0 | 0 | 0 | 0 | 0 | 0 | 0 | 0 | 9.713 | 9.713 | 3.7881 | 0 | 3.7881 | 0 | 3.7881
2016-06-24 07:00 | 0 | 9.387 | 0 | 0 | 9.387 | 37.9472 | 0 | 0 | 0 | 0 | 0 | 0 | 0 | 0 | 0 | 0 | 0 | 0 | 9.387 | 9.387 | 3.6609 | 0 | 3.6609 | 0 | 3.6609
2016-06-24 08:00 | 0.12 | 7.205 | 0 | 0 | 7.325 | 30.363 | 0 | 0 | 0 | 0 | 0 | 0 | 0 | 0 | 0 | 0 | 0 | 0 | 7.325 | 7.325 | 2.8567 | 0 | 2.8567 | 0 | 2.8567
2016-06-24 09:00 | 0.46 | 0 | 0 | 23.084 | 7.376 | 30.363 | 30 | 42.7273 | 9.1827 | 0.8 | 29.3197 | 3.2907 | 72.047 | 0 | 12.4734 | 72.047 | 0 | 0 | 7.376 | 30.46 | 2.8766 | 0 | 2.8766 | 9.0028 | 11.8794
2016-06-24 10:00 | 0.8 | 0 | 22.7004 | 1.2056 | 6.894 | 51.9284 | 30 | 42.7273 | 9.1827 | 0.8 | 29.3047 | 3.289 | 72.032 | 0 | 12.4717 | 72.032 | 0 | 0 | 6.894 | 8.0996 | 2.6887 | 0 | 2.6887 | 0.47019 | 3.1588
2016-06-24 11:00 | 1.04 | 0 | 23.888 | 0 | 7.152 | 74.622 | 30 | 42.7273 | 9.1827 | 0.8 | 29.5127 | 3.3123 | 72.24 | 0 | 12.4951 | 72.24 | 0 | 0 | 7.152 | 7.152 | 2.7893 | 0 | 2.7893 | 0 | 2.7893
2016-06-24 12:00 | 1.03 | 0 | 19.6924 | 0 | 7.591 | 93.3298 | 26.2534 | 37.3912 | 8.0359 | 0.8 | 44.2298 | 4.9641 | 81.621 | 0 | 13 | 71.734 | 5.784 | 1.928 | 9.519 | 9.519 | 2.9605 | 0.75192 | 3.7124 | 0 | 3.7124
2016-06-24 13:00 | 1 | 0 | 17.2924 | 0 | 7.486 | 109.7576 | 23.7784 | 33.8662 | 7.2784 | 0.8 | 50.9798 | 5.7216 | 84.846 | 0 | 13 | 70.54 | 8.369 | 2.7897 | 10.2757 | 10.2757 | 2.9195 | 1.088 | 4.0075 | 0 | 4.0075
2016-06-24 14:00 | 0.79 | 0 | 7.1811 | 0 | 7.497 | 116.5796 | 13.8881 | 19.78 | 4.251 | 0.8 | 0 | 0 | 19.78 | 0 | 4.251 | 0 | 11.572 | 3.8573 | 11.3543 | 11.3543 | 2.9238 | 1.5044 | 4.4282 | 0 | 4.4282
2016-06-24 15:00 | 0.65 | 0 | 8.14 | 0 | 7.51 | 124.3126 | 15 | 21.3636 | 4.5914 | 0.8 | 71.3314 | 8.0058 | 92.695 | 0 | 12.5971 | 67.634 | 14.661 | 4.887 | 12.397 | 12.397 | 2.9289 | 1.9059 | 4.8348 | 0 | 4.8348
2016-06-24 16:00 | 0.56 | 0 | 7.375 | 0 | 8.185 | 131.3189 | 15 | 21.3636 | 4.5914 | 0.8 | 74.1524 | 8.3224 | 95.516 | 0 | 12.9137 | 66.59 | 16.922 | 5.6407 | 13.8257 | 13.8257 | 3.1921 | 2.1999 | 5.392 | 0 | 5.392
2016-06-24 17:00 | 0.34 | 0 | 21.575 | 0 | 8.765 | 151.8151 | 30 | 42.7273 | 9.1827 | 0.8 | 23.2767 | 2.6124 | 66.004 | 0 | 11.7952 | 66.004 | 0 | 0 | 8.765 | 8.765 | 3.4184 | 0 | 3.4184 | 0 | 3.4184
2016-06-24 18:00 | 0.03 | 0 | 0 | 18.754 | 11.276 | 151.8151 | 30 | 42.7273 | 9.1827 | 0.8 | 23.1247 | 2.5954 | 65.852 | 0 | 11.7781 | 65.852 | 0 | 0 | 11.276 | 30.03 | 4.3976 | 0 | 4.3976 | 7.3141 | 11.7117
2016-06-24 19:00 | 0 | 0 | 0 | 13.014 | 16.986 | 151.8151 | 30 | 42.7273 | 9.1827 | 0.8 | 23.4417 | 2.6309 | 66.169 | 0 | 11.8137 | 66.169 | 0 | 0 | 16.986 | 30 | 6.6245 | 0 | 6.6245 | 5.0755 | 11.7
2016-06-24 20:00 | 0 | 18.913 | 0 | 0 | 18.913 | 131.9067 | 0 | 0 | 0 | 0 | 0 | 0 | 0 | 0 | 0 | 0 | 0 | 0 | 18.913 | 18.913 | 7.3761 | 0 | 7.3761 | 0 | 7.3761
2016-06-24 21:00 | 0 | 18.474 | 0 | 0 | 18.474 | 112.4604 | 0 | 0 | 0 | 0 | 0 | 0 | 0 | 0 | 0 | 0 | 0 | 0 | 18.474 | 18.474 | 7.2049 | 0 | 7.2049 | 0 | 7.2049
2016-06-24 22:00 | 0 | 17.425 | 0 | 0 | 17.425 | 94.1183 | 0 | 0 | 0 | 0 | 0 | 0 | 0 | 0 | 0 | 0 | 0 | 0 | 17.425 | 17.425 | 6.7958 | 0 | 6.7958 | 0 | 6.7958
2016-06-24 23:00 | 0 | 14.509 | 0 | 0 | 14.509 | 78.8456 | 0 | 0 | 0 | 0 | 0 | 0 | 0 | 0 | 0 | 0 | 0 | 0 | 14.509 | 14.509 | 5.6585 | 0 | 5.6585 | 0 | 5.6585
2016-06-25 | 0 | 1.3934 | 0 | 0 | 11.974 | 77.3789 | 10.5806 | 15.0693 | 3.2386 | 0.72386 | 0 | 0 | 12.628 | 2.4413 | 3.2386 | 0 | 7.387 | 2.4623 | 14.4363 | 14.4363 | 4.6699 | 0.96031 | 5.6302 | 0 | 5.6302
2016-06-25 01:00 | 0 | 2.09 | 0 | 0 | 10.062 | 75.1788 | 7.972 | 11.354 | 2.4401 | 0.8 | 0 | 0 | 11.354 | 0 | 2.4401 | 0 | 6.642 | 2.214 | 12.276 | 12.276 | 3.9242 | 0.86346 | 4.7876 | 0 | 4.7876
2016-06-25 02:00 | 0 | 2.028 | 0 | 0 | 9.528 | 73.0441 | 7.5 | 10.6818 | 2.2957 | 0.78518 | 0 | 0 | 10.345 | 0.33682 | 2.2957 | 0 | 6.052 | 2.0173 | 11.5453 | 11.5453 | 3.7159 | 0.78676 | 4.5027 | 0 | 4.5027
2016-06-25 03:00 | 0 | 2.383 | 0 | 0 | 9.883 | 70.5357 | 7.5 | 10.6818 | 2.2957 | 0.74312 | 0 | 0 | 9.389 | 1.2928 | 2.2957 | 0 | 5.492 | 1.8307 | 11.7137 | 11.7137 | 3.8544 | 0.71396 | 4.5683 | 0 | 4.5683
2016-06-25 04:00 | 0 | 2.322 | 0 | 0 | 9.822 | 68.0914 | 7.5 | 10.6818 | 2.2957 | 0.71144 | 0 | 0 | 8.669 | 2.0128 | 2.2957 | 0 | 5.071 | 1.6903 | 11.5123 | 11.5123 | 3.8306 | 0.65923 | 4.4898 | 0 | 4.4898
2016-06-25 05:00 | 0 | 9.829 | 0 | 0 | 9.829 | 57.7451 | 0 | 0 | 0 | 0 | 0 | 0 | 0 | 0 | 0 | 0 | 0 | 0 | 9.829 | 9.829 | 3.8333 | 0 | 3.8333 | 0 | 3.8333
2016-06-25 06:00 | 0 | 9.683 | 0 | 0 | 9.683 | 47.5525 | 0 | 0 | 0 | 0 | 0 | 0 | 0 | 0 | 0 | 0 | 0 | 0 | 9.683 | 9.683 | 3.7764 | 0 | 3.7764 | 0 | 3.7764
2016-06-25 07:00 | 0 | 8.73 | 0 | 0 | 8.73 | 38.363 | 0 | 0 | 0 | 0 | 0 | 0 | 0 | 0 | 0 | 0 | 0 | 0 | 8.73 | 8.73 | 3.4047 | 0 | 3.4047 | 0 | 3.4047
2016-06-25 08:00 | 0.03 | 7.6 | 0 | 0 | 7.63 | 30.363 | 0 | 0 | 0 | 0 | 0 | 0 | 0 | 0 | 0 | 0 | 0 | 0 | 7.63 | 7.63 | 2.9757 | 0 | 2.9757 | 0 | 2.9757
2016-06-25 09:00 | 0.14 | 0 | 22.967 | 0 | 7.173 | 52.1817 | 30 | 42.7273 | 9.1827 | 0.8 | 30.1317 | 3.3818 | 72.859 | 0 | 12.5645 | 72.859 | 0 | 0 | 7.173 | 7.173 | 2.7975 | 0 | 2.7975 | 0 | 2.7975
2016-06-25 10:00 | 0.24 | 0 | 22.857 | 0 | 7.383 | 73.8958 | 30 | 42.7273 | 9.1827 | 0.8 | 30.2177 | 3.3914 | 72.945 | 0 | 12.5742 | 72.945 | 0 | 0 | 7.383 | 7.383 | 2.8794 | 0 | 2.8794 | 0 | 2.8794
2016-06-25 11:00 | 0.29 | 0 | 22.902 | 0 | 7.388 | 95.6527 | 30 | 42.7273 | 9.1827 | 0.8 | 30.3697 | 3.4085 | 73.097 | 0 | 12.5912 | 73.097 | 0 | 0 | 7.388 | 7.388 | 2.8813 | 0 | 2.8813 | 0 | 2.8813
2016-06-25 12:00 | 0.29 | 0 | 19.1446 | 0 | 7.847 | 113.8401 | 26.7016 | 38.0296 | 8.1731 | 0.8 | 43.0074 | 4.8269 | 81.037 | 0 | 13 | 71.95 | 5.316 | 1.772 | 9.619 | 9.619 | 3.0603 | 0.69108 | 3.7514 | 0 | 3.7514
2016-06-25 13:00 | 0.31 | 0 | 0 | 15.5767 | 7.996 | 113.8401 | 23.2627 | 33.1317 | 7.1205 | 0.8 | 52.3863 | 5.8795 | 85.518 | 0 | 13 | 70.291 | 8.907 | 2.969 | 10.965 | 26.5417 | 3.1184 | 1.1579 | 4.2763 | 6.0749 | 10.3513
2016-06-25 14:00 | 0.25 | 0 | 6.3584 | 0 | 8.446 | 119.8806 | 14.5544 | 20.729 | 4.455 | 0.8 | 0 | 0 | 20.729 | 0 | 4.455 | 0 | 12.126 | 4.042 | 12.488 | 12.488 | 3.2939 | 1.5764 | 4.8703 | 0 | 4.8703
2016-06-25 15:00 | 0.19 | 0 | 2.5053 | 4.2217 | 8.463 | 122.2606 | 15 | 21.3636 | 4.5914 | 0.8 | 71.0934 | 7.9791 | 92.457 | 0 | 12.5704 | 67.723 | 14.469 | 4.823 | 13.286 | 17.5077 | 3.3006 | 1.881 | 5.1815 | 1.6465 | 6.828
2016-06-25 16:00 | 0.3 | 0 | 0 | 7.056 | 8.244 | 122.2606 | 15 | 21.3636 | 4.5914 | 0.8 | 73.1604 | 8.211 | 94.524 | 0 | 12.8024 | 66.957 | 16.126 | 5.3753 | 13.6193 | 20.6753 | 3.2152 | 2.0964 | 5.3115 | 2.7518 | 8.0634
2016-06-25 17:00 | 0.1 | 0 | 0 | 21.469 | 8.631 | 122.2606 | 30 | 42.7273 | 9.1827 | 0.8 | 23.7607 | 2.6667 | 66.488 | 0 | 11.8495 | 66.488 | 0 | 0 | 8.631 | 30.1 | 3.3661 | 0 | 3.3661 | 8.3729 | 11.739
2016-06-25 18:00 | 0.01 | 0 | 19.008 | 0 | 11.002 | 140.3182 | 30 | 42.7273 | 9.1827 | 0.8 | 23.5587 | 2.6441 | 66.286 | 0 | 11.8268 | 66.286 | 0 | 0 | 11.002 | 11.002 | 4.2908 | 0 | 4.2908 | 0 | 4.2908
2016-06-25 19:00 | 0 | 0 | 12.102 | 0 | 17.898 | 151.8151 | 30 | 42.7273 | 9.1827 | 0.8 | 23.6387 | 2.6531 | 66.366 | 0 | 11.8358 | 66.366 | 0 | 0 | 17.898 | 17.898 | 6.9802 | 0 | 6.9802 | 0 | 6.9802
2016-06-25 20:00 | 0 | 19.359 | 0 | 0 | 19.359 | 131.4372 | 0 | 0 | 0 | 0 | 0 | 0 | 0 | 0 | 0 | 0 | 0 | 0 | 19.359 | 19.359 | 7.55 | 0 | 7.55 | 0 | 7.55
2016-06-25 21:00 | 0 | 19.845 | 0 | 0 | 19.845 | 110.5477 | 0 | 0 | 0 | 0 | 0 | 0 | 0 | 0 | 0 | 0 | 0 | 0 | 19.845 | 19.845 | 7.7395 | 0 | 7.7395 | 0 | 7.7395
2016-06-25 22:00 | 0 | 17.974 | 0 | 0 | 17.974 | 91.6277 | 0 | 0 | 0 | 0 | 0 | 0 | 0 | 0 | 0 | 0 | 0 | 0 | 17.974 | 17.974 | 7.0099 | 0 | 7.0099 | 0 | 7.0099
2016-06-25 23:00 | 0 | 15.425 | 0 | 0 | 15.425 | 75.3909 | 0 | 0 | 0 | 0 | 0 | 0 | 0 | 0 | 0 | 0 | 0 | 0 | 15.425 | 15.425 | 6.0158 | 0 | 6.0158 | 0 | 6.0158
2016-06-26 | 0 | 3.4072 | 0 | 0 | 12.056 | 71.8044 | 8.6488 | 12.318 | 2.6473 | 0.8 | 0 | 0 | 12.318 | 0 | 2.6473 | 0 | 7.206 | 2.402 | 14.458 | 14.458 | 4.7018 | 0.93678 | 5.6386 | 0 | 5.6386
2016-06-26 01:00 | 0 | 1.6943 | 0 | 0 | 10.363 | 70.0209 | 8.6687 | 12.3463 | 2.6534 | 0.77711 | 0 | 0 | 11.745 | 0.60133 | 2.6534 | 0 | 6.871 | 2.2903 | 12.6533 | 12.6533 | 4.0416 | 0.89323 | 4.9348 | 0 | 4.9348
2016-06-26 02:00 | 0 | 0 | 0 | 0 | 10.047 | 70.0209 | 10.047 | 14.3094 | 3.0753 | 0.70566 | 0 | 0 | 11.437 | 2.8724 | 3.0753 | 0 | 6.69 | 2.23 | 12.277 | 12.277 | 3.9183 | 0.8697 | 4.788 | 0 | 4.788
2016-06-26 03:00 | 0 | 0 | 0 | 0 | 10.044 | 70.0209 | 10.044 | 14.3051 | 3.0744 | 0.69197 | 0 | 0 | 11.017 | 3.2881 | 3.0744 | 0 | 6.445 | 2.1483 | 12.1923 | 12.1923 | 3.9172 | 0.83785 | 4.755 | 0 | 4.755
2016-06-26 04:00 | 0 | 2.657 | 0 | 0 | 10.157 | 67.2241 | 7.5 | 10.6818 | 2.2957 | 0.74241 | 0 | 0 | 9.373 | 1.3088 | 2.2957 | 0 | 5.483 | 1.8277 | 11.9847 | 11.9847 | 3.9612 | 0.71279 | 4.674 | 0 | 4.674
2016-06-26 05:00 | 0 | 9.525 | 0 | 0 | 9.525 | 57.1978 | 0 | 0 | 0 | 0 | 0 | 0 | 0 | 0 | 0 | 0 | 0 | 0 | 9.525 | 9.525 | 3.7147 | 0 | 3.7147 | 0 | 3.7147
2016-06-26 06:00 | 0 | 9.488 | 0 | 0 | 9.488 | 47.2104 | 0 | 0 | 0 | 0 | 0 | 0 | 0 | 0 | 0 | 0 | 0 | 0 | 9.488 | 9.488 | 3.7003 | 0 | 3.7003 | 0 | 3.7003
2016-06-26 07:00 | 0 | 8.765 | 0 | 0 | 8.765 | 37.9841 | 0 | 0 | 0 | 0 | 0 | 0 | 0 | 0 | 0 | 0 | 0 | 0 | 8.765 | 8.765 | 3.4184 | 0 | 3.4184 | 0 | 3.4184
2016-06-26 08:00 | 0.04 | 7.24 | 0 | 0 | 7.28 | 30.363 | 0 | 0 | 0 | 0 | 0 | 0 | 0 | 0 | 0 | 0 | 0 | 0 | 7.28 | 7.28 | 2.8392 | 0 | 2.8392 | 0 | 2.8392
2016-06-26 09:00 | 0.13 | 0 | 22.796 | 0 | 7.334 | 52.0192 | 30 | 42.7273 | 9.1827 | 0.8 | 30.8337 | 3.4606 | 73.561 | 0 | 12.6433 | 73.561 | 0 | 0 | 7.334 | 7.334 | 2.8603 | 0 | 2.8603 | 0 | 2.8603
2016-06-26 10:00 | 0.34 | 0 | 0 | 22.835 | 7.505 | 52.0192 | 30 | 42.7273 | 9.1827 | 0.8 | 31.0527 | 3.4852 | 73.78 | 0 | 12.6679 | 73.78 | 0 | 0 | 7.505 | 30.34 | 2.927 | 0 | 2.927 | 8.9057 | 11.8326
2016-06-26 11:00 | 0.48 | 0 | 22.997 | 0 | 7.483 | 73.8664 | 30 | 42.7273 | 9.1827 | 0.8 | 31.1787 | 3.4993 | 73.906 | 0 | 12.682 | 73.906 | 0 | 0 | 7.483 | 7.483 | 2.9184 | 0 | 2.9184 | 0 | 2.9184
2016-06-26 12:00 | 0.45 | 0 | 20.5507 | 0 | 7.429 | 93.3895 | 27.5297 | 39.2089 | 8.4266 | 0.8 | 40.7491 | 4.5734 | 79.958 | 0 | 13 | 72.349 | 4.451 | 1.4837 | 8.9127 | 8.9127 | 2.8973 | 0.57863 | 3.4759 | 0 | 3.4759
2016-06-26 13:00 | 0.37 | 0 | 0 | 15.8636 | 7.555 | 93.3895 | 23.0486 | 32.8268 | 7.055 | 0.8 | 52.9702 | 5.945 | 85.797 | 0 | 13 | 70.188 | 9.131 | 3.0437 | 10.5987 | 26.4622 | 2.9465 | 1.187 | 4.1335 | 6.1868 | 10.3203
2016-06-26 14:00 | 0.37 | 0 | 7.532 | 0 | 7.838 | 100.5449 | 15 | 21.3636 | 4.5914 | 0.8 | 1.9344 | 0.2171 | 23.298 | 0 | 4.8085 | 0 | 13.63 | 4.5433 | 12.3813 | 12.3813 | 3.0568 | 1.7719 | 4.8287 | 0 | 4.8287
2016-06-26 15:00 | 0.2 | 0 | 6.769 | 0 | 8.431 | 106.9755 | 15 | 21.3636 | 4.5914 | 0.8 | 73.0924 | 8.2034 | 94.456 | 0 | 12.7948 | 66.983 | 16.072 | 5.3573 | 13.7883 | 13.7883 | 3.2881 | 2.0894 | 5.3774 | 0 | 5.3774
2016-06-26 16:00 | 0.2 | 0 | 6.802 | 0 | 8.314 | 113.4374 | 14.916 | 21.244 | 4.5657 | 0.8 | 75.15 | 8.4343 | 96.394 | 0 | 13 | 66.265 | 17.626 | 5.8753 | 14.1893 | 14.1893 | 3.2425 | 2.2914 | 5.5338 | 0 | 5.5338
2016-06-26 17:00 | 0.08 | 0 | 21.338 | 0 | 8.742 | 133.7085 | 30 | 42.7273 | 9.1827 | 0.8 | 23.1037 | 2.593 | 65.831 | 0 | 11.7757 | 65.831 | 0 | 0 | 8.742 | 8.742 | 3.4094 | 0 | 3.4094 | 0 | 3.4094
2016-06-26 18:00 | 0.02 | 0 | 18.729 | 0 | 11.291 | 151.501 | 30 | 42.7273 | 9.1827 | 0.8 | 22.9417 | 2.5748 | 65.669 | 0 | 11.7576 | 65.669 | 0 | 0 | 11.291 | 11.291 | 4.4035 | 0 | 4.4035 | 0 | 4.4035
2016-06-26 19:00 | 0 | 0 | 0 | 12.33 | 17.67 | 151.501 | 30 | 42.7273 | 9.1827 | 0.8 | 23.0557 | 2.5876 | 65.783 | 0 | 11.7704 | 65.783 | 0 | 0 | 17.67 | 30 | 6.8913 | 0 | 6.8913 | 4.8087 | 11.7
2016-06-26 20:00 | 0 | 19.685 | 0 | 0 | 19.685 | 130.78 | 0 | 0 | 0 | 0 | 0 | 0 | 0 | 0 | 0 | 0 | 0 | 0 | 19.685 | 19.685 | 7.6772 | 0 | 7.6772 | 0 | 7.6772
2016-06-26 21:00 | 0 | 19.894 | 0 | 0 | 19.894 | 109.8389 | 0 | 0 | 0 | 0 | 0 | 0 | 0 | 0 | 0 | 0 | 0 | 0 | 19.894 | 19.894 | 7.7587 | 0 | 7.7587 | 0 | 7.7587
2016-06-26 22:00 | 0 | 18.012 | 0 | 0 | 18.012 | 90.8789 | 0 | 0 | 0 | 0 | 0 | 0 | 0 | 0 | 0 | 0 | 0 | 0 | 18.012 | 18.012 | 7.0247 | 0 | 7.0247 | 0 | 7.0247
2016-06-26 23:00 | 0 | 15.531 | 0 | 0 | 15.531 | 74.5305 | 0 | 0 | 0 | 0 | 0 | 0 | 0 | 0 | 0 | 0 | 0 | 0 | 15.531 | 15.531 | 6.0571 | 0 | 6.0571 | 0 | 6.0571
2016-06-27 | 0 | 2.8746 | 0 | 0 | 12.762 | 71.5046 | 9.8874 | 14.082 | 3.0264 | 0.8 | 0 | 0 | 14.082 | 0 | 3.0264 | 0 | 8.238 | 2.746 | 15.508 | 15.508 | 4.9772 | 1.0709 | 6.0481 | 0 | 6.0481
2016-06-27 01:00 | 0 | 1.0527 | 0 | 0 | 10.556 | 70.3964 | 9.5033 | 13.535 | 2.9089 | 0.8 | 0 | 0 | 13.535 | 0 | 2.9089 | 0 | 7.918 | 2.6393 | 13.1953 | 13.1953 | 4.1168 | 1.0293 | 5.1462 | 0 | 5.1462
2016-06-27 02:00 | 0 | 0.46019 | 0 | 0 | 9.868 | 69.912 | 9.4078 | 13.399 | 2.8796 | 0.8 | 0 | 0 | 13.399 | 0 | 2.8796 | 0 | 7.838 | 2.6127 | 12.4807 | 12.4807 | 3.8485 | 1.0189 | 4.8675 | 0 | 4.8675
2016-06-27 03:00 | 0 | 0.3233 | 0 | 0 | 9.762 | 69.5717 | 9.4387 | 13.443 | 2.8891 | 0.8 | 0 | 0 | 13.443 | 1.7764e-15 | 2.8891 | 0 | 7.864 | 2.6213 | 12.3833 | 12.3833 | 3.8072 | 1.0223 | 4.8295 | 0 | 4.8295
2016-06-27 04:00 | 0 | 0.79211 | 0 | 0 | 9.667 | 68.7379 | 8.8749 | 12.64 | 2.7165 | 0.8 | 0 | 0 | 12.64 | 0 | 2.7165 | 0 | 7.394 | 2.4647 | 12.1317 | 12.1317 | 3.7701 | 0.96122 | 4.7313 | 0 | 4.7313
2016-06-27 05:00 | 0 | 9.421 | 0 | 0 | 9.421 | 58.8211 | 0 | 0 | 0 | 0 | 0 | 0 | 0 | 0 | 0 | 0 | 0 | 0 | 9.421 | 9.421 | 3.6742 | 0 | 3.6742 | 0 | 3.6742
2016-06-27 06:00 | 0 | 9.52 | 0 | 0 | 9.52 | 48.8 | 0 | 0 | 0 | 0 | 0 | 0 | 0 | 0 | 0 | 0 | 0 | 0 | 9.52 | 9.52 | 3.7128 | 0 | 3.7128 | 0 | 3.7128
2016-06-27 07:00 | 0 | 9.087 | 0 | 0 | 9.087 | 39.2348 | 0 | 0 | 0 | 0 | 0 | 0 | 0 | 0 | 0 | 0 | 0 | 0 | 9.087 | 9.087 | 3.5439 | 0 | 3.5439 | 0 | 3.5439
2016-06-27 08:00 | 0.05 | 8.012 | 0 | 0 | 8.062 | 30.8011 | 0 | 0 | 0 | 0 | 0 | 0 | 0 | 0 | 0 | 0 | 0 | 0 | 8.062 | 8.062 | 3.1442 | 0 | 3.1442 | 0 | 3.1442
2016-06-27 09:00 | 0.17 | 0 | 21.913 | 0 | 8.257 | 51.6184 | 30 | 42.7273 | 9.1827 | 0.8 | 29.3797 | 3.2974 | 72.107 | 0 | 12.4801 | 72.107 | 0 | 0 | 8.257 | 8.257 | 3.2202 | 0 | 3.2202 | 0 | 3.2202
2016-06-27 10:00 | 0.36 | 0 | 22.4 | 0 | 7.96 | 72.8984 | 30 | 42.7273 | 9.1827 | 0.8 | 29.4947 | 3.3103 | 72.222 | 0 | 12.493 | 72.222 | 0 | 0 | 7.96 | 7.96 | 3.1044 | 0 | 3.1044 | 0 | 3.1044
2016-06-27 11:00 | 0.49 | 0 | 0 | 22.51 | 7.98 | 72.8984 | 30 | 42.7273 | 9.1827 | 0.8 | 29.5987 | 3.322 | 72.326 | 0 | 12.5047 | 72.326 | 0 | 0 | 7.98 | 30.49 | 3.1122 | 0 | 3.1122 | 8.7789 | 11.8911
2016-06-27 12:00 | 0.44 | 0 | 11.4992 | 5.492 | 8.215 | 83.8226 | 24.7661 | 35.273 | 7.5807 | 0.8 | 48.286 | 5.4193 | 83.559 | 0 | 13 | 71.016 | 7.338 | 2.446 | 10.661 | 16.153 | 3.2039 | 0.95394 | 4.1578 | 2.1419 | 6.2997
2016-06-27 13:00 | 0.4 | 0 | 7.466 | 0 | 7.934 | 90.9153 | 15 | 21.3636 | 4.5914 | 0.8 | 67.1174 | 7.5328 | 88.481 | 0 | 12.1242 | 69.194 | 11.283 | 3.761 | 11.695 | 11.695 | 3.0943 | 1.4668 | 4.561 | 0 | 4.561
2016-06-27 14:00 | 0.37 | 0 | 14.97 | 0 | 7.9 | 105.1368 | 22.5 | 32.0455 | 6.8871 | 0.69872 | 0 | 0 | 25.14 | 6.9055 | 6.8871 | 0 | 14.707 | 4.9023 | 12.8023 | 12.8023 | 3.081 | 1.9119 | 4.9929 | 0 | 4.9929
2016-06-27 15:00 | 0.3 | 0 | 6.84 | 0 | 8.46 | 111.6348 | 15 | 21.3636 | 4.5914 | 0.8 | 74.4544 | 8.3563 | 95.818 | 0 | 12.9476 | 66.479 | 17.164 | 5.7213 | 14.1813 | 14.1813 | 3.2994 | 2.2313 | 5.5307 | 0 | 5.5307
2016-06-27 16:00 | 0.18 | 0 | 0 | 5.3451 | 8.665 | 111.6348 | 13.8301 | 19.6974 | 4.2333 | 0.8 | 78.1116 | 8.7667 | 97.809 | 0 | 13 | 65.742 | 18.759 | 6.253 | 14.918 | 20.2631 | 3.3794 | 2.4387 | 5.818 | 2.0846 | 7.9026
2016-06-27 17:00 | 0.08 | 0 | 21.34 | 0 | 8.74 | 131.9078 | 30 | 42.7273 | 9.1827 | 0.8 | 22.6037 | 2.5369 | 65.331 | 0 | 11.7196 | 65.331 | 0 | 0 | 8.74 | 8.74 | 3.4086 | 0 | 3.4086 | 0 | 3.4086
2016-06-27 18:00 | 0.01 | 0 | 18.639 | 0 | 11.371 | 149.6149 | 30 | 42.7273 | 9.1827 | 0.8 | 22.4667 | 2.5215 | 65.194 | 0 | 11.7043 | 65.194 | 0 | 0 | 11.371 | 11.371 | 4.4347 | 0 | 4.4347 | 0 | 4.4347
2016-06-27 19:00 | 0 | 0 | 0 | 11.676 | 18.324 | 149.6149 | 30 | 42.7273 | 9.1827 | 0.8 | 22.6257 | 2.5394 | 65.353 | 0 | 11.7221 | 65.353 | 0 | 0 | 18.324 | 30 | 7.1464 | 0 | 7.1464 | 4.5536 | 11.7
2016-06-27 20:00 | 0 | 20.171 | 0 | 0 | 20.171 | 128.3822 | 0 | 0 | 0 | 0 | 0 | 0 | 0 | 0 | 0 | 0 | 0 | 0 | 20.171 | 20.171 | 7.8667 | 0 | 7.8667 | 0 | 7.8667
2016-06-27 21:00 | 0 | 19.182 | 0 | 0 | 19.182 | 108.1907 | 0 | 0 | 0 | 0 | 0 | 0 | 0 | 0 | 0 | 0 | 0 | 0 | 19.182 | 19.182 | 7.481 | 0 | 7.481 | 0 | 7.481
2016-06-27 22:00 | 0 | 17.619 | 0 | 0 | 17.619 | 89.6444 | 0 | 0 | 0 | 0 | 0 | 0 | 0 | 0 | 0 | 0 | 0 | 0 | 17.619 | 17.619 | 6.8714 | 0 | 6.8714 | 0 | 6.8714
2016-06-27 23:00 | 0 | 14.979 | 0 | 0 | 14.979 | 73.877 | 0 | 0 | 0 | 0 | 0 | 0 | 0 | 0 | 0 | 0 | 0 | 0 | 14.979 | 14.979 | 5.8418 | 0 | 5.8418 | 0 | 5.8418
2016-06-28 | 0 | 1.3132 | 0 | 0 | 11.975 | 72.4947 | 10.6618 | 15.185 | 3.2635 | 0.8 | 0 | 0 | 15.185 | 1.7764e-15 | 3.2635 | 0 | 8.883 | 2.961 | 14.936 | 14.936 | 4.6703 | 1.1548 | 5.825 | 0 | 5.825
2016-06-28 01:00 | 0 | 0.49628 | 0 | 0 | 10.404 | 71.9723 | 9.9077 | 14.111 | 3.0327 | 0.8 | 0 | 0 | 14.111 | 0 | 3.0327 | 0 | 8.255 | 2.7517 | 13.1557 | 13.1557 | 4.0576 | 1.0732 | 5.1307 | 0 | 5.1307
2016-06-28 02:00 | 0 | 0 | 0.21453 | 0 | 9.564 | 72.1761 | 9.7785 | 13.927 | 2.9931 | 0.8 | 0 | 0 | 13.927 | 0 | 2.9931 | 0 | 8.147 | 2.7157 | 12.2797 | 12.2797 | 3.73 | 1.0591 | 4.7891 | 0 | 4.7891
2016-06-28 03:00 | 0 | 0.56755 | 0 | 0 | 9.823 | 71.5787 | 9.2554 | 13.182 | 2.833 | 0.8 | 0 | 0 | 13.182 | 1.7764e-15 | 2.833 | 0 | 7.711 | 2.5703 | 12.3933 | 12.3933 | 3.831 | 1.0024 | 4.8334 | 0 | 4.8334
2016-06-28 04:00 | 0 | 1.3319 | 0 | 0 | 10.065 | 70.1766 | 8.7331 | 12.438 | 2.6731 | 0.8 | 0 | 0 | 12.438 | 0 | 2.6731 | 0 | 7.276 | 2.4253 | 12.4903 | 12.4903 | 3.9253 | 0.94588 | 4.8712 | 0 | 4.8712
2016-06-28 05:00 | 0 | 10.281 | 0 | 0 | 10.281 | 59.3545 | 0 | 0 | 0 | 0 | 0 | 0 | 0 | 0 | 0 | 0 | 0 | 0 | 10.281 | 10.281 | 4.0096 | 0 | 4.0096 | 0 | 4.0096
2016-06-28 06:00 | 0 | 9.959 | 0 | 0 | 9.959 | 48.8714 | 0 | 0 | 0 | 0 | 0 | 0 | 0 | 0 | 0 | 0 | 0 | 0 | 9.959 | 9.959 | 3.884 | 0 | 3.884 | 0 | 3.884
2016-06-28 07:00 | 0 | 9.152 | 0 | 0 | 9.152 | 39.2377 | 0 | 0 | 0 | 0 | 0 | 0 | 0 | 0 | 0 | 0 | 0 | 0 | 9.152 | 9.152 | 3.5693 | 0 | 3.5693 | 0 | 3.5693
2016-06-28 08:00 | 0.08 | 7.433 | 0 | 0 | 7.513 | 31.4135 | 0 | 0 | 0 | 0 | 0 | 0 | 0 | 0 | 0 | 0 | 0 | 0 | 7.513 | 7.513 | 2.9301 | 0 | 2.9301 | 0 | 2.9301
2016-06-28 09:00 | 0.28 | 0 | 22.665 | 0 | 7.615 | 52.9452 | 30 | 42.7273 | 9.1827 | 0.8 | 29.2627 | 3.2843 | 71.99 | 0 | 12.467 | 71.99 | 0 | 0 | 7.615 | 7.615 | 2.9699 | 0 | 2.9699 | 0 | 2.9699
2016-06-28 10:00 | 0.62 | 0 | 0 | 23.043 | 7.577 | 52.9452 | 30 | 42.7273 | 9.1827 | 0.8 | 29.4357 | 3.3037 | 72.163 | 0 | 12.4864 | 72.163 | 0 | 0 | 7.577 | 30.62 | 2.955 | 0 | 2.955 | 8.9868 | 11.9418
2016-06-28 11:00 | 0.94 | 0 | 23.255 | 0 | 7.685 | 75.0375 | 30 | 42.7273 | 9.1827 | 0.8 | 29.5957 | 3.3216 | 72.323 | 0 | 12.5044 | 72.323 | 0 | 0 | 7.685 | 7.685 | 2.9971 | 0 | 2.9971 | 0 | 2.9971
2016-06-28 12:00 | 0.86 | 0 | 0 | 17.2272 | 8.148 | 75.0375 | 24.5152 | 34.9155 | 7.5039 | 0.8 | 48.9705 | 5.4961 | 83.886 | 0 | 13 | 70.895 | 7.6 | 2.5333 | 10.6813 | 27.9085 | 3.1777 | 0.988 | 4.1657 | 6.7186 | 10.8843
2016-06-28 13:00 | 0.91 | 0 | 7.605 | 0 | 8.305 | 82.2622 | 15 | 21.3636 | 4.5914 | 0.8 | 67.8404 | 7.614 | 89.204 | 0 | 12.2053 | 68.927 | 11.863 | 3.9543 | 12.2593 | 12.2593 | 3.2389 | 1.5422 | 4.7811 | 0 | 4.7811
2016-06-28 14:00 | 0.79 | 0 | 14.686 | 0 | 8.604 | 96.2139 | 22.5 | 32.0455 | 6.8871 | 0.71714 | 0 | 0 | 26.396 | 5.6495 | 6.8871 | 0 | 15.442 | 5.1473 | 13.7513 | 13.7513 | 3.3556 | 2.0075 | 5.363 | 0 | 5.363
2016-06-28 15:00 | 0.76 | 0 | 7.1306 | 0 | 8.395 | 102.988 | 14.7656 | 21.0298 | 4.5196 | 0.8 | 75.5602 | 8.4804 | 96.59 | 0 | 13 | 66.193 | 17.783 | 5.9277 | 14.3227 | 14.3227 | 3.274 | 2.3118 | 5.5858 | 0 | 5.5858
2016-06-28 16:00 | 0.52 | 0 | 0 | 5.0634 | 8.794 | 102.988 | 13.3374 | 18.9957 | 4.0825 | 0.8 | 79.4553 | 8.9175 | 98.451 | 0 | 13 | 65.504 | 19.274 | 6.4247 | 15.2187 | 20.282 | 3.4297 | 2.5056 | 5.9353 | 1.9747 | 7.91
2016-06-28 17:00 | 0.1 | 0 | 21.081 | 0 | 9.019 | 123.0149 | 30 | 42.7273 | 9.1827 | 0.8 | 22.3827 | 2.5121 | 65.11 | 0 | 11.6948 | 65.11 | 0 | 0 | 9.019 | 9.019 | 3.5174 | 0 | 3.5174 | 0 | 3.5174
2016-06-28 18:00 | 0.01 | 0 | 18.447 | 0 | 11.563 | 140.5396 | 30 | 42.7273 | 9.1827 | 0.8 | 22.2537 | 2.4976 | 64.981 | 0 | 11.6803 | 64.981 | 0 | 0 | 11.563 | 11.563 | 4.5096 | 0 | 4.5096 | 0 | 4.5096
2016-06-28 19:00 | 0 | 0 | 11.869 | 0 | 18.131 | 151.8151 | 30 | 42.7273 | 9.1827 | 0.8 | 22.3777 | 2.5115 | 65.105 | 0 | 11.6943 | 65.105 | 0 | 0 | 18.131 | 18.131 | 7.0711 | 0 | 7.0711 | 0 | 7.0711
2016-06-28 20:00 | 0 | 19.162 | 0 | 0 | 19.162 | 131.6446 | 0 | 0 | 0 | 0 | 0 | 0 | 0 | 0 | 0 | 0 | 0 | 0 | 19.162 | 19.162 | 7.4732 | 0 | 7.4732 | 0 | 7.4732
2016-06-28 21:00 | 0 | 18.535 | 0 | 0 | 18.535 | 112.1341 | 0 | 0 | 0 | 0 | 0 | 0 | 0 | 0 | 0 | 0 | 0 | 0 | 18.535 | 18.535 | 7.2287 | 0 | 7.2287 | 0 | 7.2287
2016-06-28 22:00 | 0 | 17.963 | 0 | 0 | 17.963 | 93.2256 | 0 | 0 | 0 | 0 | 0 | 0 | 0 | 0 | 0 | 0 | 0 | 0 | 17.963 | 17.963 | 7.0056 | 0 | 7.0056 | 0 | 7.0056
2016-06-28 23:00 | 0 | 15.663 | 0 | 0 | 15.663 | 76.7383 | 0 | 0 | 0 | 0 | 0 | 0 | 0 | 0 | 0 | 0 | 0 | 0 | 15.663 | 15.663 | 6.1086 | 0 | 6.1086 | 0 | 6.1086
2016-06-29 | 0 | 1.6107 | 0 | 0 | 12.519 | 75.0428 | 10.9083 | 15.536 | 3.3389 | 0.8 | 0 | 0 | 15.536 | 0 | 3.3389 | 0 | 9.089 | 3.0297 | 15.5487 | 15.5487 | 4.8824 | 1.1816 | 6.064 | 0 | 6.064
2016-06-29 01:00 | 0 | 0.89553 | 0 | 0 | 10.785 | 74.1001 | 9.8895 | 14.085 | 3.0271 | 0.8 | 0 | 0 | 14.085 | 0 | 3.0271 | 0 | 8.24 | 2.7467 | 13.5317 | 13.5317 | 4.2062 | 1.0712 | 5.2774 | 0 | 5.2774
2016-06-29 02:00 | 0 | 0.76574 | 0 | 0 | 9.76 | 73.294 | 8.9943 | 12.81 | 2.7531 | 0.8 | 0 | 0 | 12.81 | 0 | 2.7531 | 0 | 7.494 | 2.498 | 12.258 | 12.258 | 3.8064 | 0.97422 | 4.7806 | 0 | 4.7806
2016-06-29 03:00 | 0 | 1.6561 | 0 | 0 | 10.102 | 71.5508 | 8.4459 | 12.029 | 2.5852 | 0.8 | 0 | 0 | 12.029 | 0 | 2.5852 | 0 | 7.037 | 2.3457 | 12.4477 | 12.4477 | 3.9398 | 0.91481 | 4.8546 | 0 | 4.8546
2016-06-29 04:00 | 0 | 1.9502 | 0 | 0 | 10.038 | 69.4979 | 8.0878 | 11.519 | 2.4756 | 0.8 | 0 | 0 | 11.519 | 0 | 2.4756 | 0 | 6.739 | 2.2463 | 12.2843 | 12.2843 | 3.9148 | 0.87607 | 4.7909 | 0 | 4.7909
2016-06-29 05:00 | 0 | 10.379 | 0 | 0 | 10.379 | 58.5727 | 0 | 0 | 0 | 0 | 0 | 0 | 0 | 0 | 0 | 0 | 0 | 0 | 10.379 | 10.379 | 4.0478 | 0 | 4.0478 | 0 | 4.0478
2016-06-29 06:00 | 0 | 9.742 | 0 | 0 | 9.742 | 48.3179 | 0 | 0 | 0 | 0 | 0 | 0 | 0 | 0 | 0 | 0 | 0 | 0 | 9.742 | 9.742 | 3.7994 | 0 | 3.7994 | 0 | 3.7994
2016-06-29 07:00 | 0 | 9.061 | 0 | 0 | 9.061 | 38.78 | 0 | 0 | 0 | 0 | 0 | 0 | 0 | 0 | 0 | 0 | 0 | 0 | 9.061 | 9.061 | 3.5338 | 0 | 3.5338 | 0 | 3.5338
2016-06-29 08:00 | 0.05 | 7.479 | 0 | 0 | 7.529 | 30.9074 | 0 | 0 | 0 | 0 | 0 | 0 | 0 | 0 | 0 | 0 | 0 | 0 | 7.529 | 7.529 | 2.9363 | 0 | 2.9363 | 0 | 2.9363
2016-06-29 09:00 | 0.14 | 0 | 18.5458 | 4.2762 | 7.318 | 48.5259 | 30 | 42.7273 | 9.1827 | 0.8 | 29.5407 | 3.3155 | 72.268 | 0 | 12.4982 | 72.268 | 0 | 0 | 7.318 | 11.5942 | 2.854 | 0 | 2.854 | 1.6677 | 4.5218
2016-06-29 10:00 | 0.55 | 0 | 23.127 | 0 | 7.423 | 70.4965 | 30 | 42.7273 | 9.1827 | 0.8 | 29.6937 | 3.3326 | 72.421 | 0 | 12.5154 | 72.421 | 0 | 0 | 7.423 | 7.423 | 2.895 | 0 | 2.895 | 0 | 2.895
2016-06-29 11:00 | 0.52 | 0 | 23.109 | 0 | 7.411 | 92.4501 | 30 | 42.7273 | 9.1827 | 0.8 | 29.7817 | 3.3425 | 72.509 | 0 | 12.5252 | 72.509 | 0 | 0 | 7.411 | 7.411 | 2.8903 | 0 | 2.8903 | 0 | 2.8903
2016-06-29 12:00 | 0.78 | 0 | 19.2355 | 0 | 7.659 | 110.7238 | 26.1145 | 37.1934 | 7.9934 | 0.8 | 44.6086 | 5.0066 | 81.802 | 0 | 13 | 71.667 | 5.929 | 1.9763 | 9.6353 | 9.6353 | 2.987 | 0.77077 | 3.7578 | 0 | 3.7578
2016-06-29 13:00 | 0.85 | 0 | 0 | 16.51 | 7.288 | 110.7238 | 22.948 | 32.6836 | 7.0242 | 0.8 | 53.2444 | 5.9758 | 85.928 | 0 | 13 | 70.139 | 9.237 | 3.079 | 10.367 | 26.877 | 2.8423 | 1.2008 | 4.0431 | 6.4389 | 10.482
2016-06-29 14:00 | 0.86 | 0 | 7.812 | 0 | 8.048 | 118.1452 | 15 | 21.3636 | 4.5914 | 0.8 | 0.23036 | 0.025855 | 21.594 | 0 | 4.6172 | 0 | 12.633 | 4.211 | 12.259 | 12.259 | 3.1387 | 1.6423 | 4.781 | 0 | 4.781
2016-06-29 15:00 | 0.78 | 0 | 7.404 | 0 | 8.376 | 125.179 | 15 | 21.3636 | 4.5914 | 0.8 | 71.8004 | 8.0584 | 93.164 | 0 | 12.6498 | 67.461 | 15.036 | 5.012 | 13.388 | 13.388 | 3.2666 | 1.9547 | 5.2213 | 0 | 5.2213
2016-06-29 16:00 | 0.6 | 0 | 6.999 | 0 | 8.601 | 131.8281 | 15 | 21.3636 | 4.5914 | 0.8 | 73.8254 | 8.2857 | 95.189 | 0 | 12.877 | 66.711 | 16.659 | 5.553 | 14.154 | 14.154 | 3.3544 | 2.1657 | 5.5201 | 0 | 5.5201
2016-06-29 17:00 | 0.3 | 0 | 21.039 | 0 | 9.261 | 151.8151 | 30 | 42.7273 | 9.1827 | 0.8 | 23.5857 | 2.6471 | 66.313 | 0 | 11.8298 | 66.313 | 0 | 0 | 9.261 | 9.261 | 3.6118 | 0 | 3.6118 | 0 | 3.6118
2016-06-29 18:00 | 0.07 | 0 | 0 | 18.954 | 11.116 | 151.8151 | 30 | 42.7273 | 9.1827 | 0.8 | 23.5967 | 2.6483 | 66.324 | 0 | 11.8311 | 66.324 | 0 | 0 | 11.116 | 30.07 | 4.3352 | 0 | 4.3352 | 7.3921 | 11.7273
2016-06-29 19:00 | 0 | 0 | 0 | 12.412 | 17.588 | 151.8151 | 30 | 42.7273 | 9.1827 | 0.8 | 23.8277 | 2.6743 | 66.555 | 0 | 11.857 | 66.555 | 0 | 0 | 17.588 | 30 | 6.8593 | 0 | 6.8593 | 4.8407 | 11.7
2016-06-29 20:00 | 0 | 18.469 | 0 | 0 | 18.469 | 132.3741 | 0 | 0 | 0 | 0 | 0 | 0 | 0 | 0 | 0 | 0 | 0 | 0 | 18.469 | 18.469 | 7.2029 | 0 | 7.2029 | 0 | 7.2029
2016-06-29 21:00 | 0 | 18.136 | 0 | 0 | 18.136 | 113.2835 | 0 | 0 | 0 | 0 | 0 | 0 | 0 | 0 | 0 | 0 | 0 | 0 | 18.136 | 18.136 | 7.073 | 0 | 7.073 | 0 | 7.073
2016-06-29 22:00 | 0 | 17.198 | 0 | 0 | 17.198 | 95.1804 | 0 | 0 | 0 | 0 | 0 | 0 | 0 | 0 | 0 | 0 | 0 | 0 | 17.198 | 17.198 | 6.7072 | 0 | 6.7072 | 0 | 6.7072
2016-06-29 23:00 | 0 | 14.61 | 0 | 0 | 14.61 | 79.8014 | 0 | 0 | 0 | 0 | 0 | 0 | 0 | 0 | 0 | 0 | 0 | 0 | 14.61 | 14.61 | 5.6979 | 0 | 5.6979 | 0 | 5.6979
2016-06-30 | 0 | 3.1314 | 0 | 0 | 12.469 | 76.5052 | 9.3376 | 13.299 | 2.8582 | 0.8 | 0 | 0 | 13.299 | 0 | 2.8582 | 0 | 7.78 | 2.5933 | 15.0623 | 15.0623 | 4.8629 | 1.0114 | 5.8743 | 0 | 5.8743
2016-06-30 01:00 | 0 | 2.1708 | 0 | 0 | 10.557 | 74.2202 | 8.3862 | 11.944 | 2.5669 | 0.8 | 0 | 0 | 11.944 | 0 | 2.5669 | 0 | 6.987 | 2.329 | 12.886 | 12.886 | 4.1172 | 0.90831 | 5.0255 | 0 | 5.0255
2016-06-30 02:00 | 0 | 2.2391 | 0 | 0 | 9.973 | 71.8633 | 7.7339 | 11.015 | 2.3673 | 0.8 | 0 | 0 | 11.015 | 0 | 2.3673 | 0 | 6.444 | 2.148 | 12.121 | 12.121 | 3.8895 | 0.83772 | 4.7272 | 0 | 4.7272
2016-06-30 03:00 | 0 | 2.663 | 0 | 0 | 10.163 | 69.0601 | 7.5 | 10.6818 | 2.2957 | 0.78412 | 0 | 0 | 10.321 | 0.36082 | 2.2957 | 0 | 6.038 | 2.0127 | 12.1757 | 12.1757 | 3.9636 | 0.78494 | 4.7485 | 0 | 4.7485
2016-06-30 04:00 | 0 | 1.7162 | 0 | 0 | 10.099 | 67.2535 | 8.3828 | 11.9391 | 2.5659 | 0.71465 | 0 | 0 | 9.771 | 2.1681 | 2.5659 | 0 | 5.716 | 1.9053 | 12.0043 | 12.0043 | 3.9386 | 0.74308 | 4.6817 | 0 | 4.6817
2016-06-30 05:00 | 0 | 9.877 | 0 | 0 | 9.877 | 56.8567 | 0 | 0 | 0 | 0 | 0 | 0 | 0 | 0 | 0 | 0 | 0 | 0 | 9.877 | 9.877 | 3.852 | 0 | 3.852 | 0 | 3.852
2016-06-30 06:00 | 0 | 9.33 | 0 | 0 | 9.33 | 47.0357 | 0 | 0 | 0 | 0 | 0 | 0 | 0 | 0 | 0 | 0 | 0 | 0 | 9.33 | 9.33 | 3.6387 | 0 | 3.6387 | 0 | 3.6387
2016-06-30 07:00 | 0 | 8.644 | 0 | 0 | 8.644 | 37.9367 | 0 | 0 | 0 | 0 | 0 | 0 | 0 | 0 | 0 | 0 | 0 | 0 | 8.644 | 8.644 | 3.3712 | 0 | 3.3712 | 0 | 3.3712
2016-06-30 08:00 | 0.06 | 7.195 | 0 | 0 | 7.255 | 30.363 | 0 | 0 | 0 | 0 | 0 | 0 | 0 | 0 | 0 | 0 | 0 | 0 | 7.255 | 7.255 | 2.8295 | 0 | 2.8295 | 0 | 2.8295
2016-06-30 09:00 | 0.18 | 0 | 23.145 | 0 | 7.035 | 52.3508 | 30 | 42.7273 | 9.1827 | 0.8 | 29.5147 | 3.3125 | 72.242 | 0 | 12.4953 | 72.242 | 0 | 0 | 7.035 | 7.035 | 2.7437 | 0 | 2.7437 | 0 | 2.7437
2016-06-30 10:00 | 0.4 | 0 | 21.3106 | 1.4414 | 7.648 | 72.5958 | 30 | 42.7273 | 9.1827 | 0.8 | 29.6387 | 3.3265 | 72.366 | 0 | 12.5092 | 72.366 | 0 | 0 | 7.648 | 9.0894 | 2.9827 | 0 | 2.9827 | 0.56215 | 3.5449
2016-06-30 11:00 | 0.77 | 0 | 0 | 23.375 | 7.395 | 72.5958 | 30 | 42.7273 | 9.1827 | 0.8 | 29.7067 | 3.3341 | 72.434 | 0 | 12.5168 | 72.434 | 0 | 0 | 7.395 | 30.77 | 2.884 | 0 | 2.884 | 9.1163 | 12.0003
2016-06-30 12:00 | 1.11 | 0 | 19.0124 | 0 | 7.681 | 90.6577 | 25.5834 | 36.437 | 7.8309 | 0.8 | 46.057 | 5.1691 | 82.494 | 0 | 13 | 71.41 | 6.484 | 2.1613 | 9.8423 | 9.8423 | 2.9956 | 0.84292 | 3.8385 | 0 | 3.8385
2016-06-30 13:00 | 1.03 | 0 | 16.3833 | 0 | 7.924 | 106.2218 | 23.2773 | 33.1525 | 7.125 | 0.8 | 52.3465 | 5.875 | 85.499 | 0 | 13 | 70.298 | 8.892 | 2.964 | 10.888 | 10.888 | 3.0904 | 1.156 | 4.2463 | 0 | 4.2463
2016-06-30 14:00 | 0.97 | 0 | 0 | 6.6743 | 8.756 | 106.2218 | 14.4603 | 20.595 | 4.4262 | 0.8 | 0 | 0 | 20.595 | 0 | 4.4262 | 0 | 12.048 | 4.016 | 12.772 | 19.4463 | 3.4148 | 1.5662 | 4.9811 | 2.603 | 7.5841
2016-06-30 15:00 | 0.85 | 0 | 7.231 | 0 | 8.619 | 113.0912 | 15 | 21.3636 | 4.5914 | 0.8 | 71.2934 | 8.0015 | 92.657 | 0 | 12.5929 | 67.648 | 14.63 | 4.8767 | 13.4957 | 13.4957 | 3.3614 | 1.9019 | 5.2633 | 0 | 5.2633
2016-06-30 16:00 | 0.66 | 0 | 7.158 | 0 | 8.502 | 119.8913 | 15 | 21.3636 | 4.5914 | 0.8 | 73.1954 | 8.215 | 94.559 | 0 | 12.8063 | 66.944 | 16.155 | 5.385 | 13.887 | 13.887 | 3.3158 | 2.1002 | 5.4159 | 0 | 5.4159
2016-06-30 17:00 | 0.39 | 0 | 21.186 | 0 | 9.204 | 140.018 | 30 | 42.7273 | 9.1827 | 0.8 | 23.7917 | 2.6702 | 66.519 | 0 | 11.853 | 66.519 | 0 | 0 | 9.204 | 9.204 | 3.5896 | 0 | 3.5896 | 0 | 3.5896
2016-06-30 18:00 | 0.05 | 0 | 0 | 18.413 | 11.637 | 140.018 | 30 | 42.7273 | 9.1827 | 0.8 | 23.6377 | 2.6529 | 66.365 | 0 | 11.8357 | 66.365 | 0 | 0 | 11.637 | 30.05 | 4.5384 | 0 | 4.5384 | 7.1811 | 11.7195
2016-06-30 19:00 | 0 | 0 | 12.418 | 0 | 17.582 | 151.8151 | 30 | 42.7273 | 9.1827 | 0.8 | 23.7117 | 2.6612 | 66.439 | 0 | 11.844 | 66.439 | 0 | 0 | 17.582 | 17.582 | 6.857 | 0 | 6.857 | 0 | 6.857
2016-06-30 20:00 | 0 | 18.707 | 0 | 0 | 18.707 | 132.1235 | 0 | 0 | 0 | 0 | 0 | 0 | 0 | 0 | 0 | 0 | 0 | 0 | 18.707 | 18.707 | 7.2957 | 0 | 7.2957 | 0 | 7.2957
2016-06-30 21:00 | 0 | 18.583 | 0 | 0 | 18.583 | 112.5625 | 0 | 0 | 0 | 0 | 0 | 0 | 0 | 0 | 0 | 0 | 0 | 0 | 18.583 | 18.583 | 7.2474 | 0 | 7.2474 | 0 | 7.2474
2016-06-30 22:00 | 0 | 18.373 | 0 | 0 | 18.373 | 93.2225 | 0 | 0 | 0 | 0 | 0 | 0 | 0 | 0 | 0 | 0 | 0 | 0 | 18.373 | 18.373 | 7.1655 | 0 | 7.1655 | 0 | 7.1655
2016-06-30 23:00 | 0 | 15.795 | 0 | 0 | 15.795 | 76.5962 | 0 | 0 | 0 | 0 | 0 | 0 | 0 | 0 | 0 | 0 | 0 | 0 | 15.795 | 15.795 | 6.1601 | 0 | 6.1601 | 0 | 6.1601
2016-07-01 | 0 | 3.079 | 0 | 0 | 13.389 | 73.3552 | 10.31 | 14.684 | 3.1558 | 0.8 | 0 | 0 | 14.684 | 0 | 3.1558 | 0 | 8.59 | 2.8633 | 16.2523 | 16.2523 | 5.2217 | 1.1167 | 6.3384 | 0 | 6.3384
2016-07-01 01:00 | 0 | 3.031 | 0 | 0 | 12.377 | 70.1647 | 9.346 | 13.311 | 2.8607 | 0.8 | 0 | 0 | 13.311 | 0 | 2.8607 | 0 | 7.787 | 2.5957 | 14.9727 | 14.9727 | 4.827 | 1.0123 | 5.8393 | 0 | 5.8393
2016-07-01 02:00 | 0 | 2.2683 | 0 | 0 | 11.127 | 67.777 | 8.8587 | 12.617 | 2.7116 | 0.8 | 0 | 0 | 12.617 | 0 | 2.7116 | 0 | 7.381 | 2.4603 | 13.5873 | 13.5873 | 4.3395 | 0.95953 | 5.2991 | 0 | 5.2991
2016-07-01 03:00 | 0 | 1.6703 | 0 | 0 | 10.952 | 66.0188 | 9.2817 | 13.2194 | 2.841 | 0.77442 | 0 | 0 | 12.5 | 0.71939 | 2.841 | 0 | 7.313 | 2.4377 | 13.3897 | 13.3897 | 4.2713 | 0.95069 | 5.222 | 0 | 5.222
2016-07-01 04:00 | 0 | 0 | 0 | 0 | 10.345 | 66.0188 | 10.345 | 14.7338 | 3.1665 | 0.71503 | 0 | 0 | 12.07 | 2.6638 | 3.1665 | 0 | 7.061 | 2.3537 | 12.6987 | 12.6987 | 4.0346 | 0.91793 | 4.9525 | 0 | 4.9525
2016-07-01 05:00 | 0 | 9.41 | 0 | 0 | 9.41 | 56.1135 | 0 | 0 | 0 | 0 | 0 | 0 | 0 | 0 | 0 | 0 | 0 | 0 | 9.41 | 9.41 | 3.6699 | 0 | 3.6699 | 0 | 3.6699
2016-07-01 06:00 | 0 | 8.945 | 0 | 0 | 8.945 | 46.6978 | 0 | 0 | 0 | 0 | 0 | 0 | 0 | 0 | 0 | 0 | 0 | 0 | 8.945 | 8.945 | 3.4886 | 0 | 3.4886 | 0 | 3.4886
2016-07-01 07:00 | 0 | 8.492 | 0 | 0 | 8.492 | 37.7588 | 0 | 0 | 0 | 0 | 0 | 0 | 0 | 0 | 0 | 0 | 0 | 0 | 8.492 | 8.492 | 3.3119 | 0 | 3.3119 | 0 | 3.3119
2016-07-01 08:00 | 0.08 | 7.026 | 0 | 0 | 7.106 | 30.363 | 0 | 0 | 0 | 0 | 0 | 0 | 0 | 0 | 0 | 0 | 0 | 0 | 7.106 | 7.106 | 2.7713 | 0 | 2.7713 | 0 | 2.7713
2016-07-01 09:00 | 0.61 | 0 | 1.424 | 22.295 | 6.891 | 31.7158 | 30 | 42.7273 | 9.1827 | 0.8 | 29.6797 | 3.3311 | 72.407 | 0 | 12.5138 | 72.407 | 0 | 0 | 6.891 | 29.186 | 2.6875 | 0 | 2.6875 | 8.6951 | 11.3826
2016-07-01 10:00 | 1.05 | 0 | 23.969 | 0 | 7.081 | 54.4863 | 30 | 42.7273 | 9.1827 | 0.8 | 29.9927 | 3.3662 | 72.72 | 0 | 12.5489 | 72.72 | 0 | 0 | 7.081 | 7.081 | 2.7616 | 0 | 2.7616 | 0 | 2.7616
2016-07-01 11:00 | 1.21 | 0 | 23.964 | 0 | 7.246 | 77.2521 | 30 | 42.7273 | 9.1827 | 0.8 | 30.2367 | 3.3936 | 72.964 | 0 | 12.5763 | 72.964 | 0 | 0 | 7.246 | 7.246 | 2.8259 | 0 | 2.8259 | 0 | 2.8259
2016-07-01 12:00 | 1.17 | 0 | 19.4459 | 0 | 7.854 | 95.7257 | 26.1299 | 37.2153 | 7.9981 | 0.8 | 44.5667 | 5.0019 | 81.782 | 0 | 13 | 71.674 | 5.913 | 1.971 | 9.825 | 9.825 | 3.0631 | 0.76869 | 3.8317 | 0 | 3.8317
2016-07-01 13:00 | 1.43 | 0 | 8.386 | 0 | 8.044 | 103.6924 | 15 | 21.3636 | 4.5914 | 0.8 | 65.8234 | 7.3876 | 87.187 | 0 | 11.979 | 69.673 | 10.246 | 3.4153 | 11.4593 | 11.4593 | 3.1372 | 1.332 | 4.4691 | 0 | 4.4691
2016-07-01 14:00 | 1.18 | 0 | 0 | 8.088 | 8.092 | 103.6924 | 15 | 21.3636 | 4.5914 | 0.8 | 2.5764 | 0.28915 | 23.94 | 0 | 4.8805 | 0 | 14.005 | 4.6683 | 12.7603 | 20.8483 | 3.1559 | 1.8207 | 4.9765 | 3.1543 | 8.1309
2016-07-01 15:00 | 1.17 | 0 | 7.562 | 0 | 8.608 | 110.8763 | 15 | 21.3636 | 4.5914 | 0.8 | 73.8574 | 8.2893 | 95.221 | 0 | 12.8806 | 66.699 | 16.685 | 5.5617 | 14.1697 | 14.1697 | 3.3571 | 2.169 | 5.5262 | 0 | 5.5262
2016-07-01 16:00 | 0.81 | 0 | 6.7003 | 0 | 8.104 | 117.2416 | 13.9943 | 19.9313 | 4.2835 | 0.8 | 77.6637 | 8.7165 | 97.595 | 0 | 13 | 65.821 | 18.588 | 6.196 | 14.3 | 14.3 | 3.1606 | 2.4164 | 5.577 | 0 | 5.577
2016-07-01 17:00 | 0.14 | 0 | 21.737 | 0 | 8.403 | 137.8918 | 30 | 42.7273 | 9.1827 | 0.8 | 22.5337 | 2.529 | 65.261 | 0 | 11.7118 | 65.261 | 0 | 0 | 8.403 | 8.403 | 3.2772 | 0 | 3.2772 | 0 | 3.2772
2016-07-01 18:00 | 0.04 | 0 | 0 | 20.707 | 9.333 | 137.8918 | 30 | 42.7273 | 9.1827 | 0.8 | 22.2447 | 2.4966 | 64.972 | 0 | 11.6793 | 64.972 | 0 | 0 | 9.333 | 30.04 | 3.6399 | 0 | 3.6399 | 8.0757 | 11.7156
2016-07-01 19:00 | 0 | 0 | 13.615 | 0 | 16.385 | 150.826 | 30 | 42.7273 | 9.1827 | 0.8 | 22.2457 | 2.4967 | 64.973 | 0 | 11.6795 | 64.973 | 0 | 0 | 16.385 | 16.385 | 6.3902 | 0 | 6.3902 | 0 | 6.3902
2016-07-01 20:00 | 0 | 18.885 | 0 | 0 | 18.885 | 130.9471 | 0 | 0 | 0 | 0 | 0 | 0 | 0 | 0 | 0 | 0 | 0 | 0 | 18.885 | 18.885 | 7.3652 | 0 | 7.3652 | 0 | 7.3652
2016-07-01 21:00 | 0 | 19.04 | 0 | 0 | 19.04 | 110.9049 | 0 | 0 | 0 | 0 | 0 | 0 | 0 | 0 | 0 | 0 | 0 | 0 | 19.04 | 19.04 | 7.4256 | 0 | 7.4256 | 0 | 7.4256
2016-07-01 22:00 | 0 | 19.379 | 0 | 0 | 19.379 | 90.506 | 0 | 0 | 0 | 0 | 0 | 0 | 0 | 0 | 0 | 0 | 0 | 0 | 19.379 | 19.379 | 7.5578 | 0 | 7.5578 | 0 | 7.5578
2016-07-01 23:00 | 0 | 16.569 | 0 | 0 | 16.569 | 73.0649 | 0 | 0 | 0 | 0 | 0 | 0 | 0 | 0 | 0 | 0 | 0 | 0 | 16.569 | 16.569 | 6.4619 | 0 | 6.4619 | 0 | 6.4619
2016-07-02 | 0 | 2.6474 | 0 | 0 | 14.005 | 70.2782 | 11.3576 | 16.176 | 3.4765 | 0.8 | 0 | 0 | 16.176 | 0 | 3.4765 | 0 | 9.463 | 3.1543 | 17.1593 | 17.1593 | 5.462 | 1.2302 | 6.6921 | 0 | 6.6921
2016-07-02 01:00 | 0 | 1.8762 | 0 | 0 | 12.38 | 68.3033 | 10.5038 | 14.96 | 3.2151 | 0.8 | 0 | 0 | 14.96 | 0 | 3.2151 | 0 | 8.751 | 2.917 | 15.297 | 15.297 | 4.8282 | 1.1376 | 5.9658 | 0 | 5.9658
2016-07-02 02:00 | 0 | 1.3113 | 0 | 0 | 11.318 | 66.923 | 10.0067 | 14.252 | 3.063 | 0.8 | 0 | 0 | 14.252 | 1.7764e-15 | 3.063 | 0 | 8.338 | 2.7793 | 14.0973 | 14.0973 | 4.414 | 1.0839 | 5.498 | 0 | 5.498
2016-07-02 03:00 | 0 | 0.96923 | 0 | 0 | 10.759 | 65.9028 | 9.7898 | 13.943 | 2.9966 | 0.8 | 0 | 0 | 13.943 | 0 | 2.9966 | 0 | 8.156 | 2.7187 | 13.4777 | 13.4777 | 4.196 | 1.0603 | 5.2563 | 0 | 5.2563
2016-07-02 04:00 | 0 | 0.69477 | 0 | 0 | 10.21 | 65.1714 | 9.5152 | 13.552 | 2.9125 | 0.8 | 0 | 0 | 13.552 | 0 | 2.9125 | 0 | 7.928 | 2.6427 | 12.8527 | 12.8527 | 3.9819 | 1.0306 | 5.0125 | 0 | 5.0125
2016-07-02 05:00 | 0 | 9.464 | 0 | 0 | 9.464 | 55.2093 | 0 | 0 | 0 | 0 | 0 | 0 | 0 | 0 | 0 | 0 | 0 | 0 | 9.464 | 9.464 | 3.691 | 0 | 3.691 | 0 | 3.691
2016-07-02 06:00 | 0 | 8.521 | 0 | 0 | 8.521 | 46.2399 | 0 | 0 | 0 | 0 | 0 | 0 | 0 | 0 | 0 | 0 | 0 | 0 | 8.521 | 8.521 | 3.3232 | 0 | 3.3232 | 0 | 3.3232
2016-07-02 07:00 | 0 | 8.184 | 0 | 0 | 8.184 | 37.6251 | 0 | 0 | 0 | 0 | 0 | 0 | 0 | 0 | 0 | 0 | 0 | 0 | 8.184 | 8.184 | 3.1918 | 0 | 3.1918 | 0 | 3.1918
2016-07-02 08:00 | 0.06 | 6.899 | 0 | 0 | 6.959 | 30.363 | 0 | 0 | 0 | 0 | 0 | 0 | 0 | 0 | 0 | 0 | 0 | 0 | 6.959 | 6.959 | 2.714 | 0 | 2.714 | 0 | 2.714
2016-07-02 09:00 | 0.43 | 0 | 18.4527 | 5.0403 | 6.937 | 47.8931 | 30 | 42.7273 | 9.1827 | 0.8 | 29.5547 | 3.317 | 72.282 | 0 | 12.4998 | 72.282 | 0 | 0 | 6.937 | 11.9773 | 2.7054 | 0 | 2.7054 | 1.9657 | 4.6711
2016-07-02 10:00 | 0.74 | 0 | 0 | 23.19 | 7.55 | 47.8931 | 30 | 42.7273 | 9.1827 | 0.8 | 29.9017 | 3.356 | 72.629 | 0 | 12.5387 | 72.629 | 0 | 0 | 7.55 | 30.74 | 2.9445 | 0 | 2.9445 | 9.0441 | 11.9886
2016-07-02 11:00 | 1.17 | 0 | 23.673 | 0 | 7.497 | 70.3824 | 30 | 42.7273 | 9.1827 | 0.8 | 30.1647 | 3.3855 | 72.892 | 0 | 12.5682 | 72.892 | 0 | 0 | 7.497 | 7.497 | 2.9238 | 0 | 2.9238 | 0 | 2.9238
2016-07-02 12:00 | 1.14 | 0 | 19.4774 | 0 | 7.411 | 88.886 | 25.7484 | 36.672 | 7.8814 | 0.8 | 45.607 | 5.1186 | 82.279 | 0 | 13 | 71.49 | 6.312 | 2.104 | 9.515 | 9.515 | 2.8903 | 0.82056 | 3.7109 | 0 | 3.7109
2016-07-02 13:00 | 1.1 | 0 | 0 | 8.52 | 7.58 | 88.886 | 15 | 21.3636 | 4.5914 | 0.8 | 66.3024 | 7.4413 | 87.666 | 0 | 12.0327 | 69.496 | 10.629 | 3.543 | 11.123 | 19.643 | 2.9562 | 1.3818 | 4.338 | 3.3228 | 7.6608
2016-07-02 14:00 | 1.15 | 0 | 16.002 | 0 | 7.648 | 104.0879 | 22.5 | 32.0455 | 6.8871 | 0.70275 | 0 | 0 | 25.415 | 6.6305 | 6.8871 | 0 | 14.868 | 4.956 | 12.604 | 12.604 | 2.9827 | 1.9328 | 4.9156 | 0 | 4.9156
2016-07-02 15:00 | 0.99 | 0 | 0 | 7.8646 | 8.079 | 104.0879 | 14.9536 | 21.2976 | 4.5772 | 0.8 | 75.0474 | 8.4228 | 96.345 | 0 | 13 | 66.283 | 17.586 | 5.862 | 13.941 | 21.8056 | 3.1508 | 2.2862 | 5.437 | 3.0672 | 8.5042
2016-07-02 16:00 | 0.68 | 0 | 6.2174 | 0 | 7.803 | 109.9945 | 13.3404 | 19 | 4.0834 | 0.8 | 79.447 | 8.9166 | 98.447 | 0 | 13 | 65.505 | 19.271 | 6.4237 | 14.2267 | 14.2267 | 3.0432 | 2.5052 | 5.5484 | 0 | 5.5484
2016-07-02 17:00 | 0.22 | 0 | 21.786 | 0 | 8.434 | 130.6912 | 30 | 42.7273 | 9.1827 | 0.8 | 22.3927 | 2.5132 | 65.12 | 0 | 11.6959 | 65.12 | 0 | 0 | 8.434 | 8.434 | 3.2893 | 0 | 3.2893 | 0 | 3.2893
2016-07-02 18:00 | 0.06 | 0 | 19.682 | 0 | 10.378 | 149.3891 | 30 | 42.7273 | 9.1827 | 0.8 | 22.2857 | 2.5012 | 65.013 | 0 | 11.6839 | 65.013 | 0 | 0 | 10.378 | 10.378 | 4.0474 | 0 | 4.0474 | 0 | 4.0474
2016-07-02 19:00 | 0 | 0 | 0 | 12.546 | 17.454 | 149.3891 | 30 | 42.7273 | 9.1827 | 0.8 | 22.4587 | 2.5206 | 65.186 | 0 | 11.7034 | 65.186 | 0 | 0 | 17.454 | 30 | 6.8071 | 0 | 6.8071 | 4.8929 | 11.7
2016-07-02 20:00 | 0 | 20.697 | 0 | 0 | 20.697 | 127.6028 | 0 | 0 | 0 | 0 | 0 | 0 | 0 | 0 | 0 | 0 | 0 | 0 | 20.697 | 20.697 | 8.0718 | 0 | 8.0718 | 0 | 8.0718
2016-07-02 21:00 | 0 | 20.758 | 0 | 0 | 20.758 | 105.7522 | 0 | 0 | 0 | 0 | 0 | 0 | 0 | 0 | 0 | 0 | 0 | 0 | 20.758 | 20.758 | 8.0956 | 0 | 8.0956 | 0 | 8.0956
2016-07-02 22:00 | 0 | 19.333 | 0 | 0 | 19.333 | 85.4017 | 0 | 0 | 0 | 0 | 0 | 0 | 0 | 0 | 0 | 0 | 0 | 0 | 19.333 | 19.333 | 7.5399 | 0 | 7.5399 | 0 | 7.5399
2016-07-02 23:00 | 0 | 16.198 | 0 | 0 | 16.198 | 68.3512 | 0 | 0 | 0 | 0 | 0 | 0 | 0 | 0 | 0 | 0 | 0 | 0 | 16.198 | 16.198 | 6.3172 | 0 | 6.3172 | 0 | 6.3172
2016-07-03 | 0 | 0.44843 | 0 | 0 | 12.947 | 67.8792 | 12.4986 | 17.801 | 3.8257 | 0.8 | 0 | 0 | 17.801 | 0 | 3.8257 | 0 | 10.414 | 3.4713 | 16.4183 | 16.4183 | 5.0493 | 1.3538 | 6.4032 | 0 | 6.4032
2016-07-03 01:00 | 0 | 0.11483 | 0 | 0 | 12.018 | 67.7583 | 11.9032 | 16.953 | 3.6435 | 0.8 | 0 | 0 | 16.953 | 0 | 3.6435 | 0 | 9.917 | 3.3057 | 15.3237 | 15.3237 | 4.687 | 1.2892 | 5.9762 | 0 | 5.9762
2016-07-03 02:00 | 0 | 0 | 0.65257 | 0 | 11.021 | 68.3782 | 11.6736 | 16.626 | 3.5732 | 0.8 | 0 | 0 | 16.626 | 0 | 3.5732 | 0 | 9.726 | 3.242 | 14.263 | 14.263 | 4.2982 | 1.2644 | 5.5626 | 0 | 5.5626
2016-07-03 03:00 | 0 | 0 | 0.73389 | 0 | 10.979 | 69.0754 | 11.7129 | 16.682 | 3.5852 | 0.8 | 0 | 0 | 16.682 | 0 | 3.5852 | 0 | 9.759 | 3.253 | 14.232 | 14.232 | 4.2818 | 1.2687 | 5.5505 | 0 | 5.5505
2016-07-03 04:00 | 0 | 0 | 1.4957 | 0 | 10.168 | 70.4964 | 11.6637 | 16.612 | 3.5702 | 0.8 | 0 | 0 | 16.612 | 0 | 3.5702 | 0 | 9.718 | 3.2393 | 13.4073 | 13.4073 | 3.9655 | 1.2633 | 5.2289 | 0 | 5.2289
2016-07-03 05:00 | 0 | 9.39 | 0 | 0 | 9.39 | 60.6122 | 0 | 0 | 0 | 0 | 0 | 0 | 0 | 0 | 0 | 0 | 0 | 0 | 9.39 | 9.39 | 3.6621 | 0 | 3.6621 | 0 | 3.6621
2016-07-03 06:00 | 0 | 8.429 | 0 | 0 | 8.429 | 51.7395 | 0 | 0 | 0 | 0 | 0 | 0 | 0 | 0 | 0 | 0 | 0 | 0 | 8.429 | 8.429 | 3.2873 | 0 | 3.2873 | 0 | 3.2873
2016-07-03 07:00 | 0 | 7.969 | 0 | 0 | 7.969 | 43.3511 | 0 | 0 | 0 | 0 | 0 | 0 | 0 | 0 | 0 | 0 | 0 | 0 | 7.969 | 7.969 | 3.1079 | 0 | 3.1079 | 0 | 3.1079
2016-07-03 08:00 | 0.05 | 6.706 | 0 | 0 | 6.756 | 36.2922 | 0 | 0 | 0 | 0 | 0 | 0 | 0 | 0 | 0 | 0 | 0 | 0 | 6.756 | 6.756 | 2.6348 | 0 | 2.6348 | 0 | 2.6348
2016-07-03 09:00 | 0.43 | 0 | 0 | 23.209 | 7.221 | 36.2922 | 30 | 42.7273 | 9.1827 | 0.8 | 27.8367 | 3.1242 | 70.564 | 0 | 12.3069 | 70.564 | 0 | 0 | 7.221 | 30.43 | 2.8162 | 0 | 2.8162 | 9.0515 | 11.8677
2016-07-03 10:00 | 0.88 | 0 | 23.476 | 0 | 7.404 | 58.5944 | 30 | 42.7273 | 9.1827 | 0.8 | 27.9327 | 3.135 | 70.66 | 0 | 12.3177 | 70.66 | 0 | 0 | 7.404 | 7.404 | 2.8876 | 0 | 2.8876 | 0 | 2.8876
2016-07-03 11:00 | 1.21 | 0 | 23.798 | 0 | 7.412 | 81.2025 | 30 | 42.7273 | 9.1827 | 0.8 | 27.9997 | 3.1425 | 70.727 | 0 | 12.3252 | 70.727 | 0 | 0 | 7.412 | 7.412 | 2.8907 | 0 | 2.8907 | 0 | 2.8907
2016-07-03 12:00 | 1.39 | 0 | 16.4831 | 0 | 7.604 | 96.8614 | 22.6971 | 32.3262 | 6.9474 | 0.8 | 53.9288 | 6.0526 | 86.255 | 0 | 13 | 70.018 | 9.498 | 3.166 | 10.77 | 10.77 | 2.9656 | 1.2347 | 4.2003 | 0 | 4.2003
2016-07-03 13:00 | 1.55 | 0 | 0 | 8.933 | 7.617 | 96.8614 | 15 | 21.3636 | 4.5914 | 0.8 | 68.0004 | 7.6319 | 89.364 | 0 | 12.2233 | 68.868 | 11.99 | 3.9967 | 11.6137 | 20.5467 | 2.9706 | 1.5587 | 4.5293 | 3.4839 | 8.0132
2016-07-03 14:00 | 1.26 | 0 | 8.276 | 0 | 7.984 | 104.7236 | 15 | 21.3636 | 4.5914 | 0.8 | 2.6934 | 0.30229 | 24.057 | 0 | 4.8937 | 0 | 14.074 | 4.6913 | 12.6753 | 12.6753 | 3.1138 | 1.8296 | 4.9434 | 0 | 4.9434
2016-07-03 15:00 | 1.11 | 0 | 7.832 | 0 | 8.278 | 112.164 | 15 | 21.3636 | 4.5914 | 0.8 | 72.6654 | 8.1555 | 94.029 | 0 | 12.7469 | 67.141 | 15.73 | 5.2433 | 13.5213 | 13.5213 | 3.2284 | 2.0449 | 5.2733 | 0 | 5.2733
2016-07-03 16:00 | 0.88 | 0 | 0 | 7.842 | 8.038 | 112.164 | 15 | 21.3636 | 4.5914 | 0.8 | 74.0724 | 8.3134 | 95.436 | 0 | 12.9048 | 66.62 | 16.857 | 5.619 | 13.657 | 21.499 | 3.1348 | 2.1914 | 5.3262 | 3.0584 | 8.3846
2016-07-03 17:00 | 0.26 | 0 | 21.484 | 0 | 8.776 | 132.5738 | 30 | 42.7273 | 9.1827 | 0.8 | 23.5237 | 2.6401 | 66.251 | 0 | 11.8229 | 66.251 | 0 | 0 | 8.776 | 8.776 | 3.4226 | 0 | 3.4226 | 0 | 3.4226
2016-07-03 18:00 | 0.04 | 0 | 20.254 | 0 | 9.786 | 151.8151 | 30 | 42.7273 | 9.1827 | 0.8 | 23.3647 | 2.6223 | 66.092 | 0 | 11.805 | 66.092 | 0 | 0 | 9.786 | 9.786 | 3.8165 | 0 | 3.8165 | 0 | 3.8165
2016-07-03 19:00 | 0 | 0 | 0 | 12.732 | 17.268 | 151.8151 | 30 | 42.7273 | 9.1827 | 0.8 | 23.4737 | 2.6345 | 66.201 | 0 | 11.8173 | 66.201 | 0 | 0 | 17.268 | 30 | 6.7345 | 0 | 6.7345 | 4.9655 | 11.7
2016-07-03 20:00 | 0 | 20.723 | 0 | 0 | 20.723 | 130.0014 | 0 | 0 | 0 | 0 | 0 | 0 | 0 | 0 | 0 | 0 | 0 | 0 | 20.723 | 20.723 | 8.082 | 0 | 8.082 | 0 | 8.082
2016-07-03 21:00 | 0 | 20.541 | 0 | 0 | 20.541 | 108.3793 | 0 | 0 | 0 | 0 | 0 | 0 | 0 | 0 | 0 | 0 | 0 | 0 | 20.541 | 20.541 | 8.011 | 0 | 8.011 | 0 | 8.011
2016-07-03 22:00 | 0 | 19.397 | 0 | 0 | 19.397 | 87.9614 | 0 | 0 | 0 | 0 | 0 | 0 | 0 | 0 | 0 | 0 | 0 | 0 | 19.397 | 19.397 | 7.5648 | 0 | 7.5648 | 0 | 7.5648
2016-07-03 23:00 | 0 | 16.11 | 0 | 0 | 16.11 | 71.0035 | 0 | 0 | 0 | 0 | 0 | 0 | 0 | 0 | 0 | 0 | 0 | 0 | 16.11 | 16.11 | 6.2829 | 0 | 6.2829 | 0 | 6.2829
2016-07-04 | 0 | 0 | 0.0091489 | 0 | 13.372 | 71.0122 | 13.3811 | 19.058 | 4.0959 | 0.8 | 0 | 0 | 19.058 | 0 | 4.0959 | 0 | 11.149 | 3.7163 | 17.0883 | 17.0883 | 5.2151 | 1.4494 | 6.6645 | 0 | 6.6645
2016-07-04 01:00 | 0 | 0 | 0.87077 | 0 | 11.79 | 71.8395 | 12.6608 | 18.032 | 3.8753 | 0.8 | 0 | 0 | 18.032 | 0 | 3.8753 | 0 | 10.549 | 3.5163 | 15.3063 | 15.3063 | 4.5981 | 1.3714 | 5.9695 | 0 | 5.9695
2016-07-04 02:00 | 0 | 0 | 0 | 0.90653 | 11.149 | 71.8395 | 12.0555 | 17.17 | 3.6901 | 0.8 | 0 | 0 | 17.17 | 0 | 3.6901 | 0 | 10.044 | 3.348 | 14.497 | 15.4035 | 4.3481 | 1.3057 | 5.6538 | 0.35355 | 6.0074
2016-07-04 03:00 | 0 | 0 | 1.0865 | 0 | 10.507 | 72.8717 | 11.5935 | 16.512 | 3.5487 | 0.8 | 0 | 0 | 16.512 | 0 | 3.5487 | 0 | 9.66 | 3.22 | 13.727 | 13.727 | 4.0977 | 1.2558 | 5.3535 | 0 | 5.3535
2016-07-04 04:00 | 0 | 0 | 0 | 1.3811 | 9.914 | 72.8717 | 11.2951 | 16.087 | 3.4573 | 0.8 | 0 | 0 | 16.087 | 0 | 3.4573 | 0 | 9.411 | 3.137 | 13.051 | 14.4321 | 3.8665 | 1.2234 | 5.0899 | 0.53864 | 5.6285
2016-07-04 05:00 | 0 | 9.088 | 0 | 0 | 9.088 | 63.3053 | 0 | 0 | 0 | 0 | 0 | 0 | 0 | 0 | 0 | 0 | 0 | 0 | 9.088 | 9.088 | 3.5443 | 0 | 3.5443 | 0 | 3.5443
2016-07-04 06:00 | 0 | 8.464 | 0 | 0 | 8.464 | 54.3959 | 0 | 0 | 0 | 0 | 0 | 0 | 0 | 0 | 0 | 0 | 0 | 0 | 8.464 | 8.464 | 3.301 | 0 | 3.301 | 0 | 3.301
2016-07-04 07:00 | 0 | 8.526 | 0 | 0 | 8.526 | 45.4211 | 0 | 0 | 0 | 0 | 0 | 0 | 0 | 0 | 0 | 0 | 0 | 0 | 8.526 | 8.526 | 3.3251 | 0 | 3.3251 | 0 | 3.3251
2016-07-04 08:00 | 0.07 | 7.082 | 0 | 0 | 7.152 | 37.9664 | 0 | 0 | 0 | 0 | 0 | 0 | 0 | 0 | 0 | 0 | 0 | 0 | 7.152 | 7.152 | 2.7893 | 0 | 2.7893 | 0 | 2.7893
2016-07-04 09:00 | 0.23 | 0 | 22.824 | 0 | 7.406 | 59.6492 | 30 | 42.7273 | 9.1827 | 0.8 | 27.6607 | 3.1045 | 70.388 | 0 | 12.2872 | 70.388 | 0 | 0 | 7.406 | 7.406 | 2.8883 | 0 | 2.8883 | 0 | 2.8883
2016-07-04 10:00 | 0.72 | 0 | 23.17 | 0 | 7.55 | 81.6607 | 30 | 42.7273 | 9.1827 | 0.8 | 27.7367 | 3.113 | 70.464 | 0 | 12.2957 | 70.464 | 0 | 0 | 7.55 | 7.55 | 2.9445 | 0 | 2.9445 | 0 | 2.9445
2016-07-04 11:00 | 0.91 | 0 | 23.376 | 0 | 7.534 | 103.8679 | 30 | 42.7273 | 9.1827 | 0.8 | 27.8087 | 3.1211 | 70.536 | 0 | 12.3038 | 70.536 | 0 | 0 | 7.534 | 7.534 | 2.9383 | 0 | 2.9383 | 0 | 2.9383
2016-07-04 12:00 | 0.99 | 0 | 8.55 | 0 | 7.44 | 111.9904 | 15 | 21.3636 | 4.5914 | 0.8 | 65.1564 | 7.3127 | 86.52 | 0 | 11.9041 | 69.92 | 9.711 | 3.237 | 10.677 | 10.677 | 2.9016 | 1.2624 | 4.164 | 0 | 4.164
2016-07-04 13:00 | 1.05 | 0 | 8.392 | 0 | 7.658 | 119.9628 | 15 | 21.3636 | 4.5914 | 0.8 | 67.5804 | 7.5848 | 88.944 | 0 | 12.1761 | 69.023 | 11.654 | 3.8847 | 11.5427 | 11.5427 | 2.9866 | 1.515 | 4.5016 | 0 | 4.5016
2016-07-04 14:00 | 0.9 | 0 | 0 | 8.279 | 7.621 | 119.9628 | 15 | 21.3636 | 4.5914 | 0.8 | 1.4754 | 0.16559 | 22.839 | 0 | 4.757 | 0 | 13.361 | 4.4537 | 12.0747 | 20.3537 | 2.9722 | 1.7369 | 4.7091 | 3.2288 | 7.9379
2016-07-04 15:00 | 0.8 | 0 | 7.513 | 0 | 8.287 | 127.1001 | 15 | 21.3636 | 4.5914 | 0.8 | 71.3894 | 8.0123 | 92.753 | 0 | 12.6036 | 67.613 | 14.707 | 4.9023 | 13.1893 | 13.1893 | 3.2319 | 1.9119 | 5.1438 | 0 | 5.1438
2016-07-04 16:00 | 0.5 | 0 | 7.487 | 0 | 8.013 | 134.2128 | 15 | 21.3636 | 4.5914 | 0.8 | 72.4084 | 8.1266 | 93.772 | 0 | 12.718 | 67.236 | 15.523 | 5.1743 | 13.1873 | 13.1873 | 3.1251 | 2.018 | 5.1431 | 0 | 5.1431
2016-07-04 17:00 | 0.14 | 0 | 5.9318 | 15.7202 | 8.488 | 139.848 | 30 | 42.7273 | 9.1827 | 0.8 | 24.3117 | 2.7286 | 67.039 | 0 | 11.9113 | 67.039 | 0 | 0 | 8.488 | 24.2082 | 3.3103 | 0 | 3.3103 | 6.1309 | 9.4412
2016-07-04 18:00 | 0.03 | 0 | 0 | 19.997 | 10.033 | 139.848 | 30 | 42.7273 | 9.1827 | 0.8 | 24.3847 | 2.7368 | 67.112 | 0 | 11.9195 | 67.112 | 0 | 0 | 10.033 | 30.03 | 3.9129 | 0 | 3.9129 | 7.7988 | 11.7117
2016-07-04 19:00 | 0 | 0 | 12.597 | 0 | 17.403 | 151.8151 | 30 | 42.7273 | 9.1827 | 0.8 | 24.7997 | 2.7834 | 67.527 | 0 | 11.9661 | 67.527 | 0 | 0 | 17.403 | 17.403 | 6.7872 | 0 | 6.7872 | 0 | 6.7872
2016-07-04 20:00 | 0 | 20.111 | 0 | 0 | 20.111 | 130.6456 | 0 | 0 | 0 | 0 | 0 | 0 | 0 | 0 | 0 | 0 | 0 | 0 | 20.111 | 20.111 | 7.8433 | 0 | 7.8433 | 0 | 7.8433
2016-07-04 21:00 | 0 | 19.566 | 0 | 0 | 19.566 | 110.0499 | 0 | 0 | 0 | 0 | 0 | 0 | 0 | 0 | 0 | 0 | 0 | 0 | 19.566 | 19.566 | 7.6307 | 0 | 7.6307 | 0 | 7.6307
2016-07-04 22:00 | 0 | 18.88 | 0 | 0 | 18.88 | 90.1762 | 0 | 0 | 0 | 0 | 0 | 0 | 0 | 0 | 0 | 0 | 0 | 0 | 18.88 | 18.88 | 7.3632 | 0 | 7.3632 | 0 | 7.3632
2016-07-04 23:00 | 0 | 15.918 | 0 | 0 | 15.918 | 73.4204 | 0 | 0 | 0 | 0 | 0 | 0 | 0 | 0 | 0 | 0 | 0 | 0 | 15.918 | 15.918 | 6.208 | 0 | 6.208 | 0 | 6.208
2016-07-05 | 0 | 2.2726 | 0 | 0 | 13.546 | 71.0281 | 11.2734 | 16.056 | 3.4507 | 0.8 | 0 | 0 | 16.056 | 0 | 3.4507 | 0 | 9.393 | 3.131 | 16.677 | 16.677 | 5.2829 | 1.2211 | 6.504 | 0 | 6.504
2016-07-05 01:00 | 0 | 1.7336 | 0 | 0 | 12.281 | 69.2032 | 10.5474 | 15.022 | 3.2285 | 0.8 | 0 | 0 | 15.022 | 0 | 3.2285 | 0 | 8.788 | 2.9293 | 15.2103 | 15.2103 | 4.7896 | 1.1424 | 5.932 | 0 | 5.932
2016-07-05 02:00 | 0 | 1.4986 | 0 | 0 | 10.806 | 67.6258 | 9.3074 | 13.256 | 2.8489 | 0.8 | 0 | 0 | 13.256 | 0 | 2.8489 | 0 | 7.755 | 2.585 | 13.391 | 13.391 | 4.2143 | 1.0082 | 5.2225 | 0 | 5.2225
2016-07-05 03:00 | 0 | 1.3076 | 0 | 0 | 10.499 | 66.2493 | 9.1914 | 13.0908 | 2.8134 | 0.7668 | 0 | 0 | 12.166 | 0.92476 | 2.8134 | 0 | 7.117 | 2.3723 | 12.8713 | 12.8713 | 4.0946 | 0.92521 | 5.0198 | 0 | 5.0198
2016-07-05 04:00 | 0 | 0 | 0 | 0 | 10.352 | 66.2493 | 10.352 | 14.7438 | 3.1687 | 0.68639 | 0 | 0 | 11.18 | 3.5638 | 3.1687 | 0 | 6.54 | 2.18 | 12.532 | 12.532 | 4.0373 | 0.8502 | 4.8875 | 0 | 4.8875
2016-07-05 05:00 | 0 | 9.269 | 0 | 0 | 9.269 | 56.4925 | 0 | 0 | 0 | 0 | 0 | 0 | 0 | 0 | 0 | 0 | 0 | 0 | 9.269 | 9.269 | 3.6149 | 0 | 3.6149 | 0 | 3.6149
2016-07-05 06:00 | 0 | 8.833 | 0 | 0 | 8.833 | 47.1946 | 0 | 0 | 0 | 0 | 0 | 0 | 0 | 0 | 0 | 0 | 0 | 0 | 8.833 | 8.833 | 3.4449 | 0 | 3.4449 | 0 | 3.4449
2016-07-05 07:00 | 0 | 8.716 | 0 | 0 | 8.716 | 38.0199 | 0 | 0 | 0 | 0 | 0 | 0 | 0 | 0 | 0 | 0 | 0 | 0 | 8.716 | 8.716 | 3.3992 | 0 | 3.3992 | 0 | 3.3992
2016-07-05 08:00 | 0.05 | 7.274 | 0 | 0 | 7.324 | 30.363 | 0 | 0 | 0 | 0 | 0 | 0 | 0 | 0 | 0 | 0 | 0 | 0 | 7.324 | 7.324 | 2.8564 | 0 | 2.8564 | 0 | 2.8564
2016-07-05 09:00 | 0.34 | 0 | 23.114 | 0 | 7.226 | 52.3213 | 30 | 42.7273 | 9.1827 | 0.8 | 29.4417 | 3.3043 | 72.169 | 0 | 12.4871 | 72.169 | 0 | 0 | 7.226 | 7.226 | 2.8181 | 0 | 2.8181 | 0 | 2.8181
2016-07-05 10:00 | 0.57 | 0 | 23.162 | 0 | 7.408 | 74.3252 | 30 | 42.7273 | 9.1827 | 0.8 | 29.4577 | 3.3061 | 72.185 | 0 | 12.4889 | 72.185 | 0 | 0 | 7.408 | 7.408 | 2.8891 | 0 | 2.8891 | 0 | 2.8891
2016-07-05 11:00 | 0.7 | 0 | 0 | 23.26 | 7.44 | 74.3252 | 30 | 42.7273 | 9.1827 | 0.8 | 29.4357 | 3.3037 | 72.163 | 0 | 12.4864 | 72.163 | 0 | 0 | 7.44 | 30.7 | 2.9016 | 0 | 2.9016 | 9.0714 | 11.973
2016-07-05 12:00 | 0.78 | 0 | 18.912 | 0 | 7.651 | 92.2916 | 25.783 | 36.7212 | 7.8919 | 0.8 | 45.5128 | 5.1081 | 82.234 | 0 | 13 | 71.507 | 6.276 | 2.092 | 9.743 | 9.743 | 2.9839 | 0.81588 | 3.7998 | 0 | 3.7998
2016-07-05 13:00 | 0.82 | 0 | 16.3164 | 0 | 7.764 | 107.7922 | 23.2604 | 33.1284 | 7.1198 | 0.8 | 52.3926 | 5.8802 | 85.521 | 0 | 13 | 70.29 | 8.91 | 2.97 | 10.734 | 10.734 | 3.028 | 1.1583 | 4.1863 | 0 | 4.1863
2016-07-05 14:00 | 0.78 | 0 | 7.673 | 0 | 8.107 | 115.0815 | 15 | 21.3636 | 4.5914 | 0.8 | 0.75536 | 0.084777 | 22.119 | 0 | 4.6761 | 0 | 12.94 | 4.3133 | 12.4203 | 12.4203 | 3.1617 | 1.6822 | 4.8439 | 0 | 4.8439
2016-07-05 15:00 | 0.68 | 0 | 6.938 | 0 | 8.742 | 121.6726 | 15 | 21.3636 | 4.5914 | 0.8 | 73.0784 | 8.2018 | 94.442 | 0 | 12.7932 | 66.988 | 16.061 | 5.3537 | 14.0957 | 14.0957 | 3.4094 | 2.0879 | 5.4973 | 0 | 5.4973
2016-07-05 16:00 | 0.46 | 0 | 6.6514 | 0 | 8.403 | 127.9915 | 14.5944 | 20.786 | 4.4672 | 0.8 | 76.027 | 8.5328 | 96.813 | 0 | 13 | 66.11 | 17.961 | 5.987 | 14.39 | 14.39 | 3.2772 | 2.3349 | 5.6121 | 0 | 5.6121
2016-07-05 17:00 | 0.1 | 0 | 0 | 21.432 | 8.668 | 127.9915 | 30 | 42.7273 | 9.1827 | 0.8 | 22.9287 | 2.5734 | 65.656 | 0 | 11.7561 | 65.656 | 0 | 0 | 8.668 | 30.1 | 3.3805 | 0 | 3.3805 | 8.3585 | 11.739
2016-07-05 18:00 | 0.02 | 0 | 20.002 | 0 | 10.018 | 146.9934 | 30 | 42.7273 | 9.1827 | 0.8 | 22.8917 | 2.5692 | 65.619 | 0 | 11.752 | 65.619 | 0 | 0 | 10.018 | 10.018 | 3.907 | 0 | 3.907 | 0 | 3.907
2016-07-05 19:00 | 0 | 0 | 3.4046 | 9.3184 | 17.277 | 150.2277 | 30 | 42.7273 | 9.1827 | 0.8 | 23.2367 | 2.6079 | 65.964 | 0 | 11.7907 | 65.964 | 0 | 0 | 17.277 | 26.5954 | 6.738 | 0 | 6.738 | 3.6342 | 10.3722
2016-07-05 20:00 | 0 | 20.337 | 0 | 0 | 20.337 | 128.8204 | 0 | 0 | 0 | 0 | 0 | 0 | 0 | 0 | 0 | 0 | 0 | 0 | 20.337 | 20.337 | 7.9314 | 0 | 7.9314 | 0 | 7.9314
2016-07-05 21:00 | 0 | 19.721 | 0 | 0 | 19.721 | 108.0614 | 0 | 0 | 0 | 0 | 0 | 0 | 0 | 0 | 0 | 0 | 0 | 0 | 19.721 | 19.721 | 7.6912 | 0 | 7.6912 | 0 | 7.6912
2016-07-05 22:00 | 0 | 19.656 | 0 | 0 | 19.656 | 87.3709 | 0 | 0 | 0 | 0 | 0 | 0 | 0 | 0 | 0 | 0 | 0 | 0 | 19.656 | 19.656 | 7.6658 | 0 | 7.6658 | 0 | 7.6658
2016-07-05 23:00 | 0 | 16.654 | 0 | 0 | 16.654 | 69.8404 | 0 | 0 | 0 | 0 | 0 | 0 | 0 | 0 | 0 | 0 | 0 | 0 | 16.654 | 16.654 | 6.4951 | 0 | 6.4951 | 0 | 6.4951
2016-07-06 | 0 | 1.6995 | 0 | 0 | 13.833 | 68.0514 | 12.1335 | 17.281 | 3.7139 | 0.8 | 0 | 0 | 17.281 | 0 | 3.7139 | 0 | 10.11 | 3.37 | 17.203 | 17.203 | 5.3949 | 1.3143 | 6.7092 | 0 | 6.7092
2016-07-06 01:00 | 0 | 0.52226 | 0 | 0 | 12.054 | 67.5017 | 11.5317 | 16.424 | 3.5298 | 0.8 | 0 | 0 | 16.424 | 0 | 3.5298 | 0 | 9.608 | 3.2027 | 15.2567 | 15.2567 | 4.7011 | 1.249 | 5.9501 | 0 | 5.9501
2016-07-06 02:00 | 0 | 0.40717 | 0 | 0 | 11.406 | 67.0731 | 10.9988 | 15.665 | 3.3666 | 0.8 | 0 | 0 | 15.665 | 1.7764e-15 | 3.3666 | 0 | 9.164 | 3.0547 | 14.4607 | 14.4607 | 4.4483 | 1.1913 | 5.6397 | 0 | 5.6397
2016-07-06 03:00 | 0 | 0.2123 | 0 | 0 | 10.839 | 66.8496 | 10.6267 | 15.135 | 3.2527 | 0.8 | 0 | 0 | 15.135 | 0 | 3.2527 | 0 | 8.854 | 2.9513 | 13.7903 | 13.7903 | 4.2272 | 1.151 | 5.3782 | 0 | 5.3782
2016-07-06 04:00 | 0 | 0.073234 | 0 | 0 | 10.259 | 66.7725 | 10.1858 | 14.507 | 3.1178 | 0.8 | 0 | 0 | 14.507 | 0 | 3.1178 | 0 | 8.487 | 2.829 | 13.088 | 13.088 | 4.001 | 1.1033 | 5.1043 | 0 | 5.1043
2016-07-06 05:00 | 0 | 9.714 | 0 | 0 | 9.714 | 56.5472 | 0 | 0 | 0 | 0 | 0 | 0 | 0 | 0 | 0 | 0 | 0 | 0 | 9.714 | 9.714 | 3.7885 | 0 | 3.7885 | 0 | 3.7885
2016-07-06 06:00 | 0 | 8.966 | 0 | 0 | 8.966 | 47.1093 | 0 | 0 | 0 | 0 | 0 | 0 | 0 | 0 | 0 | 0 | 0 | 0 | 8.966 | 8.966 | 3.4967 | 0 | 3.4967 | 0 | 3.4967
2016-07-06 07:00 | 0 | 8.716 | 0 | 0 | 8.716 | 37.9346 | 0 | 0 | 0 | 0 | 0 | 0 | 0 | 0 | 0 | 0 | 0 | 0 | 8.716 | 8.716 | 3.3992 | 0 | 3.3992 | 0 | 3.3992
2016-07-06 08:00 | 0.1 | 7.193 | 0 | 0 | 7.293 | 30.363 | 0 | 0 | 0 | 0 | 0 | 0 | 0 | 0 | 0 | 0 | 0 | 0 | 7.293 | 7.293 | 2.8443 | 0 | 2.8443 | 0 | 2.8443
2016-07-06 09:00 | 0.44 | 0 | 22.742 | 0 | 7.698 | 51.9679 | 30 | 42.7273 | 9.1827 | 0.8 | 28.5547 | 3.2048 | 71.282 | 0 | 12.3875 | 71.282 | 0 | 0 | 7.698 | 7.698 | 3.0022 | 0 | 3.0022 | 0 | 3.0022
2016-07-06 10:00 | 0.82 | 0 | 22.577 | 0 | 8.243 | 73.4161 | 30 | 42.7273 | 9.1827 | 0.8 | 28.7457 | 3.2262 | 71.473 | 0 | 12.409 | 71.473 | 0 | 0 | 8.243 | 8.243 | 3.2148 | 0 | 3.2148 | 0 | 3.2148
2016-07-06 11:00 | 1.31 | 0 | 22.973 | 0 | 8.337 | 95.2404 | 30 | 42.7273 | 9.1827 | 0.8 | 28.7937 | 3.2316 | 71.521 | 0 | 12.4144 | 71.521 | 0 | 0 | 8.337 | 8.337 | 3.2514 | 0 | 3.2514 | 0 | 3.2514
2016-07-06 12:00 | 1.49 | 0 | 16.9027 | 0 | 8.312 | 111.298 | 23.7247 | 33.7897 | 7.2619 | 0.8 | 51.1263 | 5.7381 | 84.916 | 0 | 13 | 70.514 | 8.425 | 2.8083 | 11.1203 | 11.1203 | 3.2417 | 1.0953 | 4.3369 | 0 | 4.3369
2016-07-06 13:00 | 1.45 | 0 | 8.082 | 0 | 8.368 | 118.9759 | 15 | 21.3636 | 4.5914 | 0.8 | 67.7654 | 7.6055 | 89.129 | 0 | 12.1969 | 68.954 | 11.802 | 3.934 | 12.302 | 12.302 | 3.2635 | 1.5343 | 4.7978 | 0 | 4.7978
2016-07-06 14:00 | 1.45 | 0 | 15.499 | 0 | 8.451 | 133.6999 | 22.5 | 32.0455 | 6.8871 | 0.69652 | 0 | 0 | 24.99 | 7.0555 | 6.8871 | 0 | 14.619 | 4.873 | 13.324 | 13.324 | 3.2959 | 1.9005 | 5.1964 | 0 | 5.1964
2016-07-06 15:00 | 1.35 | 0 | 0 | 7.268 | 9.082 | 133.6999 | 15 | 21.3636 | 4.5914 | 0.8 | 73.8724 | 8.2909 | 95.236 | 0 | 12.8823 | 66.694 | 16.697 | 5.5657 | 14.6477 | 21.9157 | 3.542 | 2.1706 | 5.7126 | 2.8345 | 8.5471
2016-07-06 16:00 | 0.96 | 0 | 0 | 6.7836 | 8.612 | 133.6999 | 14.4356 | 20.5598 | 4.4186 | 0.8 | 76.4602 | 8.5814 | 97.02 | 0 | 13 | 66.034 | 18.127 | 6.0423 | 14.6543 | 21.4379 | 3.3587 | 2.3565 | 5.7152 | 2.6456 | 8.3608
2016-07-06 17:00 | 0.43 | 0 | 19.0686 | 2.6714 | 8.69 | 151.8151 | 30 | 42.7273 | 9.1827 | 0.8 | 22.9257 | 2.573 | 65.653 | 0 | 11.7558 | 65.653 | 0 | 0 | 8.69 | 11.3614 | 3.3891 | 0 | 3.3891 | 1.0418 | 4.4309
2016-07-06 18:00 | 0.06 | 0 | 0 | 19.96 | 10.1 | 151.8151 | 30 | 42.7273 | 9.1827 | 0.8 | 22.8067 | 2.5597 | 65.534 | 0 | 11.7424 | 65.534 | 0 | 0 | 10.1 | 30.06 | 3.939 | 0 | 3.939 | 7.7844 | 11.7234
2016-07-06 19:00 | 0 | 0 | 0 | 12.517 | 17.483 | 151.8151 | 30 | 42.7273 | 9.1827 | 0.8 | 22.9277 | 2.5733 | 65.655 | 0 | 11.756 | 65.655 | 0 | 0 | 17.483 | 30 | 6.8184 | 0 | 6.8184 | 4.8816 | 11.7
2016-07-06 20:00 | 0 | 20.3 | 0 | 0 | 20.3 | 130.4467 | 0 | 0 | 0 | 0 | 0 | 0 | 0 | 0 | 0 | 0 | 0 | 0 | 20.3 | 20.3 | 7.917 | 0 | 7.917 | 0 | 7.917
2016-07-06 21:00 | 0 | 20.431 | 0 | 0 | 20.431 | 108.9404 | 0 | 0 | 0 | 0 | 0 | 0 | 0 | 0 | 0 | 0 | 0 | 0 | 20.431 | 20.431 | 7.9681 | 0 | 7.9681 | 0 | 7.9681
2016-07-06 22:00 | 0 | 20.711 | 0 | 0 | 20.711 | 87.1393 | 0 | 0 | 0 | 0 | 0 | 0 | 0 | 0 | 0 | 0 | 0 | 0 | 20.711 | 20.711 | 8.0773 | 0 | 8.0773 | 0 | 8.0773
2016-07-06 23:00 | 0 | 17.074 | 0 | 0 | 17.074 | 69.1667 | 0 | 0 | 0 | 0 | 0 | 0 | 0 | 0 | 0 | 0 | 0 | 0 | 17.074 | 17.074 | 6.6589 | 0 | 6.6589 | 0 | 6.6589
2016-07-07 | 0 | 2.2616 | 0 | 0 | 14.671 | 66.7861 | 12.4094 | 17.674 | 3.7984 | 0.8 | 0 | 0 | 17.674 | 0 | 3.7984 | 0 | 10.339 | 3.4463 | 18.1173 | 18.1173 | 5.7217 | 1.3441 | 7.0658 | 0 | 7.0658
2016-07-07 01:00 | 0 | 0.4736 | 0 | 0 | 12.256 | 66.2875 | 11.7824 | 16.781 | 3.6065 | 0.8 | 0 | 0 | 16.781 | 0 | 3.6065 | 0 | 9.817 | 3.2723 | 15.5283 | 15.5283 | 4.7798 | 1.2762 | 6.0561 | 0 | 6.0561
2016-07-07 02:00 | 0 | 0.037553 | 0 | 0 | 11.537 | 66.248 | 11.4994 | 16.378 | 3.5199 | 0.8 | 0 | 0 | 16.378 | 0 | 3.5199 | 0 | 9.581 | 3.1937 | 14.7307 | 14.7307 | 4.4994 | 1.2455 | 5.745 | 0 | 5.745
2016-07-07 03:00 | 0 | 0 | 0.53526 | 0 | 10.934 | 66.7565 | 11.4693 | 16.335 | 3.5106 | 0.8 | 0 | 0 | 16.335 | 0 | 3.5106 | 0 | 9.556 | 3.1853 | 14.1193 | 14.1193 | 4.2643 | 1.2423 | 5.5065 | 0 | 5.5065
2016-07-07 04:00 | 0 | 0 | 0.47445 | 0.53713 | 10.2 | 67.2072 | 11.2116 | 15.968 | 3.4318 | 0.8 | 0 | 0 | 15.968 | 0 | 3.4318 | 0 | 9.341 | 3.1137 | 13.3137 | 13.8508 | 3.978 | 1.2143 | 5.1923 | 0.20948 | 5.4018
2016-07-07 05:00 | 0 | 9.59 | 0 | 0 | 9.59 | 57.1125 | 0 | 0 | 0 | 0 | 0 | 0 | 0 | 0 | 0 | 0 | 0 | 0 | 9.59 | 9.59 | 3.7401 | 0 | 3.7401 | 0 | 3.7401
2016-07-07 06:00 | 0 | 8.962 | 0 | 0 | 8.962 | 47.6788 | 0 | 0 | 0 | 0 | 0 | 0 | 0 | 0 | 0 | 0 | 0 | 0 | 8.962 | 8.962 | 3.4952 | 0 | 3.4952 | 0 | 3.4952
2016-07-07 07:00 | 0 | 8.832 | 0 | 0 | 8.832 | 38.382 | 0 | 0 | 0 | 0 | 0 | 0 | 0 | 0 | 0 | 0 | 0 | 0 | 8.832 | 8.832 | 3.4445 | 0 | 3.4445 | 0 | 3.4445
2016-07-07 08:00 | 0.07 | 7.618 | 0 | 0 | 7.688 | 30.363 | 0 | 0 | 0 | 0 | 0 | 0 | 0 | 0 | 0 | 0 | 0 | 0 | 7.688 | 7.688 | 2.9983 | 0 | 2.9983 | 0 | 2.9983
2016-07-07 09:00 | 0.15 | 0 | 22.301 | 0 | 7.849 | 51.549 | 30 | 42.7273 | 9.1827 | 0.8 | 28.4107 | 3.1886 | 71.138 | 0 | 12.3714 | 71.138 | 0 | 0 | 7.849 | 7.849 | 3.0611 | 0 | 3.0611 | 0 | 3.0611
2016-07-07 10:00 | 0.37 | 0 | 22.371 | 0 | 7.999 | 72.8014 | 30 | 42.7273 | 9.1827 | 0.8 | 28.5307 | 3.2021 | 71.258 | 0 | 12.3848 | 71.258 | 0 | 0 | 7.999 | 7.999 | 3.1196 | 0 | 3.1196 | 0 | 3.1196
2016-07-07 11:00 | 0.61 | 0 | 22.521 | 0 | 8.089 | 94.1964 | 30 | 42.7273 | 9.1827 | 0.8 | 28.6627 | 3.2169 | 71.39 | 0 | 12.3997 | 71.39 | 0 | 0 | 8.089 | 8.089 | 3.1547 | 0 | 3.1547 | 0 | 3.1547
2016-07-07 12:00 | 0.68 | 0 | 15.615 | 0 | 8.475 | 109.0307 | 23.41 | 33.3416 | 7.1656 | 0.8 | 51.9844 | 5.8344 | 85.326 | 0 | 13 | 70.362 | 8.753 | 2.9177 | 11.3927 | 11.3927 | 3.3053 | 1.1379 | 4.4431 | 0 | 4.4431
2016-07-07 13:00 | 0.67 | 0 | 0 | 6.96 | 8.71 | 109.0307 | 15 | 21.3636 | 4.5914 | 0.8 | 67.6714 | 7.595 | 89.035 | 0 | 12.1864 | 68.989 | 11.727 | 3.909 | 12.619 | 19.579 | 3.3969 | 1.5245 | 4.9214 | 2.7144 | 7.6358
2016-07-07 14:00 | 0.66 | 0 | 5.2903 | 8.9797 | 8.89 | 114.0564 | 22.5 | 32.0455 | 6.8871 | 0.70786 | 0 | 0 | 25.763 | 6.2825 | 6.8871 | 0 | 15.071 | 5.0237 | 13.9137 | 22.8934 | 3.4671 | 1.9592 | 5.4263 | 3.5021 | 8.9284
2016-07-07 15:00 | 0.42 | 0 | 0 | 6.933 | 8.487 | 114.0564 | 15 | 21.3636 | 4.5914 | 0.8 | 74.4944 | 8.3608 | 95.858 | 0 | 12.9521 | 66.464 | 17.196 | 5.732 | 14.219 | 21.152 | 3.3099 | 2.2355 | 5.5454 | 2.7039 | 8.2493
2016-07-07 16:00 | 0.3 | 0 | 6.262 | 0 | 8.337 | 120.0053 | 14.299 | 20.3652 | 4.3768 | 0.8 | 76.8328 | 8.6232 | 97.198 | 0 | 13 | 65.968 | 18.27 | 6.09 | 14.427 | 14.427 | 3.2514 | 2.3751 | 5.6265 | 0 | 5.6265
2016-07-07 17:00 | 0.27 | 0 | 0 | 21.754 | 8.516 | 120.0053 | 30 | 42.7273 | 9.1827 | 0.8 | 22.9837 | 2.5795 | 65.711 | 0 | 11.7623 | 65.711 | 0 | 0 | 8.516 | 30.27 | 3.3212 | 0 | 3.3212 | 8.4841 | 11.8053
2016-07-07 18:00 | 0.03 | 0 | 20.392 | 0 | 9.638 | 139.3777 | 30 | 42.7273 | 9.1827 | 0.8 | 22.9657 | 2.5775 | 65.693 | 0 | 11.7603 | 65.693 | 0 | 0 | 9.638 | 9.638 | 3.7588 | 0 | 3.7588 | 0 | 3.7588
2016-07-07 19:00 | 0 | 0 | 13.092 | 0 | 16.908 | 151.8151 | 30 | 42.7273 | 9.1827 | 0.8 | 23.1057 | 2.5932 | 65.833 | 0 | 11.776 | 65.833 | 0 | 0 | 16.908 | 16.908 | 6.5941 | 0 | 6.5941 | 0 | 6.5941
2016-07-07 20:00 | 0 | 21.118 | 0 | 0 | 21.118 | 129.5856 | 0 | 0 | 0 | 0 | 0 | 0 | 0 | 0 | 0 | 0 | 0 | 0 | 21.118 | 21.118 | 8.236 | 0 | 8.236 | 0 | 8.236
2016-07-07 21:00 | 0 | 21.562 | 0 | 0 | 21.562 | 106.8888 | 0 | 0 | 0 | 0 | 0 | 0 | 0 | 0 | 0 | 0 | 0 | 0 | 21.562 | 21.562 | 8.4092 | 0 | 8.4092 | 0 | 8.4092
2016-07-07 22:00 | 0 | 19.923 | 0 | 0 | 19.923 | 85.9172 | 0 | 0 | 0 | 0 | 0 | 0 | 0 | 0 | 0 | 0 | 0 | 0 | 19.923 | 19.923 | 7.77 | 0 | 7.77 | 0 | 7.77
2016-07-07 23:00 | 0 | 16.614 | 0 | 0 | 16.614 | 68.4288 | 0 | 0 | 0 | 0 | 0 | 0 | 0 | 0 | 0 | 0 | 0 | 0 | 16.614 | 16.614 | 6.4795 | 0 | 6.4795 | 0 | 6.4795
2016-07-08 | 0 | 0.44885 | 0 | 0 | 13.368 | 67.9563 | 12.9191 | 18.4 | 3.9544 | 0.8 | 0 | 0 | 18.4 | 0 | 3.9544 | 0 | 10.764 | 3.588 | 16.956 | 16.956 | 5.2135 | 1.3993 | 6.6128 | 0 | 6.6128
2016-07-08 01:00 | 0 | 0 | 0.079809 | 0 | 12.067 | 68.0321 | 12.1468 | 17.3 | 3.718 | 0.8 | 0 | 0 | 17.3 | 0 | 3.718 | 0 | 10.121 | 3.3737 | 15.4407 | 15.4407 | 4.7061 | 1.3157 | 6.0219 | 0 | 6.0219
2016-07-08 02:00 | 0 | 0 | 0.43026 | 0 | 11.138 | 68.4409 | 11.5683 | 16.476 | 3.5409 | 0.8 | 0 | 0 | 16.476 | 0 | 3.5409 | 0 | 9.638 | 3.2127 | 14.3507 | 14.3507 | 4.3438 | 1.2529 | 5.5968 | 0 | 5.5968
2016-07-08 03:00 | 0 | 0 | 0.45564 | 0 | 11.041 | 68.8737 | 11.4966 | 16.374 | 3.519 | 0.8 | 0 | 0 | 16.374 | 0 | 3.519 | 0 | 9.579 | 3.193 | 14.234 | 14.234 | 4.306 | 1.2453 | 5.5513 | 0 | 5.5513
2016-07-08 04:00 | 0 | 0 | 0.76662 | 0 | 10.426 | 69.602 | 11.1926 | 15.941 | 3.426 | 0.8 | 0 | 0 | 15.941 | 0 | 3.426 | 0 | 9.325 | 3.1083 | 13.5343 | 13.5343 | 4.0661 | 1.2123 | 5.2784 | 0 | 5.2784
2016-07-08 05:00 | 0 | 9.779 | 0 | 0 | 9.779 | 59.3083 | 0 | 0 | 0 | 0 | 0 | 0 | 0 | 0 | 0 | 0 | 0 | 0 | 9.779 | 9.779 | 3.8138 | 0 | 3.8138 | 0 | 3.8138
2016-07-08 06:00 | 0 | 8.971 | 0 | 0 | 8.971 | 49.8652 | 0 | 0 | 0 | 0 | 0 | 0 | 0 | 0 | 0 | 0 | 0 | 0 | 8.971 | 8.971 | 3.4987 | 0 | 3.4987 | 0 | 3.4987
2016-07-08 07:00 | 0 | 8.339 | 0 | 0 | 8.339 | 41.0873 | 0 | 0 | 0 | 0 | 0 | 0 | 0 | 0 | 0 | 0 | 0 | 0 | 8.339 | 8.339 | 3.2522 | 0 | 3.2522 | 0 | 3.2522
2016-07-08 08:00 | 0.07 | 6.754 | 0 | 0 | 6.824 | 33.9778 | 0 | 0 | 0 | 0 | 0 | 0 | 0 | 0 | 0 | 0 | 0 | 0 | 6.824 | 6.824 | 2.6614 | 0 | 2.6614 | 0 | 2.6614
2016-07-08 09:00 | 0.24 | 0 | 0 | 23.351 | 6.889 | 33.9778 | 30 | 42.7273 | 9.1827 | 0.8 | 28.6927 | 3.2203 | 71.42 | 0 | 12.403 | 71.42 | 0 | 0 | 6.889 | 30.24 | 2.6867 | 0 | 2.6867 | 9.1069 | 11.7936
2016-07-08 10:00 | 0.49 | 0 | 6.405 | 16.777 | 7.308 | 40.0626 | 30 | 42.7273 | 9.1827 | 0.8 | 28.9397 | 3.248 | 71.667 | 0 | 12.4307 | 71.667 | 0 | 0 | 7.308 | 24.085 | 2.8501 | 0 | 2.8501 | 6.543 | 9.3932
2016-07-08 11:00 | 0.71 | 0 | 23.073 | 0 | 7.637 | 61.9819 | 30 | 42.7273 | 9.1827 | 0.8 | 29.0807 | 3.2638 | 71.808 | 0 | 12.4466 | 71.808 | 0 | 0 | 7.637 | 7.637 | 2.9784 | 0 | 2.9784 | 0 | 2.9784
2016-07-08 12:00 | 0.98 | 0 | 17.2117 | 0 | 7.869 | 78.3331 | 24.1007 | 34.3253 | 7.377 | 0.8 | 50.1007 | 5.623 | 84.426 | 0 | 13 | 70.695 | 8.033 | 2.6777 | 10.5467 | 10.5467 | 3.0689 | 1.0443 | 4.1132 | 0 | 4.1132
2016-07-08 13:00 | 1.13 | 0 | 7.862 | 0 | 8.268 | 85.802 | 15 | 21.3636 | 4.5914 | 0.8 | 67.2544 | 7.5482 | 88.618 | 0 | 12.1396 | 69.144 | 11.392 | 3.7973 | 12.0653 | 12.0653 | 3.2245 | 1.481 | 4.7055 | 0 | 4.7055
2016-07-08 14:00 | 0.71 | 0 | 15.046 | 0 | 8.164 | 100.0957 | 22.5 | 32.0455 | 6.8871 | 0.71353 | 0 | 0 | 26.15 | 5.8955 | 6.8871 | 0 | 15.298 | 5.0993 | 13.2633 | 13.2633 | 3.184 | 1.9887 | 5.1727 | 0 | 5.1727
2016-07-08 15:00 | 0.58 | 0 | 6.7367 | 0 | 8.229 | 106.4955 | 14.3857 | 20.4887 | 4.4033 | 0.8 | 76.5963 | 8.5967 | 97.085 | 0 | 13 | 66.009 | 18.179 | 6.0597 | 14.2887 | 14.2887 | 3.2093 | 2.3633 | 5.5726 | 0 | 5.5726
2016-07-08 16:00 | 0.38 | 0 | 5.1068 | 0 | 7.982 | 111.347 | 12.7088 | 18.1005 | 3.8901 | 0.8 | 81.1695 | 9.1099 | 99.27 | 0 | 13 | 65.201 | 19.93 | 6.6433 | 14.6253 | 14.6253 | 3.113 | 2.5909 | 5.7039 | 0 | 5.7039
2016-07-08 17:00 | 0.34 | 0 | 22.077 | 0 | 8.263 | 132.3202 | 30 | 42.7273 | 9.1827 | 0.8 | 22.0077 | 2.47 | 64.735 | 0 | 11.6527 | 64.735 | 0 | 0 | 8.263 | 8.263 | 3.2226 | 0 | 3.2226 | 0 | 3.2226
2016-07-08 18:00 | 0.05 | 0 | 20.521 | 0 | 9.529 | 151.8151 | 30 | 42.7273 | 9.1827 | 0.8 | 21.8297 | 2.45 | 64.557 | 0 | 11.6328 | 64.557 | 0 | 0 | 9.529 | 9.529 | 3.7163 | 0 | 3.7163 | 0 | 3.7163
2016-07-08 19:00 | 0 | 0 | 0 | 13.306 | 16.694 | 151.8151 | 30 | 42.7273 | 9.1827 | 0.8 | 21.9477 | 2.4633 | 64.675 | 0 | 11.646 | 64.675 | 0 | 0 | 16.694 | 30 | 6.5107 | 0 | 6.5107 | 5.1893 | 11.7
2016-07-08 20:00 | 0 | 20.199 | 0 | 0 | 20.199 | 130.553 | 0 | 0 | 0 | 0 | 0 | 0 | 0 | 0 | 0 | 0 | 0 | 0 | 20.199 | 20.199 | 7.8776 | 0 | 7.8776 | 0 | 7.8776
2016-07-08 21:00 | 0 | 20.017 | 0 | 0 | 20.017 | 109.4825 | 0 | 0 | 0 | 0 | 0 | 0 | 0 | 0 | 0 | 0 | 0 | 0 | 20.017 | 20.017 | 7.8066 | 0 | 7.8066 | 0 | 7.8066
2016-07-08 22:00 | 0 | 19.857 | 0 | 0 | 19.857 | 88.5804 | 0 | 0 | 0 | 0 | 0 | 0 | 0 | 0 | 0 | 0 | 0 | 0 | 19.857 | 19.857 | 7.7442 | 0 | 7.7442 | 0 | 7.7442
2016-07-08 23:00 | 0 | 17.061 | 0 | 0 | 17.061 | 70.6214 | 0 | 0 | 0 | 0 | 0 | 0 | 0 | 0 | 0 | 0 | 0 | 0 | 17.061 | 17.061 | 6.6538 | 0 | 6.6538 | 0 | 6.6538
2016-07-09 | 0 | 0.97696 | 0 | 0 | 14.127 | 69.5931 | 13.15 | 18.7288 | 4.0251 | 0.79365 | 0 | 0 | 18.476 | 0.25285 | 4.0251 | 0 | 10.808 | 3.6027 | 17.7297 | 17.7297 | 5.5095 | 1.405 | 6.9146 | 0 | 6.9146
2016-07-09 01:00 | 0 | 0.33609 | 0 | 0 | 12.419 | 69.2393 | 12.0829 | 17.209 | 3.6985 | 0.8 | 0 | 0 | 17.209 | 0 | 3.6985 | 0 | 10.067 | 3.3557 | 15.7747 | 15.7747 | 4.8434 | 1.3087 | 6.1521 | 0 | 6.1521
2016-07-09 02:00 | 0 | 0.31123 | 0 | 0 | 11.553 | 68.9117 | 11.2418 | 16.011 | 3.441 | 0.8 | 0 | 0 | 16.011 | 0 | 3.441 | 0 | 9.367 | 3.1223 | 14.6753 | 14.6753 | 4.5057 | 1.2177 | 5.7234 | 0 | 5.7234
2016-07-09 03:00 | 0 | 0.86209 | 0 | 0 | 11.229 | 68.0042 | 10.3669 | 14.765 | 3.1732 | 0.8 | 0 | 0 | 14.765 | 0 | 3.1732 | 0 | 8.638 | 2.8793 | 14.1083 | 14.1083 | 4.3793 | 1.1229 | 5.5023 | 0 | 5.5023
2016-07-09 04:00 | 0 | 1.3331 | 0 | 0 | 11.026 | 66.6009 | 9.6929 | 13.805 | 2.9669 | 0.8 | 0 | 0 | 13.805 | 0 | 2.9669 | 0 | 8.076 | 2.692 | 13.718 | 13.718 | 4.3001 | 1.0499 | 5.35 | 0 | 5.35
2016-07-09 05:00 | 0 | 10.056 | 0 | 0 | 10.056 | 56.0157 | 0 | 0 | 0 | 0 | 0 | 0 | 0 | 0 | 0 | 0 | 0 | 0 | 10.056 | 10.056 | 3.9218 | 0 | 3.9218 | 0 | 3.9218
2016-07-09 06:00 | 0 | 9.115 | 0 | 0 | 9.115 | 46.4209 | 0 | 0 | 0 | 0 | 0 | 0 | 0 | 0 | 0 | 0 | 0 | 0 | 9.115 | 9.115 | 3.5549 | 0 | 3.5549 | 0 | 3.5549
2016-07-09 07:00 | 0 | 8.326 | 0 | 0 | 8.326 | 37.6567 | 0 | 0 | 0 | 0 | 0 | 0 | 0 | 0 | 0 | 0 | 0 | 0 | 8.326 | 8.326 | 3.2471 | 0 | 3.2471 | 0 | 3.2471
2016-07-09 08:00 | 0.14 | 6.929 | 0 | 0 | 7.069 | 30.363 | 0 | 0 | 0 | 0 | 0 | 0 | 0 | 0 | 0 | 0 | 0 | 0 | 7.069 | 7.069 | 2.7569 | 0 | 2.7569 | 0 | 2.7569
2016-07-09 09:00 | 0.66 | 0 | 23.401 | 0 | 7.259 | 52.594 | 30 | 42.7273 | 9.1827 | 0.8 | 29.1747 | 3.2744 | 71.902 | 0 | 12.4571 | 71.902 | 0 | 0 | 7.259 | 7.259 | 2.831 | 0 | 2.831 | 0 | 2.831
2016-07-09 10:00 | 1.14 | 0 | 23.942 | 0 | 7.198 | 75.3389 | 30 | 42.7273 | 9.1827 | 0.8 | 29.3317 | 3.292 | 72.059 | 0 | 12.4747 | 72.059 | 0 | 0 | 7.198 | 7.198 | 2.8072 | 0 | 2.8072 | 0 | 2.8072
2016-07-09 11:00 | 1.37 | 0 | 24.111 | 0 | 7.259 | 98.2443 | 30 | 42.7273 | 9.1827 | 0.8 | 29.4527 | 3.3056 | 72.18 | 0 | 12.4883 | 72.18 | 0 | 0 | 7.259 | 7.259 | 2.831 | 0 | 2.831 | 0 | 2.831
2016-07-09 12:00 | 1.51 | 0 | 18.808 | 0 | 7.33 | 116.1119 | 24.628 | 35.0762 | 7.5384 | 0.8 | 48.6628 | 5.4616 | 83.739 | 0 | 13 | 70.95 | 7.482 | 2.494 | 9.824 | 9.824 | 2.8587 | 0.97266 | 3.8314 | 0 | 3.8314
2016-07-09 13:00 | 1.57 | 0 | 0 | 9.098 | 7.472 | 116.1119 | 15 | 21.3636 | 4.5914 | 0.8 | 66.3464 | 7.4463 | 87.71 | 0 | 12.0376 | 69.48 | 10.664 | 3.5547 | 11.0267 | 20.1247 | 2.9141 | 1.3863 | 4.3004 | 3.5482 | 7.8486
2016-07-09 14:00 | 1.49 | 0 | 9.9132 | 6.0268 | 8.05 | 125.5295 | 22.5 | 32.0455 | 6.8871 | 0.71601 | 0 | 0 | 26.319 | 5.7265 | 6.8871 | 0 | 15.397 | 5.1323 | 13.1823 | 19.2091 | 3.1395 | 2.0016 | 5.1411 | 2.3504 | 7.4916
2016-07-09 15:00 | 1.32 | 0 | 0 | 7.1009 | 8.228 | 125.5295 | 14.0089 | 19.952 | 4.288 | 0.8 | 77.624 | 8.712 | 97.576 | 0 | 13 | 65.828 | 18.573 | 6.191 | 14.419 | 21.5199 | 3.2089 | 2.4145 | 5.6234 | 2.7693 | 8.3928
2016-07-09 16:00 | 1.01 | 0 | 5.5411 | 0 | 7.959 | 130.7935 | 12.4901 | 17.789 | 3.8231 | 0.8 | 81.766 | 9.1769 | 99.555 | 0 | 13 | 65.095 | 20.159 | 6.7197 | 14.6787 | 14.6787 | 3.104 | 2.6207 | 5.7247 | 0 | 5.7247
2016-07-09 17:00 | 0.4 | 0 | 22.128 | 0 | 8.272 | 151.8151 | 30 | 42.7273 | 9.1827 | 0.8 | 22.0157 | 2.4709 | 64.743 | 0 | 11.6536 | 64.743 | 0 | 0 | 8.272 | 8.272 | 3.2261 | 0 | 3.2261 | 0 | 3.2261
2016-07-09 18:00 | 0.06 | 0 | 0 | 20.401 | 9.659 | 151.8151 | 30 | 42.7273 | 9.1827 | 0.8 | 22.0147 | 2.4708 | 64.742 | 0 | 11.6535 | 64.742 | 0 | 0 | 9.659 | 30.06 | 3.767 | 0 | 3.767 | 7.9564 | 11.7234
2016-07-09 19:00 | 0 | 0 | 0 | 12.954 | 17.046 | 151.8151 | 30 | 42.7273 | 9.1827 | 0.8 | 22.3507 | 2.5085 | 65.078 | 0 | 11.6912 | 65.078 | 0 | 0 | 17.046 | 30 | 6.6479 | 0 | 6.6479 | 5.0521 | 11.7
2016-07-09 20:00 | 0 | 19.715 | 0 | 0 | 19.715 | 131.0625 | 0 | 0 | 0 | 0 | 0 | 0 | 0 | 0 | 0 | 0 | 0 | 0 | 19.715 | 19.715 | 7.6889 | 0 | 7.6889 | 0 | 7.6889
2016-07-09 21:00 | 0 | 19.857 | 0 | 0 | 19.857 | 110.1604 | 0 | 0 | 0 | 0 | 0 | 0 | 0 | 0 | 0 | 0 | 0 | 0 | 19.857 | 19.857 | 7.7442 | 0 | 7.7442 | 0 | 7.7442
2016-07-09 22:00 | 0 | 19.5 | 0 | 0 | 19.5 | 89.6341 | 0 | 0 | 0 | 0 | 0 | 0 | 0 | 0 | 0 | 0 | 0 | 0 | 19.5 | 19.5 | 7.605 | 0 | 7.605 | 0 | 7.605
2016-07-09 23:00 | 0 | 16.302 | 0 | 0 | 16.302 | 72.4741 | 0 | 0 | 0 | 0 | 0 | 0 | 0 | 0 | 0 | 0 | 0 | 0 | 16.302 | 16.302 | 6.3578 | 0 | 6.3578 | 0 | 6.3578
2016-07-10 | 0 | 0.22187 | 0 | 0 | 13.464 | 72.2405 | 13.2421 | 18.86 | 4.0533 | 0.8 | 0 | 0 | 18.86 | 0 | 4.0533 | 0 | 11.033 | 3.6777 | 17.1417 | 17.1417 | 5.251 | 1.4343 | 6.6852 | 0 | 6.6852
2016-07-10 01:00 | 0 | 0 | 0.5074 | 0 | 11.902 | 72.7225 | 12.4094 | 17.674 | 3.7984 | 0.8 | 0 | 0 | 17.674 | 0 | 3.7984 | 0 | 10.339 | 3.4463 | 15.3483 | 15.3483 | 4.6418 | 1.3441 | 5.9859 | 0 | 5.9859
2016-07-10 02:00 | 0 | 0 | 0.34762 | 0 | 11.439 | 73.0528 | 11.7866 | 16.787 | 3.6078 | 0.8 | 0 | 0 | 16.787 | 0 | 3.6078 | 0 | 9.821 | 3.2737 | 14.7127 | 14.7127 | 4.4612 | 1.2767 | 5.7379 | 0 | 5.7379
2016-07-10 03:00 | 0 | 0 | 0.70191 | 0 | 10.721 | 73.7196 | 11.4229 | 16.269 | 3.4965 | 0.8 | 0 | 0 | 16.269 | 0 | 3.4965 | 0 | 9.518 | 3.1727 | 13.8937 | 13.8937 | 4.1812 | 1.2373 | 5.4185 | 0 | 5.4185
2016-07-10 04:00 | 0 | 0 | 0.65809 | 0 | 10.359 | 74.3448 | 11.0171 | 15.691 | 3.3722 | 0.8 | 0 | 0 | 15.691 | 0 | 3.3722 | 0 | 9.179 | 3.0597 | 13.4187 | 13.4187 | 4.04 | 1.1933 | 5.2333 | 0 | 5.2333
2016-07-10 05:00 | 0 | 9.513 | 0 | 0 | 9.513 | 64.3311 | 0 | 0 | 0 | 0 | 0 | 0 | 0 | 0 | 0 | 0 | 0 | 0 | 9.513 | 9.513 | 3.7101 | 0 | 3.7101 | 0 | 3.7101
2016-07-10 06:00 | 0 | 8.811 | 0 | 0 | 8.811 | 55.0564 | 0 | 0 | 0 | 0 | 0 | 0 | 0 | 0 | 0 | 0 | 0 | 0 | 8.811 | 8.811 | 3.4363 | 0 | 3.4363 | 0 | 3.4363
2016-07-10 07:00 | 0 | 8.594 | 0 | 0 | 8.594 | 46.01 | 0 | 0 | 0 | 0 | 0 | 0 | 0 | 0 | 0 | 0 | 0 | 0 | 8.594 | 8.594 | 3.3517 | 0 | 3.3517 | 0 | 3.3517
2016-07-10 08:00 | 0.14 | 6.945 | 0 | 0 | 7.085 | 38.6995 | 0 | 0 | 0 | 0 | 0 | 0 | 0 | 0 | 0 | 0 | 0 | 0 | 7.085 | 7.085 | 2.7631 | 0 | 2.7631 | 0 | 2.7631
2016-07-10 09:00 | 0.67 | 0 | 23.45 | 0 | 7.22 | 60.977 | 30 | 42.7273 | 9.1827 | 0.8 | 28.3117 | 3.1775 | 71.039 | 0 | 12.3603 | 71.039 | 0 | 0 | 7.22 | 7.22 | 2.8158 | 0 | 2.8158 | 0 | 2.8158
2016-07-10 10:00 | 1.13 | 0 | 23.565 | 0 | 7.565 | 83.3638 | 30 | 42.7273 | 9.1827 | 0.8 | 28.3807 | 3.1853 | 71.108 | 0 | 12.368 | 71.108 | 0 | 0 | 7.565 | 7.565 | 2.9503 | 0 | 2.9503 | 0 | 2.9503
2016-07-10 11:00 | 1.39 | 0 | 24.238 | 0 | 7.152 | 106.3899 | 30 | 42.7273 | 9.1827 | 0.8 | 28.4957 | 3.1982 | 71.223 | 0 | 12.3809 | 71.223 | 0 | 0 | 7.152 | 7.152 | 2.7893 | 0 | 2.7893 | 0 | 2.7893
2016-07-10 12:00 | 1.5 | 0 | 17.4902 | 0 | 7.337 | 123.0055 | 23.3272 | 33.2235 | 7.1402 | 0.8 | 52.2105 | 5.8598 | 85.434 | 0 | 13 | 70.322 | 8.84 | 2.9467 | 10.2837 | 10.2837 | 2.8614 | 1.1492 | 4.0106 | 0 | 4.0106
2016-07-10 13:00 | 1.53 | 0 | 0 | 9.308 | 7.222 | 123.0055 | 15 | 21.3636 | 4.5914 | 0.8 | 68.1544 | 7.6492 | 89.518 | 0 | 12.2406 | 68.81 | 12.114 | 4.038 | 11.26 | 20.568 | 2.8166 | 1.5748 | 4.3914 | 3.6301 | 8.0215
2016-07-10 14:00 | 1.44 | 0 | 1.262 | 15.071 | 7.607 | 124.2045 | 22.5 | 32.0455 | 6.8871 | 0.70093 | 0 | 0 | 25.291 | 6.7545 | 6.8871 | 0 | 14.795 | 4.9317 | 12.5387 | 27.6096 | 2.9667 | 1.9233 | 4.8901 | 5.8777 | 10.7678
2016-07-10 15:00 | 1.26 | 0 | 8.217 | 0 | 8.043 | 132.0106 | 15 | 21.3636 | 4.5914 | 0.8 | 73.7984 | 8.2826 | 95.162 | 0 | 12.874 | 66.721 | 16.638 | 5.546 | 13.589 | 13.589 | 3.1368 | 2.1629 | 5.2997 | 0 | 5.2997
2016-07-10 16:00 | 0.97 | 0 | 7.9129 | 0 | 7.967 | 139.5278 | 14.9099 | 21.2353 | 4.5638 | 0.8 | 75.1667 | 8.4362 | 96.402 | 0 | 13 | 66.262 | 17.632 | 5.8773 | 13.8443 | 13.8443 | 3.1071 | 2.2922 | 5.3993 | 0 | 5.3993
2016-07-10 17:00 | 0.39 | 0 | 0 | 22.043 | 8.347 | 139.5278 | 30 | 42.7273 | 9.1827 | 0.8 | 23.4217 | 2.6287 | 66.149 | 0 | 11.8114 | 66.149 | 0 | 0 | 8.347 | 30.39 | 3.2553 | 0 | 3.2553 | 8.5968 | 11.8521
2016-07-10 18:00 | 0.06 | 0 | 0 | 20.028 | 10.032 | 139.5278 | 30 | 42.7273 | 9.1827 | 0.8 | 23.6917 | 2.659 | 66.419 | 0 | 11.8417 | 66.419 | 0 | 0 | 10.032 | 30.06 | 3.9125 | 0 | 3.9125 | 7.8109 | 11.7234
2016-07-10 19:00 | 0 | 0 | 12.934 | 0 | 17.066 | 151.8151 | 30 | 42.7273 | 9.1827 | 0.8 | 24.1147 | 2.7065 | 66.842 | 0 | 11.8892 | 66.842 | 0 | 0 | 17.066 | 17.066 | 6.6557 | 0 | 6.6557 | 0 | 6.6557
2016-07-10 20:00 | 0 | 19.935 | 0 | 0 | 19.935 | 130.8309 | 0 | 0 | 0 | 0 | 0 | 0 | 0 | 0 | 0 | 0 | 0 | 0 | 19.935 | 19.935 | 7.7746 | 0 | 7.7746 | 0 | 7.7746
2016-07-10 21:00 | 0 | 19.835 | 0 | 0 | 19.835 | 109.952 | 0 | 0 | 0 | 0 | 0 | 0 | 0 | 0 | 0 | 0 | 0 | 0 | 19.835 | 19.835 | 7.7357 | 0 | 7.7357 | 0 | 7.7357
2016-07-10 22:00 | 0 | 19.125 | 0 | 0 | 19.125 | 89.8204 | 0 | 0 | 0 | 0 | 0 | 0 | 0 | 0 | 0 | 0 | 0 | 0 | 19.125 | 19.125 | 7.4588 | 0 | 7.4588 | 0 | 7.4588
2016-07-10 23:00 | 0 | 15.824 | 0 | 0 | 15.824 | 73.1635 | 0 | 0 | 0 | 0 | 0 | 0 | 0 | 0 | 0 | 0 | 0 | 0 | 15.824 | 15.824 | 6.1714 | 0 | 6.1714 | 0 | 6.1714
2016-07-11 | 0 | 1.6063 | 0 | 0 | 13.138 | 71.4727 | 11.5317 | 16.424 | 3.5298 | 0.8 | 0 | 0 | 16.424 | 0 | 3.5298 | 0 | 9.608 | 3.2027 | 16.3407 | 16.3407 | 5.1238 | 1.249 | 6.3729 | 0 | 6.3729
2016-07-11 01:00 | 0 | 0.53791 | 0 | 0 | 11.555 | 70.9065 | 11.0171 | 15.691 | 3.3722 | 0.8 | 0 | 0 | 15.691 | 0 | 3.3722 | 0 | 9.179 | 3.0597 | 14.6147 | 14.6147 | 4.5065 | 1.1933 | 5.6997 | 0 | 5.6997
2016-07-11 02:00 | 0 | 0.27543 | 0 | 0 | 10.992 | 70.6166 | 10.7166 | 15.263 | 3.2802 | 0.8 | 0 | 0 | 15.263 | 0 | 3.2802 | 0 | 8.929 | 2.9763 | 13.9683 | 13.9683 | 4.2869 | 1.1608 | 5.4477 | 0 | 5.4477
2016-07-11 03:00 | 0 | 0 | 0.43643 | 0 | 10.198 | 71.0312 | 10.6344 | 15.146 | 3.2551 | 0.8 | 0 | 0 | 15.146 | 0 | 3.2551 | 0 | 8.86 | 2.9533 | 13.1513 | 13.1513 | 3.9772 | 1.1518 | 5.129 | 0 | 5.129
2016-07-11 04:00 | 0 | 0 | 0.71887 | 0 | 9.799 | 71.7141 | 10.5179 | 14.98 | 3.2194 | 0.8 | 0 | 0 | 14.98 | 0 | 3.2194 | 0 | 8.763 | 2.921 | 12.72 | 12.72 | 3.8216 | 1.1392 | 4.9608 | 0 | 4.9608
2016-07-11 05:00 | 0 | 9.516 | 0 | 0 | 9.516 | 61.6973 | 0 | 0 | 0 | 0 | 0 | 0 | 0 | 0 | 0 | 0 | 0 | 0 | 9.516 | 9.516 | 3.7112 | 0 | 3.7112 | 0 | 3.7112
2016-07-11 06:00 | 0 | 9.299 | 0 | 0 | 9.299 | 51.9089 | 0 | 0 | 0 | 0 | 0 | 0 | 0 | 0 | 0 | 0 | 0 | 0 | 9.299 | 9.299 | 3.6266 | 0 | 3.6266 | 0 | 3.6266
2016-07-11 07:00 | 0 | 8.711 | 0 | 0 | 8.711 | 42.7394 | 0 | 0 | 0 | 0 | 0 | 0 | 0 | 0 | 0 | 0 | 0 | 0 | 8.711 | 8.711 | 3.3973 | 0 | 3.3973 | 0 | 3.3973
2016-07-11 08:00 | 0.12 | 7.428 | 0 | 0 | 7.548 | 34.9204 | 0 | 0 | 0 | 0 | 0 | 0 | 0 | 0 | 0 | 0 | 0 | 0 | 7.548 | 7.548 | 2.9437 | 0 | 2.9437 | 0 | 2.9437
2016-07-11 09:00 | 0.69 | 0 | 22.879 | 0 | 7.811 | 56.6555 | 30 | 42.7273 | 9.1827 | 0.8 | 28.2617 | 3.1719 | 70.989 | 0 | 12.3546 | 70.989 | 0 | 0 | 7.811 | 7.811 | 3.0463 | 0 | 3.0463 | 0 | 3.0463
2016-07-11 10:00 | 1.13 | 0 | 23.252 | 0 | 7.878 | 78.7449 | 30 | 42.7273 | 9.1827 | 0.8 | 28.3837 | 3.1856 | 71.111 | 0 | 12.3683 | 71.111 | 0 | 0 | 7.878 | 7.878 | 3.0724 | 0 | 3.0724 | 0 | 3.0724
2016-07-11 11:00 | 1.34 | 0 | 0 | 23.658 | 7.682 | 78.7449 | 30 | 42.7273 | 9.1827 | 0.8 | 28.4127 | 3.1889 | 71.14 | 0 | 12.3716 | 71.14 | 0 | 0 | 7.682 | 31.34 | 2.996 | 0 | 2.996 | 9.2266 | 12.2226
2016-07-11 12:00 | 1.48 | 0 | 16.5205 | 0 | 8.048 | 94.4394 | 23.0885 | 32.8836 | 7.0672 | 0.8 | 52.8614 | 5.9328 | 85.745 | 0 | 13 | 70.207 | 9.09 | 3.03 | 11.078 | 11.078 | 3.1387 | 1.1817 | 4.3204 | 0 | 4.3204
2016-07-11 13:00 | 1.55 | 0 | 8.669 | 0 | 7.881 | 102.6749 | 15 | 21.3636 | 4.5914 | 0.8 | 67.6574 | 7.5934 | 89.021 | 0 | 12.1848 | 68.994 | 11.716 | 3.9053 | 11.7863 | 11.7863 | 3.0736 | 1.5231 | 4.5967 | 0 | 4.5967
2016-07-11 14:00 | 1.44 | 0 | 8.303 | 0 | 8.137 | 110.5628 | 15 | 21.3636 | 4.5914 | 0.8 | 1.8224 | 0.20453 | 23.186 | 0 | 4.7959 | 0 | 13.564 | 4.5213 | 12.6583 | 12.6583 | 3.1734 | 1.7633 | 4.9368 | 0 | 4.9368
2016-07-11 15:00 | 1.2 | 0 | 7.961 | 0 | 8.239 | 118.1257 | 15 | 21.3636 | 4.5914 | 0.8 | 71.7914 | 8.0574 | 93.155 | 0 | 12.6488 | 67.464 | 15.029 | 5.0097 | 13.2487 | 13.2487 | 3.2132 | 1.9538 | 5.167 | 0 | 5.167
2016-07-11 16:00 | 0.99 | 0 | 1.2605 | 6.8495 | 7.88 | 119.3232 | 15 | 21.3636 | 4.5914 | 0.8 | 72.6794 | 8.1571 | 94.043 | 0 | 12.7484 | 67.136 | 15.741 | 5.247 | 13.127 | 19.9765 | 3.0732 | 2.0463 | 5.1195 | 2.6713 | 7.7908
2016-07-11 17:00 | 0.41 | 0 | 0 | 22.183 | 8.227 | 119.3232 | 30 | 42.7273 | 9.1827 | 0.8 | 24.8057 | 2.784 | 67.533 | 0 | 11.9668 | 67.533 | 0 | 0 | 8.227 | 30.41 | 3.2085 | 0 | 3.2085 | 8.6514 | 11.8599
2016-07-11 18:00 | 0.08 | 0 | 20.472 | 0 | 9.608 | 138.7716 | 30 | 42.7273 | 9.1827 | 0.8 | 25.1947 | 2.8277 | 67.922 | 0 | 12.0104 | 67.922 | 0 | 0 | 9.608 | 9.608 | 3.7471 | 0 | 3.7471 | 0 | 3.7471
2016-07-11 19:00 | 0 | 0 | 13.73 | 0 | 16.27 | 151.8151 | 30 | 42.7273 | 9.1827 | 0.8 | 25.3907 | 2.8497 | 68.118 | 0 | 12.0324 | 68.118 | 0 | 0 | 16.27 | 16.27 | 6.3453 | 0 | 6.3453 | 0 | 6.3453
2016-07-11 20:00 | 0 | 19.207 | 0 | 0 | 19.207 | 131.5972 | 0 | 0 | 0 | 0 | 0 | 0 | 0 | 0 | 0 | 0 | 0 | 0 | 19.207 | 19.207 | 7.4907 | 0 | 7.4907 | 0 | 7.4907
2016-07-11 21:00 | 0 | 19.385 | 0 | 0 | 19.385 | 111.192 | 0 | 0 | 0 | 0 | 0 | 0 | 0 | 0 | 0 | 0 | 0 | 0 | 19.385 | 19.385 | 7.5602 | 0 | 7.5602 | 0 | 7.5602
2016-07-11 22:00 | 0 | 18.589 | 0 | 0 | 18.589 | 91.6246 | 0 | 0 | 0 | 0 | 0 | 0 | 0 | 0 | 0 | 0 | 0 | 0 | 18.589 | 18.589 | 7.2497 | 0 | 7.2497 | 0 | 7.2497
2016-07-11 23:00 | 0 | 15.971 | 0 | 0 | 15.971 | 74.813 | 0 | 0 | 0 | 0 | 0 | 0 | 0 | 0 | 0 | 0 | 0 | 0 | 15.971 | 15.971 | 6.2287 | 0 | 6.2287 | 0 | 6.2287
2016-07-12 | 0 | 3.2452 | 0 | 0 | 13.28 | 71.397 | 10.0348 | 14.292 | 3.0716 | 0.8 | 0 | 0 | 14.292 | 0 | 3.0716 | 0 | 8.361 | 2.787 | 16.067 | 16.067 | 5.1792 | 1.0869 | 6.2661 | 0 | 6.2661
2016-07-12 01:00 | 0 | 2.5517 | 0 | 0 | 11.593 | 68.711 | 9.0413 | 12.877 | 2.7675 | 0.8 | 0 | 0 | 12.877 | 0 | 2.7675 | 0 | 7.533 | 2.511 | 14.104 | 14.104 | 4.5213 | 0.97929 | 5.5006 | 0 | 5.5006
2016-07-12 02:00 | 0 | 2.1857 | 0 | 0 | 10.6 | 66.4103 | 8.4143 | 11.984 | 2.5755 | 0.8 | 0 | 0 | 11.984 | 0 | 2.5755 | 0 | 7.011 | 2.337 | 12.937 | 12.937 | 4.134 | 0.91143 | 5.0454 | 0 | 5.0454
2016-07-12 03:00 | 0 | 0.70189 | 0 | 0 | 10.442 | 65.6714 | 9.7401 | 13.8723 | 2.9814 | 0.70611 | 0 | 0 | 11.101 | 2.7713 | 2.9814 | 0 | 6.494 | 2.1647 | 12.6067 | 12.6067 | 4.0724 | 0.84422 | 4.9166 | 0 | 4.9166
2016-07-12 04:00 | 0 | 0 | 0 | 0 | 9.701 | 65.6714 | 9.701 | 13.8166 | 2.9694 | 0.67636 | 0 | 0 | 10.182 | 3.6346 | 2.9694 | 0 | 5.956 | 1.9853 | 11.6863 | 11.6863 | 3.7834 | 0.77428 | 4.5577 | 0 | 4.5577
2016-07-12 05:00 | 0 | 8.866 | 0 | 0 | 8.866 | 56.3388 | 0 | 0 | 0 | 0 | 0 | 0 | 0 | 0 | 0 | 0 | 0 | 0 | 8.866 | 8.866 | 3.4577 | 0 | 3.4577 | 0 | 3.4577
2016-07-12 06:00 | 0 | 8.725 | 0 | 0 | 8.725 | 47.1546 | 0 | 0 | 0 | 0 | 0 | 0 | 0 | 0 | 0 | 0 | 0 | 0 | 8.725 | 8.725 | 3.4028 | 0 | 3.4028 | 0 | 3.4028
2016-07-12 07:00 | 0 | 8.648 | 0 | 0 | 8.648 | 38.0514 | 0 | 0 | 0 | 0 | 0 | 0 | 0 | 0 | 0 | 0 | 0 | 0 | 8.648 | 8.648 | 3.3727 | 0 | 3.3727 | 0 | 3.3727
2016-07-12 08:00 | 0.07 | 7.304 | 0 | 0 | 7.374 | 30.363 | 0 | 0 | 0 | 0 | 0 | 0 | 0 | 0 | 0 | 0 | 0 | 0 | 7.374 | 7.374 | 2.8759 | 0 | 2.8759 | 0 | 2.8759
2016-07-12 09:00 | 0.21 | 0 | 0 | 22.483 | 7.727 | 30.363 | 30 | 42.7273 | 9.1827 | 0.8 | 29.0717 | 3.2628 | 71.799 | 0 | 12.4456 | 71.799 | 0 | 0 | 7.727 | 30.21 | 3.0135 | 0 | 3.0135 | 8.7684 | 11.7819
2016-07-12 10:00 | 0.44 | 0 | 22.818 | 0 | 7.622 | 52.0401 | 30 | 42.7273 | 9.1827 | 0.8 | 29.1547 | 3.2721 | 71.882 | 0 | 12.4549 | 71.882 | 0 | 0 | 7.622 | 7.622 | 2.9726 | 0 | 2.9726 | 0 | 2.9726
2016-07-12 11:00 | 0.59 | 0 | 22.952 | 0 | 7.638 | 73.8445 | 30 | 42.7273 | 9.1827 | 0.8 | 29.2557 | 3.2835 | 71.983 | 0 | 12.4662 | 71.983 | 0 | 0 | 7.638 | 7.638 | 2.9788 | 0 | 2.9788 | 0 | 2.9788
2016-07-12 12:00 | 0.76 | 0 | 18.2936 | 0 | 7.901 | 91.2234 | 25.4346 | 36.225 | 7.7853 | 0.8 | 46.463 | 5.2147 | 82.688 | 0 | 13 | 71.339 | 6.639 | 2.213 | 10.114 | 10.114 | 3.0814 | 0.86307 | 3.9445 | 0 | 3.9445
2016-07-12 13:00 | 0.94 | 0 | 0.73671 | 15.2605 | 8.029 | 91.9233 | 23.0862 | 32.8803 | 7.0665 | 0.8 | 52.8677 | 5.9335 | 85.748 | 0 | 13 | 70.206 | 9.092 | 3.0307 | 11.0597 | 26.3201 | 3.1313 | 1.182 | 4.3133 | 5.9516 | 10.2649
2016-07-12 14:00 | 0.49 | 0 | 6.472 | 0 | 8.09 | 98.0717 | 14.072 | 20.042 | 4.3073 | 0.8 | 0 | 0 | 20.042 | 0 | 4.3073 | 0 | 11.725 | 3.9083 | 11.9983 | 11.9983 | 3.1551 | 1.5243 | 4.6794 | 0 | 4.6794
2016-07-12 15:00 | 0.35 | 0 | 6.838 | 0 | 8.512 | 104.5678 | 15 | 21.3636 | 4.5914 | 0.8 | 70.8484 | 7.9516 | 92.212 | 0 | 12.5429 | 67.813 | 14.273 | 4.7577 | 13.2697 | 13.2697 | 3.3197 | 1.8555 | 5.1752 | 0 | 5.1752
2016-07-12 16:00 | 0.34 | 0 | 7.414 | 0 | 7.926 | 111.6111 | 15 | 21.3636 | 4.5914 | 0.8 | 73.2524 | 8.2214 | 94.616 | 0 | 12.8127 | 66.923 | 16.2 | 5.4 | 13.326 | 13.326 | 3.0911 | 2.106 | 5.1971 | 0 | 5.1971
2016-07-12 17:00 | 0.1 | 0 | 21.711 | 0 | 8.389 | 132.2366 | 30 | 42.7273 | 9.1827 | 0.8 | 23.6387 | 2.6531 | 66.366 | 0 | 11.8358 | 66.366 | 0 | 0 | 8.389 | 8.389 | 3.2717 | 0 | 3.2717 | 0 | 3.2717
2016-07-12 18:00 | 0.02 | 0 | 20.609 | 0 | 9.411 | 151.8151 | 30 | 42.7273 | 9.1827 | 0.8 | 23.4687 | 2.634 | 66.196 | 0 | 11.8167 | 66.196 | 0 | 0 | 9.411 | 9.411 | 3.6703 | 0 | 3.6703 | 0 | 3.6703
2016-07-12 19:00 | 0 | 0 | 0 | 13.8 | 16.2 | 151.8151 | 30 | 42.7273 | 9.1827 | 0.8 | 23.6777 | 2.6574 | 66.405 | 0 | 11.8402 | 66.405 | 0 | 0 | 16.2 | 30 | 6.318 | 0 | 6.318 | 5.382 | 11.7
2016-07-12 20:00 | 0 | 19.082 | 0 | 0 | 19.082 | 131.7288 | 0 | 0 | 0 | 0 | 0 | 0 | 0 | 0 | 0 | 0 | 0 | 0 | 19.082 | 19.082 | 7.442 | 0 | 7.442 | 0 | 7.442
2016-07-12 21:00 | 0 | 19.72 | 0 | 0 | 19.72 | 110.9709 | 0 | 0 | 0 | 0 | 0 | 0 | 0 | 0 | 0 | 0 | 0 | 0 | 19.72 | 19.72 | 7.6908 | 0 | 7.6908 | 0 | 7.6908
2016-07-12 22:00 | 0 | 18.44 | 0 | 0 | 18.44 | 91.5604 | 0 | 0 | 0 | 0 | 0 | 0 | 0 | 0 | 0 | 0 | 0 | 0 | 18.44 | 18.44 | 7.1916 | 0 | 7.1916 | 0 | 7.1916
2016-07-12 23:00 | 0 | 16.68 | 0 | 0 | 16.68 | 74.0025 | 0 | 0 | 0 | 0 | 0 | 0 | 0 | 0 | 0 | 0 | 0 | 0 | 16.68 | 16.68 | 6.5052 | 0 | 6.5052 | 0 | 6.5052
2016-07-13 | 0 | 2.1295 | 0 | 0 | 13.874 | 71.7609 | 11.7445 | 16.727 | 3.5949 | 0.8 | 0 | 0 | 16.727 | 0 | 3.5949 | 0 | 9.785 | 3.2617 | 17.1357 | 17.1357 | 5.4109 | 1.272 | 6.6829 | 0 | 6.6829
2016-07-13 01:00 | 0 | 0 | 0 | 0 | 12.6 | 71.7609 | 12.6 | 17.9455 | 3.8567 | 0.74376 | 0 | 0 | 15.798 | 2.1475 | 3.8567 | 0 | 9.242 | 3.0807 | 15.6807 | 15.6807 | 4.914 | 1.2015 | 6.1155 | 0 | 6.1155
2016-07-13 02:00 | 0 | 1.7279 | 0 | 0 | 11.774 | 69.942 | 10.0461 | 14.3081 | 3.075 | 0.79767 | 0 | 0 | 14.237 | 0.071061 | 3.075 | 0 | 8.329 | 2.7763 | 14.5503 | 14.5503 | 4.5919 | 1.0828 | 5.6746 | 0 | 5.6746
2016-07-13 03:00 | 0 | 1.8187 | 0 | 0 | 11.131 | 68.0276 | 9.3123 | 13.263 | 2.8504 | 0.8 | 0 | 0 | 13.263 | 1.7764e-15 | 2.8504 | 0 | 7.759 | 2.5863 | 13.7173 | 13.7173 | 4.3411 | 1.0087 | 5.3498 | 0 | 5.3498
2016-07-13 04:00 | 0 | 1.7534 | 0 | 0 | 10.603 | 66.182 | 8.8496 | 12.604 | 2.7088 | 0.8 | 0 | 0 | 12.604 | 0 | 2.7088 | 0 | 7.373 | 2.4577 | 13.0607 | 13.0607 | 4.1352 | 0.95849 | 5.0937 | 0 | 5.0937
2016-07-13 05:00 | 0 | 9.31 | 0 | 0 | 9.31 | 56.382 | 0 | 0 | 0 | 0 | 0 | 0 | 0 | 0 | 0 | 0 | 0 | 0 | 9.31 | 9.31 | 3.6309 | 0 | 3.6309 | 0 | 3.6309
2016-07-13 06:00 | 0 | 8.982 | 0 | 0 | 8.982 | 46.9272 | 0 | 0 | 0 | 0 | 0 | 0 | 0 | 0 | 0 | 0 | 0 | 0 | 8.982 | 8.982 | 3.503 | 0 | 3.503 | 0 | 3.503
2016-07-13 07:00 | 0 | 8.429 | 0 | 0 | 8.429 | 38.0546 | 0 | 0 | 0 | 0 | 0 | 0 | 0 | 0 | 0 | 0 | 0 | 0 | 8.429 | 8.429 | 3.2873 | 0 | 3.2873 | 0 | 3.2873
2016-07-13 08:00 | 0.03 | 7.307 | 0 | 0 | 7.337 | 30.363 | 0 | 0 | 0 | 0 | 0 | 0 | 0 | 0 | 0 | 0 | 0 | 0 | 7.337 | 7.337 | 2.8614 | 0 | 2.8614 | 0 | 2.8614
2016-07-13 09:00 | 0.11 | 0 | 22.751 | 0 | 7.359 | 51.9765 | 30 | 42.7273 | 9.1827 | 0.8 | 28.7957 | 3.2318 | 71.523 | 0 | 12.4146 | 71.523 | 0 | 0 | 7.359 | 7.359 | 2.87 | 0 | 2.87 | 0 | 2.87
2016-07-13 10:00 | 0.2 | 0 | 22.91 | 0 | 7.29 | 73.741 | 30 | 42.7273 | 9.1827 | 0.8 | 28.8787 | 3.2412 | 71.606 | 0 | 12.4239 | 71.606 | 0 | 0 | 7.29 | 7.29 | 2.8431 | 0 | 2.8431 | 0 | 2.8431
2016-07-13 11:00 | 0.26 | 0 | 22.801 | 0 | 7.459 | 95.4019 | 30 | 42.7273 | 9.1827 | 0.8 | 28.9657 | 3.2509 | 71.693 | 0 | 12.4337 | 71.693 | 0 | 0 | 7.459 | 7.459 | 2.909 | 0 | 2.909 | 0 | 2.909
2016-07-13 12:00 | 0.29 | 0 | 1.8619 | 15.1895 | 7.674 | 97.1707 | 24.4353 | 34.8019 | 7.4794 | 0.8 | 49.1881 | 5.5206 | 83.99 | 0 | 13 | 70.857 | 7.683 | 2.561 | 10.235 | 25.4245 | 2.9929 | 0.99879 | 3.9916 | 5.9239 | 9.9156
2016-07-13 13:00 | 0.55 | 0 | 0 | 7.782 | 7.768 | 97.1707 | 15 | 21.3636 | 4.5914 | 0.8 | 66.6234 | 7.4774 | 87.987 | 0 | 12.0687 | 69.377 | 10.887 | 3.629 | 11.397 | 19.179 | 3.0295 | 1.4153 | 4.4448 | 3.035 | 7.4798
2016-07-13 14:00 | 1 | 0 | 0 | 15.548 | 7.952 | 97.1707 | 22.5 | 32.0455 | 6.8871 | 0.67632 | 0 | 0 | 23.613 | 8.4325 | 6.8871 | 0 | 13.814 | 4.6047 | 12.5567 | 28.1047 | 3.1013 | 1.7958 | 4.8971 | 6.0637 | 10.9608
2016-07-13 15:00 | 0.88 | 0 | 0 | 7.392 | 8.488 | 97.1707 | 15 | 21.3636 | 4.5914 | 0.8 | 73.0244 | 8.1958 | 94.388 | 0 | 12.7871 | 67.008 | 16.018 | 5.3393 | 13.8273 | 21.2193 | 3.3103 | 2.0823 | 5.3927 | 2.8829 | 8.2755
2016-07-13 16:00 | 0.68 | 0 | 0 | 7.902 | 7.778 | 97.1707 | 15 | 21.3636 | 4.5914 | 0.8 | 74.4754 | 8.3586 | 95.839 | 0 | 12.95 | 66.471 | 17.181 | 5.727 | 13.505 | 21.407 | 3.0334 | 2.2335 | 5.2669 | 3.0818 | 8.3487
2016-07-13 17:00 | 0.4 | 0 | 22.118 | 0 | 8.282 | 118.1828 | 30 | 42.7273 | 9.1827 | 0.8 | 23.4727 | 2.6344 | 66.2 | 0 | 11.8172 | 66.2 | 0 | 0 | 8.282 | 8.282 | 3.23 | 0 | 3.23 | 0 | 3.23
2016-07-13 18:00 | 0.07 | 0 | 20.507 | 0 | 9.563 | 137.6644 | 30 | 42.7273 | 9.1827 | 0.8 | 23.2987 | 2.6149 | 66.026 | 0 | 11.7976 | 66.026 | 0 | 0 | 9.563 | 9.563 | 3.7296 | 0 | 3.7296 | 0 | 3.7296
2016-07-13 19:00 | 0 | 0 | 13.957 | 0 | 16.043 | 150.9236 | 30 | 42.7273 | 9.1827 | 0.8 | 23.3027 | 2.6153 | 66.03 | 0 | 11.7981 | 66.03 | 0 | 0 | 16.043 | 16.043 | 6.2568 | 0 | 6.2568 | 0 | 6.2568
2016-07-13 20:00 | 0 | 19.553 | 0 | 0 | 19.553 | 130.3415 | 0 | 0 | 0 | 0 | 0 | 0 | 0 | 0 | 0 | 0 | 0 | 0 | 19.553 | 19.553 | 7.6257 | 0 | 7.6257 | 0 | 7.6257
2016-07-13 21:00 | 0 | 19.349 | 0 | 0 | 19.349 | 109.9741 | 0 | 0 | 0 | 0 | 0 | 0 | 0 | 0 | 0 | 0 | 0 | 0 | 19.349 | 19.349 | 7.5461 | 0 | 7.5461 | 0 | 7.5461
2016-07-13 22:00 | 0 | 19.046 | 0 | 0 | 19.046 | 89.9257 | 0 | 0 | 0 | 0 | 0 | 0 | 0 | 0 | 0 | 0 | 0 | 0 | 19.046 | 19.046 | 7.4279 | 0 | 7.4279 | 0 | 7.4279
2016-07-13 23:00 | 0 | 16.275 | 0 | 0 | 16.275 | 72.7941 | 0 | 0 | 0 | 0 | 0 | 0 | 0 | 0 | 0 | 0 | 0 | 0 | 16.275 | 16.275 | 6.3472 | 0 | 6.3472 | 0 | 6.3472
2016-07-14 | 0 | 2.1927 | 0 | 0 | 14.079 | 70.486 | 11.8863 | 16.929 | 3.6383 | 0.8 | 0 | 0 | 16.929 | 0 | 3.6383 | 0 | 9.903 | 3.301 | 17.38 | 17.38 | 5.4908 | 1.2874 | 6.7782 | 0 | 6.7782
2016-07-14 01:00 | 0 | 0.93436 | 0 | 0 | 12.002 | 69.5025 | 11.0676 | 15.763 | 3.3877 | 0.8 | 0 | 0 | 15.763 | 1.7764e-15 | 3.3877 | 0 | 9.222 | 3.074 | 15.076 | 15.076 | 4.6808 | 1.1989 | 5.8796 | 0 | 5.8796
2016-07-14 02:00 | 0 | 0.78764 | 0 | 0 | 11.401 | 68.6734 | 10.6134 | 15.116 | 3.2487 | 0.8 | 0 | 0 | 15.116 | 0 | 3.2487 | 0 | 8.843 | 2.9477 | 14.3487 | 14.3487 | 4.4464 | 1.1496 | 5.596 | 0 | 5.596
2016-07-14 03:00 | 0 | 0.859 | 0 | 0 | 11.056 | 67.7692 | 10.197 | 14.523 | 3.1212 | 0.8 | 0 | 0 | 14.523 | 0 | 3.1212 | 0 | 8.496 | 2.832 | 13.888 | 13.888 | 4.3118 | 1.1045 | 5.4163 | 0 | 5.4163
2016-07-14 04:00 | 0 | 0.73585 | 0 | 0 | 10.652 | 66.9946 | 9.9161 | 14.123 | 3.0352 | 0.8 | 0 | 0 | 14.123 | 0 | 3.0352 | 0 | 8.262 | 2.754 | 13.406 | 13.406 | 4.1543 | 1.0741 | 5.2283 | 0 | 5.2283
2016-07-14 05:00 | 0 | 9.69 | 0 | 0 | 9.69 | 56.7946 | 0 | 0 | 0 | 0 | 0 | 0 | 0 | 0 | 0 | 0 | 0 | 0 | 9.69 | 9.69 | 3.7791 | 0 | 3.7791 | 0 | 3.7791
2016-07-14 06:00 | 0 | 9.003 | 0 | 0 | 9.003 | 47.3178 | 0 | 0 | 0 | 0 | 0 | 0 | 0 | 0 | 0 | 0 | 0 | 0 | 9.003 | 9.003 | 3.5112 | 0 | 3.5112 | 0 | 3.5112
2016-07-14 07:00 | 0 | 8.901 | 0 | 0 | 8.901 | 37.9483 | 0 | 0 | 0 | 0 | 0 | 0 | 0 | 0 | 0 | 0 | 0 | 0 | 8.901 | 8.901 | 3.4714 | 0 | 3.4714 | 0 | 3.4714
2016-07-14 08:00 | 0.11 | 7.206 | 0 | 0 | 7.316 | 30.363 | 0 | 0 | 0 | 0 | 0 | 0 | 0 | 0 | 0 | 0 | 0 | 0 | 7.316 | 7.316 | 2.8532 | 0 | 2.8532 | 0 | 2.8532
2016-07-14 09:00 | 0.43 | 0 | 23.236 | 0 | 7.194 | 52.4372 | 30 | 42.7273 | 9.1827 | 0.8 | 28.3397 | 3.1807 | 71.067 | 0 | 12.3634 | 71.067 | 0 | 0 | 7.194 | 7.194 | 2.8057 | 0 | 2.8057 | 0 | 2.8057
2016-07-14 10:00 | 0.75 | 0 | 0 | 23.443 | 7.307 | 52.4372 | 30 | 42.7273 | 9.1827 | 0.8 | 28.4437 | 3.1923 | 71.171 | 0 | 12.3751 | 71.171 | 0 | 0 | 7.307 | 30.75 | 2.8497 | 0 | 2.8497 | 9.1428 | 11.9925
2016-07-14 11:00 | 1.31 | 0 | 4.2208 | 19.8952 | 7.194 | 56.447 | 30 | 42.7273 | 9.1827 | 0.8 | 28.4967 | 3.1983 | 71.224 | 0 | 12.381 | 71.224 | 0 | 0 | 7.194 | 27.0892 | 2.8057 | 0 | 2.8057 | 7.7591 | 10.5648
2016-07-14 12:00 | 1.51 | 0 | 17.7047 | 0 | 7.451 | 73.2664 | 23.6457 | 33.6771 | 7.2377 | 0.8 | 51.3419 | 5.7623 | 85.019 | 0 | 13 | 70.476 | 8.508 | 2.836 | 10.287 | 10.287 | 2.9059 | 1.106 | 4.0119 | 0 | 4.0119
2016-07-14 13:00 | 1.51 | 0 | 8.656 | 0 | 7.854 | 81.4896 | 15 | 21.3636 | 4.5914 | 0.8 | 67.0344 | 7.5235 | 88.398 | 0 | 12.1149 | 69.225 | 11.216 | 3.7387 | 11.5927 | 11.5927 | 3.0631 | 1.4581 | 4.5211 | 0 | 4.5211
2016-07-14 14:00 | 1.43 | 0 | 0 | 8.251 | 8.179 | 81.4896 | 15 | 21.3636 | 4.5914 | 0.8 | 2.2304 | 0.25032 | 23.594 | 0 | 4.8417 | 0 | 13.803 | 4.601 | 12.78 | 21.031 | 3.1898 | 1.7944 | 4.9842 | 3.2179 | 8.2021
2016-07-14 15:00 | 1.27 | 0 | 7.682 | 0 | 8.588 | 88.7875 | 15 | 21.3636 | 4.5914 | 0.8 | 72.3994 | 8.1256 | 93.763 | 0 | 12.717 | 67.239 | 15.516 | 5.172 | 13.76 | 13.76 | 3.3493 | 2.0171 | 5.3664 | 0 | 5.3664
2016-07-14 16:00 | 0.96 | 0 | 7.872 | 0 | 8.088 | 96.2659 | 15 | 21.3636 | 4.5914 | 0.8 | 73.9304 | 8.2975 | 95.294 | 0 | 12.8888 | 66.672 | 16.744 | 5.5813 | 13.6693 | 13.6693 | 3.1543 | 2.1767 | 5.331 | 0 | 5.331
2016-07-14 17:00 | 0.38 | 0 | 22.206 | 0 | 8.174 | 117.3616 | 30 | 42.7273 | 9.1827 | 0.8 | 23.4657 | 2.6336 | 66.193 | 0 | 11.8164 | 66.193 | 0 | 0 | 8.174 | 8.174 | 3.1879 | 0 | 3.1879 | 0 | 3.1879
2016-07-14 18:00 | 0.07 | 0 | 20.733 | 0 | 9.337 | 137.058 | 30 | 42.7273 | 9.1827 | 0.8 | 23.1867 | 2.6023 | 65.914 | 0 | 11.7851 | 65.914 | 0 | 0 | 9.337 | 9.337 | 3.6414 | 0 | 3.6414 | 0 | 3.6414
2016-07-14 19:00 | 0 | 0 | 14.289 | 0 | 15.711 | 150.6325 | 30 | 42.7273 | 9.1827 | 0.8 | 23.2517 | 2.6096 | 65.979 | 0 | 11.7924 | 65.979 | 0 | 0 | 15.711 | 15.711 | 6.1273 | 0 | 6.1273 | 0 | 6.1273
2016-07-14 20:00 | 0 | 18.647 | 0 | 0 | 18.647 | 131.0041 | 0 | 0 | 0 | 0 | 0 | 0 | 0 | 0 | 0 | 0 | 0 | 0 | 18.647 | 18.647 | 7.2723 | 0 | 7.2723 | 0 | 7.2723
2016-07-14 21:00 | 0 | 18.981 | 0 | 0 | 18.981 | 111.0241 | 0 | 0 | 0 | 0 | 0 | 0 | 0 | 0 | 0 | 0 | 0 | 0 | 18.981 | 18.981 | 7.4026 | 0 | 7.4026 | 0 | 7.4026
2016-07-14 22:00 | 0 | 18.288 | 0 | 0 | 18.288 | 91.7736 | 0 | 0 | 0 | 0 | 0 | 0 | 0 | 0 | 0 | 0 | 0 | 0 | 18.288 | 18.288 | 7.1323 | 0 | 7.1323 | 0 | 7.1323
2016-07-14 23:00 | 0 | 15.616 | 0 | 0 | 15.616 | 75.3357 | 0 | 0 | 0 | 0 | 0 | 0 | 0 | 0 | 0 | 0 | 0 | 0 | 15.616 | 15.616 | 6.0902 | 0 | 6.0902 | 0 | 6.0902
2016-07-15 | 0 | 0.13196 | 0 | 0 | 13.445 | 75.1968 | 13.313 | 18.961 | 4.075 | 0.8 | 0 | 0 | 18.961 | 0 | 4.075 | 0 | 11.092 | 3.6973 | 17.1423 | 17.1423 | 5.2435 | 1.442 | 6.6855 | 0 | 6.6855
2016-07-15 01:00 | 0 | 0 | 0.97309 | 0 | 11.661 | 76.1212 | 12.6341 | 17.994 | 3.8672 | 0.8 | 0 | 0 | 17.994 | 0 | 3.8672 | 0 | 10.526 | 3.5087 | 15.1697 | 15.1697 | 4.5478 | 1.3684 | 5.9162 | 0 | 5.9162
2016-07-15 02:00 | 0 | 0 | 1.0299 | 0 | 10.862 | 77.0997 | 11.8919 | 16.937 | 3.64 | 0.8 | 0 | 0 | 16.937 | 0 | 3.64 | 0 | 9.908 | 3.3027 | 14.1647 | 14.1647 | 4.2362 | 1.288 | 5.5242 | 0 | 5.5242
2016-07-15 03:00 | 0 | 0.058149 | 0 | 0 | 10.899 | 77.0384 | 10.8409 | 15.44 | 3.3183 | 0.8 | 0 | 0 | 15.44 | 0 | 3.3183 | 0 | 9.032 | 3.0107 | 13.9097 | 13.9097 | 4.2506 | 1.1742 | 5.4248 | 0 | 5.4248
2016-07-15 04:00 | 0 | 0.26957 | 0 | 0 | 10.442 | 76.7547 | 10.1724 | 14.488 | 3.1137 | 0.8 | 0 | 0 | 14.488 | 0 | 3.1137 | 0 | 8.476 | 2.8253 | 13.2673 | 13.2673 | 4.0724 | 1.1019 | 5.1743 | 0 | 5.1743
2016-07-15 05:00 | 0 | 9.991 | 0 | 0 | 9.991 | 66.2378 | 0 | 0 | 0 | 0 | 0 | 0 | 0 | 0 | 0 | 0 | 0 | 0 | 9.991 | 9.991 | 3.8965 | 0 | 3.8965 | 0 | 3.8965
2016-07-15 06:00 | 0 | 9.06 | 0 | 0 | 9.06 | 56.701 | 0 | 0 | 0 | 0 | 0 | 0 | 0 | 0 | 0 | 0 | 0 | 0 | 9.06 | 9.06 | 3.5334 | 0 | 3.5334 | 0 | 3.5334
2016-07-15 07:00 | 0 | 8.877 | 0 | 0 | 8.877 | 47.3568 | 0 | 0 | 0 | 0 | 0 | 0 | 0 | 0 | 0 | 0 | 0 | 0 | 8.877 | 8.877 | 3.462 | 0 | 3.462 | 0 | 3.462
2016-07-15 08:00 | 0.06 | 6.815 | 0 | 0 | 6.875 | 40.1831 | 0 | 0 | 0 | 0 | 0 | 0 | 0 | 0 | 0 | 0 | 0 | 0 | 6.875 | 6.875 | 2.6812 | 0 | 2.6812 | 0 | 2.6812
2016-07-15 09:00 | 0.44 | 0 | 23.536 | 0 | 6.904 | 62.5423 | 30 | 42.7273 | 9.1827 | 0.8 | 28.4437 | 3.1923 | 71.171 | 0 | 12.3751 | 71.171 | 0 | 0 | 6.904 | 6.904 | 2.6926 | 0 | 2.6926 | 0 | 2.6926
2016-07-15 10:00 | 0.7 | 0 | 0 | 23.99 | 6.71 | 62.5423 | 30 | 42.7273 | 9.1827 | 0.8 | 28.4327 | 3.1911 | 71.16 | 0 | 12.3738 | 71.16 | 0 | 0 | 6.71 | 30.7 | 2.6169 | 0 | 2.6169 | 9.3561 | 11.973
2016-07-15 11:00 | 0.93 | 0 | 0 | 24.01 | 6.92 | 62.5423 | 30 | 42.7273 | 9.1827 | 0.8 | 28.5527 | 3.2046 | 71.28 | 0 | 12.3873 | 71.28 | 0 | 0 | 6.92 | 30.93 | 2.6988 | 0 | 2.6988 | 9.3639 | 12.0627
2016-07-15 12:00 | 0.6 | 0 | 17.2586 | 0 | 7.03 | 78.938 | 23.6886 | 33.7383 | 7.2509 | 0.8 | 51.2247 | 5.7491 | 84.963 | 0 | 13 | 70.497 | 8.462 | 2.8207 | 9.8507 | 9.8507 | 2.7417 | 1.1001 | 3.8418 | 0 | 3.8418
2016-07-15 13:00 | 0.55 | 0 | 0 | 8.251 | 7.299 | 78.938 | 15 | 21.3636 | 4.5914 | 0.8 | 67.3294 | 7.5566 | 88.693 | 0 | 12.148 | 69.116 | 11.453 | 3.8177 | 11.1167 | 19.3677 | 2.8466 | 1.4889 | 4.3355 | 3.2179 | 7.5534
2016-07-15 14:00 | 0.22 | 0 | 14.964 | 0 | 7.756 | 93.1538 | 22.5 | 32.0455 | 6.8871 | 0.68556 | 0 | 0 | 24.243 | 7.8025 | 6.8871 | 0 | 14.182 | 4.7273 | 12.4833 | 12.4833 | 3.0248 | 1.8437 | 4.8685 | 0 | 4.8685
2016-07-15 15:00 | 0.18 | 0 | 7.228 | 0 | 7.952 | 100.0204 | 15 | 21.3636 | 4.5914 | 0.8 | 73.4354 | 8.2419 | 94.799 | 0 | 12.8333 | 66.856 | 16.347 | 5.449 | 13.401 | 13.401 | 3.1013 | 2.1251 | 5.2264 | 0 | 5.2264
2016-07-15 16:00 | 0.09 | 0 | 6.5857 | 0 | 8.108 | 106.2768 | 14.6037 | 20.7991 | 4.47 | 0.8 | 76.0019 | 8.53 | 96.801 | 0 | 13 | 66.114 | 17.952 | 5.984 | 14.092 | 14.092 | 3.1621 | 2.3338 | 5.4959 | 0 | 5.4959
2016-07-15 17:00 | 0.05 | 0 | 0 | 21.831 | 8.219 | 106.2768 | 30 | 42.7273 | 9.1827 | 0.8 | 22.9657 | 2.5775 | 65.693 | 0 | 11.7603 | 65.693 | 0 | 0 | 8.219 | 30.05 | 3.2054 | 0 | 3.2054 | 8.5141 | 11.7195
2016-07-15 18:00 | 0.01 | 0 | 20.428 | 0 | 9.582 | 125.6834 | 30 | 42.7273 | 9.1827 | 0.8 | 22.7977 | 2.5587 | 65.525 | 0 | 11.7414 | 65.525 | 0 | 0 | 9.582 | 9.582 | 3.737 | 0 | 3.737 | 0 | 3.737
2016-07-15 19:00 | 0 | 0 | 13.513 | 0 | 16.487 | 138.5207 | 30 | 42.7273 | 9.1827 | 0.8 | 22.9657 | 2.5775 | 65.693 | 0 | 11.7603 | 65.693 | 0 | 0 | 16.487 | 16.487 | 6.4299 | 0 | 6.4299 | 0 | 6.4299
2016-07-15 20:00 | 0 | 18.587 | 0 | 0 | 18.587 | 118.9555 | 0 | 0 | 0 | 0 | 0 | 0 | 0 | 0 | 0 | 0 | 0 | 0 | 18.587 | 18.587 | 7.2489 | 0 | 7.2489 | 0 | 7.2489
2016-07-15 21:00 | 0 | 18.039 | 0 | 0 | 18.039 | 99.967 | 0 | 0 | 0 | 0 | 0 | 0 | 0 | 0 | 0 | 0 | 0 | 0 | 18.039 | 18.039 | 7.0352 | 0 | 7.0352 | 0 | 7.0352
2016-07-15 22:00 | 0 | 17.27 | 0 | 0 | 17.27 | 81.7881 | 0 | 0 | 0 | 0 | 0 | 0 | 0 | 0 | 0 | 0 | 0 | 0 | 17.27 | 17.27 | 6.7353 | 0 | 6.7353 | 0 | 6.7353
2016-07-15 23:00 | 0 | 15.165 | 0 | 0 | 15.165 | 65.8249 | 0 | 0 | 0 | 0 | 0 | 0 | 0 | 0 | 0 | 0 | 0 | 0 | 15.165 | 15.165 | 5.9143 | 0 | 5.9143 | 0 | 5.9143
2016-07-16 | 0 | 0.79509 | 0 | 0 | 12.977 | 64.988 | 12.1819 | 17.35 | 3.7288 | 0.8 | 0 | 0 | 17.35 | 0 | 3.7288 | 0 | 10.15 | 3.3833 | 16.3603 | 16.3603 | 5.061 | 1.3195 | 6.3805 | 0 | 6.3805
2016-07-16 01:00 | 0 | 0 | 0.010191 | 0 | 11.504 | 64.9977 | 11.5142 | 16.399 | 3.5244 | 0.8 | 0 | 0 | 16.399 | 0 | 3.5244 | 0 | 9.593 | 3.1977 | 14.7017 | 14.7017 | 4.4866 | 1.2471 | 5.7336 | 0 | 5.7336
2016-07-16 02:00 | 0 | 0.039745 | 0 | 0 | 10.981 | 64.9558 | 10.9413 | 15.583 | 3.349 | 0.8 | 0 | 0 | 15.583 | 1.7764e-15 | 3.349 | 0 | 9.116 | 3.0387 | 14.0197 | 14.0197 | 4.2826 | 1.1851 | 5.4677 | 0 | 5.4677
2016-07-16 03:00 | 0 | 0 | 0.21445 | 0 | 10.295 | 65.1596 | 10.5094 | 14.968 | 3.2168 | 0.8 | 0 | 0 | 14.968 | 1.7764e-15 | 3.2168 | 0 | 8.756 | 2.9187 | 13.2137 | 13.2137 | 4.015 | 1.1383 | 5.1533 | 0 | 5.1533
2016-07-16 04:00 | 0 | 0 | 0.80311 | 0 | 9.396 | 65.9225 | 10.1991 | 14.526 | 3.1219 | 0.8 | 0 | 0 | 14.526 | 0 | 3.1219 | 0 | 8.498 | 2.8327 | 12.2287 | 12.2287 | 3.6644 | 1.1047 | 4.7692 | 0 | 4.7692
2016-07-16 05:00 | 0 | 8.917 | 0 | 0 | 8.917 | 56.5362 | 0 | 0 | 0 | 0 | 0 | 0 | 0 | 0 | 0 | 0 | 0 | 0 | 8.917 | 8.917 | 3.4776 | 0 | 3.4776 | 0 | 3.4776
2016-07-16 06:00 | 0 | 8.61 | 0 | 0 | 8.61 | 47.473 | 0 | 0 | 0 | 0 | 0 | 0 | 0 | 0 | 0 | 0 | 0 | 0 | 8.61 | 8.61 | 3.3579 | 0 | 3.3579 | 0 | 3.3579
2016-07-16 07:00 | 0 | 8.138 | 0 | 0 | 8.138 | 38.9067 | 0 | 0 | 0 | 0 | 0 | 0 | 0 | 0 | 0 | 0 | 0 | 0 | 8.138 | 8.138 | 3.1738 | 0 | 3.1738 | 0 | 3.1738
2016-07-16 08:00 | 0.04 | 6.89 | 0 | 0 | 6.93 | 31.6541 | 0 | 0 | 0 | 0 | 0 | 0 | 0 | 0 | 0 | 0 | 0 | 0 | 6.93 | 6.93 | 2.7027 | 0 | 2.7027 | 0 | 2.7027
2016-07-16 09:00 | 0.12 | 0 | 22.986 | 0 | 7.134 | 53.4908 | 30 | 42.7273 | 9.1827 | 0.8 | 27.7977 | 3.1198 | 70.525 | 0 | 12.3026 | 70.525 | 0 | 0 | 7.134 | 7.134 | 2.7823 | 0 | 2.7823 | 0 | 2.7823
2016-07-16 10:00 | 0.27 | 0 | 0 | 22.958 | 7.312 | 53.4908 | 30 | 42.7273 | 9.1827 | 0.8 | 27.7347 | 3.1128 | 70.462 | 0 | 12.2955 | 70.462 | 0 | 0 | 7.312 | 30.27 | 2.8517 | 0 | 2.8517 | 8.9536 | 11.8053
2016-07-16 11:00 | 0.3 | 0 | 22.874 | 0 | 7.426 | 75.2211 | 30 | 42.7273 | 9.1827 | 0.8 | 27.6347 | 3.1015 | 70.362 | 0 | 12.2843 | 70.362 | 0 | 0 | 7.426 | 7.426 | 2.8961 | 0 | 2.8961 | 0 | 2.8961
2016-07-16 12:00 | 0.64 | 0 | 15.4647 | 0 | 7.755 | 89.9125 | 22.5797 | 32.1589 | 6.9114 | 0.8 | 54.2491 | 6.0886 | 86.408 | 0 | 13 | 69.962 | 9.621 | 3.207 | 10.962 | 10.962 | 3.0244 | 1.2507 | 4.2752 | 0 | 4.2752
2016-07-16 13:00 | 0.66 | 0 | 7.988 | 0 | 7.672 | 97.5011 | 15 | 21.3636 | 4.5914 | 0.8 | 67.6434 | 7.5918 | 89.007 | 0 | 12.1832 | 69 | 11.704 | 3.9013 | 11.5733 | 11.5733 | 2.9921 | 1.5215 | 4.5136 | 0 | 4.5136
2016-07-16 14:00 | 0.63 | 0 | 0 | 7.639 | 7.991 | 97.5011 | 15 | 21.3636 | 4.5914 | 0.8 | 1.7864 | 0.20049 | 23.15 | 0 | 4.7919 | 0 | 13.543 | 4.5143 | 12.5053 | 20.1443 | 3.1165 | 1.7606 | 4.8771 | 2.9792 | 7.8563
2016-07-16 15:00 | 0.45 | 0 | 7.006 | 0 | 8.444 | 104.1568 | 15 | 21.3636 | 4.5914 | 0.8 | 71.7374 | 8.0513 | 93.101 | 0 | 12.6427 | 67.484 | 14.986 | 4.9953 | 13.4393 | 13.4393 | 3.2932 | 1.9482 | 5.2413 | 0 | 5.2413
2016-07-16 16:00 | 0.31 | 0 | 6.707 | 0 | 8.603 | 110.5285 | 15 | 21.3636 | 4.5914 | 0.8 | 73.0914 | 8.2033 | 94.455 | 0 | 12.7947 | 66.983 | 16.071 | 5.357 | 13.96 | 13.96 | 3.3552 | 2.0892 | 5.4444 | 0 | 5.4444
2016-07-16 17:00 | 0.14 | 0 | 21.366 | 0 | 8.774 | 130.8262 | 30 | 42.7273 | 9.1827 | 0.8 | 23.9397 | 2.6868 | 66.667 | 0 | 11.8696 | 66.667 | 0 | 0 | 8.774 | 8.774 | 3.4219 | 0 | 3.4219 | 0 | 3.4219
2016-07-16 18:00 | 0.02 | 0 | 19.816 | 0 | 10.204 | 149.6514 | 30 | 42.7273 | 9.1827 | 0.8 | 23.6647 | 2.656 | 66.392 | 0 | 11.8387 | 66.392 | 0 | 0 | 10.204 | 10.204 | 3.9796 | 0 | 3.9796 | 0 | 3.9796
2016-07-16 19:00 | 0 | 0 | 0 | 13.126 | 16.874 | 149.6514 | 30 | 42.7273 | 9.1827 | 0.8 | 23.6787 | 2.6575 | 66.406 | 0 | 11.8403 | 66.406 | 0 | 0 | 16.874 | 30 | 6.5809 | 0 | 6.5809 | 5.1191 | 11.7
2016-07-16 20:00 | 0 | 19.834 | 0 | 0 | 19.834 | 128.7735 | 0 | 0 | 0 | 0 | 0 | 0 | 0 | 0 | 0 | 0 | 0 | 0 | 19.834 | 19.834 | 7.7353 | 0 | 7.7353 | 0 | 7.7353
2016-07-16 21:00 | 0 | 19.924 | 0 | 0 | 19.924 | 107.8009 | 0 | 0 | 0 | 0 | 0 | 0 | 0 | 0 | 0 | 0 | 0 | 0 | 19.924 | 19.924 | 7.7704 | 0 | 7.7704 | 0 | 7.7704
2016-07-16 22:00 | 0 | 18.5 | 0 | 0 | 18.5 | 88.3272 | 0 | 0 | 0 | 0 | 0 | 0 | 0 | 0 | 0 | 0 | 0 | 0 | 18.5 | 18.5 | 7.215 | 0 | 7.215 | 0 | 7.215
2016-07-16 23:00 | 0 | 15.628 | 0 | 0 | 15.628 | 71.8767 | 0 | 0 | 0 | 0 | 0 | 0 | 0 | 0 | 0 | 0 | 0 | 0 | 15.628 | 15.628 | 6.0949 | 0 | 6.0949 | 0 | 6.0949
2016-07-17 | 0 | 2.0584 | 0 | 0 | 13.442 | 69.7099 | 11.3836 | 16.213 | 3.4844 | 0.8 | 0 | 0 | 16.213 | 0 | 3.4844 | 0 | 9.484 | 3.1613 | 16.6033 | 16.6033 | 5.2424 | 1.2329 | 6.4753 | 0 | 6.4753
2016-07-17 01:00 | 0 | 1.274 | 0 | 0 | 12.058 | 68.3688 | 10.784 | 15.359 | 3.3009 | 0.8 | 0 | 0 | 15.359 | 0 | 3.3009 | 0 | 8.985 | 2.995 | 15.053 | 15.053 | 4.7026 | 1.1681 | 5.8707 | 0 | 5.8707
2016-07-17 02:00 | 0 | 0.053085 | 0 | 0 | 10.651 | 68.313 | 10.5979 | 15.094 | 3.2439 | 0.8 | 0 | 0 | 15.094 | 0 | 3.2439 | 0 | 8.83 | 2.9433 | 13.5943 | 13.5943 | 4.1539 | 1.1479 | 5.3018 | 0 | 5.3018
2016-07-17 03:00 | 0 | 0 | 0 | 0.083043 | 10.359 | 68.313 | 10.442 | 14.872 | 3.1962 | 0.8 | 0 | 0 | 14.872 | 0 | 3.1962 | 0 | 8.7 | 2.9 | 13.259 | 13.342 | 4.04 | 1.131 | 5.171 | 0.032387 | 5.2034
2016-07-17 04:00 | 0 | 0.16951 | 0 | 0 | 10.198 | 68.1345 | 10.0285 | 14.283 | 3.0696 | 0.8 | 0 | 0 | 14.283 | 0 | 3.0696 | 0 | 8.356 | 2.7853 | 12.9833 | 12.9833 | 3.9772 | 1.0863 | 5.0635 | 0 | 5.0635
2016-07-17 05:00 | 0 | 9.309 | 0 | 0 | 9.309 | 58.3356 | 0 | 0 | 0 | 0 | 0 | 0 | 0 | 0 | 0 | 0 | 0 | 0 | 9.309 | 9.309 | 3.6305 | 0 | 3.6305 | 0 | 3.6305
2016-07-17 06:00 | 0 | 8.754 | 0 | 0 | 8.754 | 49.1208 | 0 | 0 | 0 | 0 | 0 | 0 | 0 | 0 | 0 | 0 | 0 | 0 | 8.754 | 8.754 | 3.4141 | 0 | 3.4141 | 0 | 3.4141
2016-07-17 07:00 | 0 | 8.444 | 0 | 0 | 8.444 | 40.2324 | 0 | 0 | 0 | 0 | 0 | 0 | 0 | 0 | 0 | 0 | 0 | 0 | 8.444 | 8.444 | 3.2932 | 0 | 3.2932 | 0 | 3.2932
2016-07-17 08:00 | 0.08 | 7.177 | 0 | 0 | 7.257 | 32.6777 | 0 | 0 | 0 | 0 | 0 | 0 | 0 | 0 | 0 | 0 | 0 | 0 | 7.257 | 7.257 | 2.8302 | 0 | 2.8302 | 0 | 2.8302
2016-07-17 09:00 | 0.24 | 0 | 22.788 | 0 | 7.452 | 54.3263 | 30 | 42.7273 | 9.1827 | 0.8 | 29.1447 | 3.271 | 71.872 | 0 | 12.4537 | 71.872 | 0 | 0 | 7.452 | 7.452 | 2.9063 | 0 | 2.9063 | 0 | 2.9063
2016-07-17 10:00 | 0.44 | 0 | 0 | 22.806 | 7.634 | 54.3263 | 30 | 42.7273 | 9.1827 | 0.8 | 29.4647 | 3.3069 | 72.192 | 0 | 12.4897 | 72.192 | 0 | 0 | 7.634 | 30.44 | 2.9773 | 0 | 2.9773 | 8.8943 | 11.8716
2016-07-17 11:00 | 0.82 | 0 | 0 | 23.069 | 7.751 | 54.3263 | 30 | 42.7273 | 9.1827 | 0.8 | 29.7647 | 3.3406 | 72.492 | 0 | 12.5233 | 72.492 | 0 | 0 | 7.751 | 30.82 | 3.0229 | 0 | 3.0229 | 8.9969 | 12.0198
2016-07-17 12:00 | 1.15 | 0 | 18.6305 | 0 | 7.928 | 72.0252 | 25.4085 | 36.1878 | 7.7773 | 0.8 | 46.5342 | 5.2227 | 82.722 | 0 | 13 | 71.326 | 6.666 | 2.222 | 10.15 | 10.15 | 3.0919 | 0.86658 | 3.9585 | 0 | 3.9585
2016-07-17 13:00 | 1.12 | 0 | 0 | 8.091 | 8.029 | 72.0252 | 15 | 21.3636 | 4.5914 | 0.8 | 66.1474 | 7.4239 | 87.511 | 0 | 12.0153 | 69.553 | 10.505 | 3.5017 | 11.5307 | 19.6217 | 3.1313 | 1.3657 | 4.497 | 3.1555 | 7.6525
2016-07-17 14:00 | 0.96 | 0 | 15.299 | 0 | 8.161 | 86.5593 | 22.5 | 32.0455 | 6.8871 | 0.69137 | 0 | 0 | 24.639 | 7.4065 | 6.8871 | 0 | 14.414 | 4.8047 | 12.9657 | 12.9657 | 3.1828 | 1.8738 | 5.0566 | 0 | 5.0566
2016-07-17 15:00 | 0.82 | 0 | 7.4 | 0 | 8.42 | 93.5893 | 15 | 21.3636 | 4.5914 | 0.8 | 74.5584 | 8.3679 | 95.922 | 0 | 12.9593 | 66.44 | 17.247 | 5.749 | 14.169 | 14.169 | 3.2838 | 2.2421 | 5.5259 | 0 | 5.5259
2016-07-17 16:00 | 0.66 | 0 | 5.8772 | 0 | 8.312 | 99.1726 | 13.5292 | 19.2689 | 4.1412 | 0.8 | 78.9321 | 8.8588 | 98.201 | 0 | 13 | 65.596 | 19.074 | 6.358 | 14.67 | 14.67 | 3.2417 | 2.4796 | 5.7213 | 0 | 5.7213
2016-07-17 17:00 | 0.2 | 0 | 21.329 | 0 | 8.871 | 119.4352 | 30 | 42.7273 | 9.1827 | 0.8 | 22.4087 | 2.515 | 65.136 | 0 | 11.6977 | 65.136 | 0 | 0 | 8.871 | 8.871 | 3.4597 | 0 | 3.4597 | 0 | 3.4597
2016-07-17 18:00 | 0.04 | 0 | 19.934 | 0 | 10.106 | 138.3725 | 30 | 42.7273 | 9.1827 | 0.8 | 22.2517 | 2.4974 | 64.979 | 0 | 11.6801 | 64.979 | 0 | 0 | 10.106 | 10.106 | 3.9413 | 0 | 3.9413 | 0 | 3.9413
2016-07-17 19:00 | 0 | 0 | 12.585 | 0 | 17.415 | 150.3282 | 30 | 42.7273 | 9.1827 | 0.8 | 22.4147 | 2.5157 | 65.142 | 0 | 11.6984 | 65.142 | 0 | 0 | 17.415 | 17.415 | 6.7919 | 0 | 6.7919 | 0 | 6.7919
2016-07-17 20:00 | 0 | 20.593 | 0 | 0 | 20.593 | 128.6514 | 0 | 0 | 0 | 0 | 0 | 0 | 0 | 0 | 0 | 0 | 0 | 0 | 20.593 | 20.593 | 8.0313 | 0 | 8.0313 | 0 | 8.0313
2016-07-17 21:00 | 0 | 20.712 | 0 | 0 | 20.712 | 106.8493 | 0 | 0 | 0 | 0 | 0 | 0 | 0 | 0 | 0 | 0 | 0 | 0 | 20.712 | 20.712 | 8.0777 | 0 | 8.0777 | 0 | 8.0777
2016-07-17 22:00 | 0 | 19.264 | 0 | 0 | 19.264 | 86.5714 | 0 | 0 | 0 | 0 | 0 | 0 | 0 | 0 | 0 | 0 | 0 | 0 | 19.264 | 19.264 | 7.513 | 0 | 7.513 | 0 | 7.513
2016-07-17 23:00 | 0 | 16.682 | 0 | 0 | 16.682 | 69.0114 | 0 | 0 | 0 | 0 | 0 | 0 | 0 | 0 | 0 | 0 | 0 | 0 | 16.682 | 16.682 | 6.506 | 0 | 6.506 | 0 | 6.506
2016-07-18 | 0 | 2.1763 | 0 | 0 | 14.236 | 66.7206 | 12.0597 | 17.176 | 3.6914 | 0.8 | 0 | 0 | 17.176 | 0 | 3.6914 | 0 | 10.048 | 3.3493 | 17.5853 | 17.5853 | 5.552 | 1.3062 | 6.8583 | 0 | 6.8583
2016-07-18 01:00 | 0 | 0.34274 | 0 | 0 | 11.614 | 66.3598 | 11.2713 | 16.053 | 3.45 | 0.8 | 0 | 0 | 16.053 | 0 | 3.45 | 0 | 9.391 | 3.1303 | 14.7443 | 14.7443 | 4.5295 | 1.2208 | 5.7503 | 0 | 5.7503
2016-07-18 02:00 | 0 | 0.2167 | 0 | 0 | 10.974 | 66.1317 | 10.7573 | 15.321 | 3.2927 | 0.8 | 0 | 0 | 15.321 | 0 | 3.2927 | 0 | 8.963 | 2.9877 | 13.9617 | 13.9617 | 4.2799 | 1.1652 | 5.4451 | 0 | 5.4451
2016-07-18 03:00 | 0 | 0 | 0.19472 | 0 | 10.274 | 66.3167 | 10.4687 | 14.91 | 3.2044 | 0.8 | 0 | 0 | 14.91 | 0 | 3.2044 | 0 | 8.722 | 2.9073 | 13.1813 | 13.1813 | 4.0069 | 1.1339 | 5.1407 | 0 | 5.1407
2016-07-18 04:00 | 0 | 0 | 0 | 0.45294 | 9.723 | 66.3167 | 10.1759 | 14.493 | 3.1148 | 0.8 | 0 | 0 | 14.493 | 0 | 3.1148 | 0 | 8.479 | 2.8263 | 12.5493 | 13.0023 | 3.792 | 1.1023 | 4.8942 | 0.17665 | 5.0709
2016-07-18 05:00 | 0 | 9.29 | 0 | 0 | 9.29 | 56.5378 | 0 | 0 | 0 | 0 | 0 | 0 | 0 | 0 | 0 | 0 | 0 | 0 | 9.29 | 9.29 | 3.6231 | 0 | 3.6231 | 0 | 3.6231
2016-07-18 06:00 | 0 | 8.793 | 0 | 0 | 8.793 | 47.282 | 0 | 0 | 0 | 0 | 0 | 0 | 0 | 0 | 0 | 0 | 0 | 0 | 8.793 | 8.793 | 3.4293 | 0 | 3.4293 | 0 | 3.4293
2016-07-18 07:00 | 0 | 8.786 | 0 | 0 | 8.786 | 38.0335 | 0 | 0 | 0 | 0 | 0 | 0 | 0 | 0 | 0 | 0 | 0 | 0 | 8.786 | 8.786 | 3.4265 | 0 | 3.4265 | 0 | 3.4265
2016-07-18 08:00 | 0.08 | 7.287 | 0 | 0 | 7.367 | 30.363 | 0 | 0 | 0 | 0 | 0 | 0 | 0 | 0 | 0 | 0 | 0 | 0 | 7.367 | 7.367 | 2.8731 | 0 | 2.8731 | 0 | 2.8731
2016-07-18 09:00 | 0.27 | 0 | 23.133 | 0 | 7.137 | 52.3394 | 30 | 42.7273 | 9.1827 | 0.8 | 28.6507 | 3.2156 | 71.378 | 0 | 12.3983 | 71.378 | 0 | 0 | 7.137 | 7.137 | 2.7834 | 0 | 2.7834 | 0 | 2.7834
2016-07-18 10:00 | 0.59 | 0 | 23.24 | 0 | 7.35 | 74.4174 | 30 | 42.7273 | 9.1827 | 0.8 | 28.7037 | 3.2215 | 71.431 | 0 | 12.4043 | 71.431 | 0 | 0 | 7.35 | 7.35 | 2.8665 | 0 | 2.8665 | 0 | 2.8665
2016-07-18 11:00 | 1.04 | 0 | 23.276 | 0 | 7.764 | 96.5296 | 30 | 42.7273 | 9.1827 | 0.8 | 28.7567 | 3.2275 | 71.484 | 0 | 12.4102 | 71.484 | 0 | 0 | 7.764 | 7.764 | 3.028 | 0 | 3.028 | 0 | 3.028
2016-07-18 12:00 | 1.28 | 0 | 17.3886 | 0 | 8.217 | 113.0487 | 24.3256 | 34.6456 | 7.4459 | 0.8 | 49.4874 | 5.5541 | 84.133 | 0 | 13 | 70.804 | 7.798 | 2.5993 | 10.8163 | 10.8163 | 3.2046 | 1.0137 | 4.2184 | 0 | 4.2184
2016-07-18 13:00 | 1.48 | 0 | 8.236 | 0 | 8.244 | 120.8729 | 15 | 21.3636 | 4.5914 | 0.8 | 65.7734 | 7.382 | 87.137 | 0 | 11.9733 | 69.692 | 10.205 | 3.4017 | 11.6457 | 11.6457 | 3.2152 | 1.3267 | 4.5418 | 0 | 4.5418
2016-07-18 14:00 | 1.49 | 0 | 0 | 8.255 | 8.235 | 120.8729 | 15 | 21.3636 | 4.5914 | 0.8 | 0.077364 | 0.0086828 | 21.441 | 0 | 4.6001 | 0 | 12.543 | 4.181 | 12.416 | 20.671 | 3.2117 | 1.6306 | 4.8422 | 3.2195 | 8.0617
2016-07-18 15:00 | 1.3 | 0 | 7.604 | 0 | 8.696 | 128.0967 | 15 | 21.3636 | 4.5914 | 0.8 | 71.6824 | 8.0452 | 93.046 | 0 | 12.6365 | 67.505 | 14.941 | 4.9803 | 13.6763 | 13.6763 | 3.3914 | 1.9423 | 5.3338 | 0 | 5.3338
2016-07-18 16:00 | 0.96 | 0 | 0 | 7.795 | 8.165 | 128.0967 | 15 | 21.3636 | 4.5914 | 0.8 | 73.3764 | 8.2353 | 94.74 | 0 | 12.8267 | 66.877 | 16.3 | 5.4333 | 13.5983 | 21.3933 | 3.1843 | 2.119 | 5.3034 | 3.04 | 8.3434
2016-07-18 17:00 | 0.39 | 0 | 0 | 22.055 | 8.335 | 128.0967 | 30 | 42.7273 | 9.1827 | 0.8 | 23.9487 | 2.6878 | 66.676 | 0 | 11.8706 | 66.676 | 0 | 0 | 8.335 | 30.39 | 3.2506 | 0 | 3.2506 | 8.6014 | 11.8521
2016-07-18 18:00 | 0.05 | 0 | 20.3059 | 0.063097 | 9.681 | 147.3874 | 30 | 42.7273 | 9.1827 | 0.8 | 23.8827 | 2.6804 | 66.61 | 0 | 11.8632 | 66.61 | 0 | 0 | 9.681 | 9.7441 | 3.7756 | 0 | 3.7756 | 0.024608 | 3.8002
2016-07-18 19:00 | 0 | 0 | 0 | 13.273 | 16.727 | 147.3874 | 30 | 42.7273 | 9.1827 | 0.8 | 23.9567 | 2.6887 | 66.684 | 0 | 11.8715 | 66.684 | 0 | 0 | 16.727 | 30 | 6.5235 | 0 | 6.5235 | 5.1765 | 11.7
2016-07-18 20:00 | 0 | 19.274 | 0 | 0 | 19.274 | 127.0989 | 0 | 0 | 0 | 0 | 0 | 0 | 0 | 0 | 0 | 0 | 0 | 0 | 19.274 | 19.274 | 7.5169 | 0 | 7.5169 | 0 | 7.5169
2016-07-18 21:00 | 0 | 19.495 | 0 | 0 | 19.495 | 106.5779 | 0 | 0 | 0 | 0 | 0 | 0 | 0 | 0 | 0 | 0 | 0 | 0 | 19.495 | 19.495 | 7.6031 | 0 | 7.6031 | 0 | 7.6031
2016-07-18 22:00 | 0 | 18.654 | 0 | 0 | 18.654 | 86.9421 | 0 | 0 | 0 | 0 | 0 | 0 | 0 | 0 | 0 | 0 | 0 | 0 | 18.654 | 18.654 | 7.2751 | 0 | 7.2751 | 0 | 7.2751
2016-07-18 23:00 | 0 | 15.991 | 0 | 0 | 15.991 | 70.1095 | 0 | 0 | 0 | 0 | 0 | 0 | 0 | 0 | 0 | 0 | 0 | 0 | 15.991 | 15.991 | 6.2365 | 0 | 6.2365 | 0 | 6.2365
2016-07-19 | 0 | 1.6913 | 0 | 0 | 13.506 | 68.3291 | 11.8147 | 16.827 | 3.6164 | 0.8 | 0 | 0 | 16.827 | 0 | 3.6164 | 0 | 9.844 | 3.2813 | 16.7873 | 16.7873 | 5.2673 | 1.2797 | 6.5471 | 0 | 6.5471
2016-07-19 01:00 | 0 | 0.4507 | 0 | 0 | 11.736 | 67.8547 | 11.2853 | 16.073 | 3.4543 | 0.8 | 0 | 0 | 16.073 | 0 | 3.4543 | 0 | 9.403 | 3.1343 | 14.8703 | 14.8703 | 4.577 | 1.2224 | 5.7994 | 0 | 5.7994
2016-07-19 02:00 | 0 | 0.12153 | 0 | 0 | 11.001 | 67.7268 | 10.8795 | 15.495 | 3.3301 | 0.8 | 0 | 0 | 15.495 | 0 | 3.3301 | 0 | 9.065 | 3.0217 | 14.0227 | 14.0227 | 4.2904 | 1.1784 | 5.4688 | 0 | 5.4688
2016-07-19 03:00 | 0 | 0.18181 | 0 | 0 | 10.706 | 67.5354 | 10.5242 | 14.989 | 3.2214 | 0.8 | 0 | 0 | 14.989 | 0 | 3.2214 | 0 | 8.769 | 2.923 | 13.629 | 13.629 | 4.1753 | 1.14 | 5.3153 | 0 | 5.3153
2016-07-19 04:00 | 0 | 0 | 0.36517 | 0 | 9.789 | 67.8823 | 10.1542 | 14.462 | 3.1081 | 0.8 | 0 | 0 | 14.462 | 0 | 3.1081 | 0 | 8.46 | 2.82 | 12.609 | 12.609 | 3.8177 | 1.0998 | 4.9175 | 0 | 4.9175
2016-07-19 05:00 | 0 | 8.801 | 0 | 0 | 8.801 | 58.6181 | 0 | 0 | 0 | 0 | 0 | 0 | 0 | 0 | 0 | 0 | 0 | 0 | 8.801 | 8.801 | 3.4324 | 0 | 3.4324 | 0 | 3.4324
2016-07-19 06:00 | 0 | 8.531 | 0 | 0 | 8.531 | 49.6381 | 0 | 0 | 0 | 0 | 0 | 0 | 0 | 0 | 0 | 0 | 0 | 0 | 8.531 | 8.531 | 3.3271 | 0 | 3.3271 | 0 | 3.3271
2016-07-19 07:00 | 0 | 8.164 | 0 | 0 | 8.164 | 41.0444 | 0 | 0 | 0 | 0 | 0 | 0 | 0 | 0 | 0 | 0 | 0 | 0 | 8.164 | 8.164 | 3.184 | 0 | 3.184 | 0 | 3.184
2016-07-19 08:00 | 0.07 | 7.245 | 0 | 0 | 7.315 | 33.4181 | 0 | 0 | 0 | 0 | 0 | 0 | 0 | 0 | 0 | 0 | 0 | 0 | 7.315 | 7.315 | 2.8529 | 0 | 2.8529 | 0 | 2.8529
2016-07-19 09:00 | 0.23 | 0 | 0 | 22.793 | 7.437 | 33.4181 | 30 | 42.7273 | 9.1827 | 0.8 | 28.6447 | 3.2149 | 71.372 | 0 | 12.3976 | 71.372 | 0 | 0 | 7.437 | 30.23 | 2.9004 | 0 | 2.9004 | 8.8893 | 11.7897
2016-07-19 10:00 | 0.33 | 0 | 23.056 | 0 | 7.274 | 55.3213 | 30 | 42.7273 | 9.1827 | 0.8 | 28.4997 | 3.1986 | 71.227 | 0 | 12.3814 | 71.227 | 0 | 0 | 7.274 | 7.274 | 2.8369 | 0 | 2.8369 | 0 | 2.8369
2016-07-19 11:00 | 0.31 | 0 | 22.999 | 0 | 7.311 | 77.1704 | 30 | 42.7273 | 9.1827 | 0.8 | 28.5457 | 3.2038 | 71.273 | 0 | 12.3865 | 71.273 | 0 | 0 | 7.311 | 7.311 | 2.8513 | 0 | 2.8513 | 0 | 2.8513
2016-07-19 12:00 | 0.4 | 0 | 16.9184 | 0 | 7.557 | 93.2429 | 24.0754 | 34.2892 | 7.3693 | 0.8 | 50.1698 | 5.6307 | 84.459 | 0 | 13 | 70.683 | 8.059 | 2.6863 | 10.2433 | 10.2433 | 2.9472 | 1.0477 | 3.9949 | 0 | 3.9949
2016-07-19 13:00 | 0.43 | 0 | 0 | 7.538 | 7.892 | 93.2429 | 15 | 21.3636 | 4.5914 | 0.8 | 65.3994 | 7.34 | 86.763 | 0 | 11.9314 | 69.83 | 9.905 | 3.3017 | 11.1937 | 18.7317 | 3.0779 | 1.2876 | 4.3655 | 2.9398 | 7.3053
2016-07-19 14:00 | 0.44 | 0 | 0 | 6.7189 | 8.338 | 93.2429 | 14.6169 | 20.818 | 4.4741 | 0.8 | 0 | 0 | 20.818 | 0 | 4.4741 | 0 | 12.179 | 4.0597 | 12.3977 | 19.1166 | 3.2518 | 1.5833 | 4.8351 | 2.6204 | 7.4555
2016-07-19 15:00 | 0.37 | 0 | 6.489 | 0 | 8.881 | 99.4074 | 15 | 21.3636 | 4.5914 | 0.8 | 70.9394 | 7.9618 | 92.303 | 0 | 12.5531 | 67.779 | 14.346 | 4.782 | 13.663 | 13.663 | 3.4636 | 1.865 | 5.3286 | 0 | 5.3286
2016-07-19 16:00 | 0.27 | 0 | 0 | 6.678 | 8.592 | 99.4074 | 15 | 21.3636 | 4.5914 | 0.8 | 72.5764 | 8.1455 | 93.94 | 0 | 12.7369 | 67.174 | 15.658 | 5.2193 | 13.8113 | 20.4893 | 3.3509 | 2.0355 | 5.3864 | 2.6044 | 7.9908
2016-07-19 17:00 | 0.12 | 0 | 21.533 | 0 | 8.587 | 119.8638 | 30 | 42.7273 | 9.1827 | 0.8 | 24.1147 | 2.7065 | 66.842 | 0 | 11.8892 | 66.842 | 0 | 0 | 8.587 | 8.587 | 3.3489 | 0 | 3.3489 | 0 | 3.3489
2016-07-19 18:00 | 0.02 | 0 | 20.066 | 0 | 9.954 | 138.9265 | 30 | 42.7273 | 9.1827 | 0.8 | 23.9637 | 2.6895 | 66.691 | 0 | 11.8723 | 66.691 | 0 | 0 | 9.954 | 9.954 | 3.8821 | 0 | 3.8821 | 0 | 3.8821
2016-07-19 19:00 | 0 | 0 | 13.567 | 0 | 16.433 | 151.8151 | 30 | 42.7273 | 9.1827 | 0.8 | 24.1807 | 2.7139 | 66.908 | 0 | 11.8966 | 66.908 | 0 | 0 | 16.433 | 16.433 | 6.4089 | 0 | 6.4089 | 0 | 6.4089
2016-07-19 20:00 | 0 | 19.301 | 0 | 0 | 19.301 | 131.4983 | 0 | 0 | 0 | 0 | 0 | 0 | 0 | 0 | 0 | 0 | 0 | 0 | 19.301 | 19.301 | 7.5274 | 0 | 7.5274 | 0 | 7.5274
2016-07-19 21:00 | 0 | 19.044 | 0 | 0 | 19.044 | 111.452 | 0 | 0 | 0 | 0 | 0 | 0 | 0 | 0 | 0 | 0 | 0 | 0 | 19.044 | 19.044 | 7.4272 | 0 | 7.4272 | 0 | 7.4272
2016-07-19 22:00 | 0 | 18.067 | 0 | 0 | 18.067 | 92.4341 | 0 | 0 | 0 | 0 | 0 | 0 | 0 | 0 | 0 | 0 | 0 | 0 | 18.067 | 18.067 | 7.0461 | 0 | 7.0461 | 0 | 7.0461
2016-07-19 23:00 | 0 | 16.067 | 0 | 0 | 16.067 | 75.5214 | 0 | 0 | 0 | 0 | 0 | 0 | 0 | 0 | 0 | 0 | 0 | 0 | 16.067 | 16.067 | 6.2661 | 0 | 6.2661 | 0 | 6.2661
2016-07-20 | 0 | 1.999 | 0 | 0 | 13.896 | 73.4172 | 11.897 | 16.9442 | 3.6416 | 0.75989 | 0 | 0 | 15.498 | 1.4462 | 3.6416 | 0 | 9.067 | 3.0223 | 16.9183 | 16.9183 | 5.4194 | 1.1787 | 6.5982 | 0 | 6.5982
2016-07-20 01:00 | 0 | 2.3845 | 0 | 0 | 12.361 | 70.9072 | 9.9765 | 14.209 | 3.0537 | 0.8 | 0 | 0 | 14.209 | 0 | 3.0537 | 0 | 8.312 | 2.7707 | 15.1317 | 15.1317 | 4.8208 | 1.0806 | 5.9014 | 0 | 5.9014
2016-07-20 02:00 | 0 | 2.3857 | 0 | 0 | 11.578 | 68.3959 | 9.1923 | 13.092 | 2.8137 | 0.8 | 0 | 0 | 13.092 | 0 | 2.8137 | 0 | 7.659 | 2.553 | 14.131 | 14.131 | 4.5154 | 0.99567 | 5.5111 | 0 | 5.5111
2016-07-20 03:00 | 0 | 1.844 | 0 | 0 | 10.768 | 66.4549 | 8.924 | 12.71 | 2.7316 | 0.8 | 0 | 0 | 12.71 | 0 | 2.7316 | 0 | 7.435 | 2.4783 | 13.2463 | 13.2463 | 4.1995 | 0.96655 | 5.1661 | 0 | 5.1661
2016-07-20 04:00 | 0 | 0.9353 | 0 | 0 | 9.648 | 65.4704 | 8.7127 | 12.409 | 2.6669 | 0.8 | 0 | 0 | 12.409 | 0 | 2.6669 | 0 | 7.259 | 2.4197 | 12.0677 | 12.0677 | 3.7627 | 0.94367 | 4.7064 | 0 | 4.7064
2016-07-20 05:00 | 0 | 9.275 | 0 | 0 | 9.275 | 55.7072 | 0 | 0 | 0 | 0 | 0 | 0 | 0 | 0 | 0 | 0 | 0 | 0 | 9.275 | 9.275 | 3.6172 | 0 | 3.6172 | 0 | 3.6172
2016-07-20 06:00 | 0 | 8.8 | 0 | 0 | 8.8 | 46.4441 | 0 | 0 | 0 | 0 | 0 | 0 | 0 | 0 | 0 | 0 | 0 | 0 | 8.8 | 8.8 | 3.432 | 0 | 3.432 | 0 | 3.432
2016-07-20 07:00 | 0 | 8.279 | 0 | 0 | 8.279 | 37.7293 | 0 | 0 | 0 | 0 | 0 | 0 | 0 | 0 | 0 | 0 | 0 | 0 | 8.279 | 8.279 | 3.2288 | 0 | 3.2288 | 0 | 3.2288
2016-07-20 08:00 | 0.06 | 6.998 | 0 | 0 | 7.058 | 30.363 | 0 | 0 | 0 | 0 | 0 | 0 | 0 | 0 | 0 | 0 | 0 | 0 | 7.058 | 7.058 | 2.7526 | 0 | 2.7526 | 0 | 2.7526
2016-07-20 09:00 | 0.43 | 0 | 23.182 | 0 | 7.248 | 52.3859 | 30 | 42.7273 | 9.1827 | 0.8 | 29.1677 | 3.2736 | 71.895 | 0 | 12.4563 | 71.895 | 0 | 0 | 7.248 | 7.248 | 2.8267 | 0 | 2.8267 | 0 | 2.8267
2016-07-20 10:00 | 0.82 | 0 | 23.682 | 0 | 7.138 | 74.8838 | 30 | 42.7273 | 9.1827 | 0.8 | 29.2957 | 3.288 | 72.023 | 0 | 12.4707 | 72.023 | 0 | 0 | 7.138 | 7.138 | 2.7838 | 0 | 2.7838 | 0 | 2.7838
2016-07-20 11:00 | 1.17 | 0 | 13.7383 | 10.3437 | 7.088 | 87.9352 | 30 | 42.7273 | 9.1827 | 0.8 | 29.4217 | 3.3021 | 72.149 | 0 | 12.4848 | 72.149 | 0 | 0 | 7.088 | 17.4317 | 2.7643 | 0 | 2.7643 | 4.034 | 6.7984
2016-07-20 12:00 | 1.44 | 0 | 0 | 18.9816 | 7.365 | 87.9352 | 24.9066 | 35.473 | 7.6237 | 0.8 | 47.903 | 5.3763 | 83.376 | 0 | 13 | 71.084 | 7.191 | 2.397 | 9.762 | 28.7436 | 2.8723 | 0.93483 | 3.8072 | 7.4028 | 11.21
2016-07-20 13:00 | 1.52 | 0 | 9.022 | 0 | 7.498 | 96.5061 | 15 | 21.3636 | 4.5914 | 0.8 | 66.4024 | 7.4526 | 87.766 | 0 | 12.0439 | 69.459 | 10.71 | 3.57 | 11.068 | 11.068 | 2.9242 | 1.3923 | 4.3165 | 0 | 4.3165
2016-07-20 14:00 | 1.43 | 0 | 8.007 | 0 | 8.423 | 104.1128 | 15 | 21.3636 | 4.5914 | 0.8 | 2.1654 | 0.24303 | 23.529 | 0 | 4.8344 | 0 | 13.764 | 4.588 | 13.011 | 13.011 | 3.285 | 1.7893 | 5.0743 | 0 | 5.0743
2016-07-20 15:00 | 1.31 | 0 | 7.817 | 0 | 8.493 | 111.5389 | 15 | 21.3636 | 4.5914 | 0.8 | 73.2614 | 8.2224 | 94.625 | 0 | 12.8137 | 66.92 | 16.207 | 5.4023 | 13.8953 | 13.8953 | 3.3123 | 2.1069 | 5.4192 | 0 | 5.4192
2016-07-20 16:00 | 1.03 | 0 | 0 | 7.4603 | 8.013 | 111.5389 | 14.4433 | 20.5707 | 4.421 | 0.8 | 76.4393 | 8.579 | 97.01 | 0 | 13 | 66.037 | 18.119 | 6.0397 | 14.0527 | 21.5129 | 3.1251 | 2.3555 | 5.4805 | 2.9095 | 8.39
2016-07-20 17:00 | 0.47 | 0 | 21.835 | 0 | 8.635 | 132.2822 | 30 | 42.7273 | 9.1827 | 0.8 | 22.7207 | 2.55 | 65.448 | 0 | 11.7328 | 65.448 | 0 | 0 | 8.635 | 8.635 | 3.3676 | 0 | 3.3676 | 0 | 3.3676
2016-07-20 18:00 | 0.1 | 0 | 20.561 | 0 | 9.539 | 151.8151 | 30 | 42.7273 | 9.1827 | 0.8 | 22.4277 | 2.5171 | 65.155 | 0 | 11.6999 | 65.155 | 0 | 0 | 9.539 | 9.539 | 3.7202 | 0 | 3.7202 | 0 | 3.7202
2016-07-20 19:00 | 0 | 0 | 0 | 13.786 | 16.214 | 151.8151 | 30 | 42.7273 | 9.1827 | 0.8 | 22.4177 | 2.516 | 65.145 | 0 | 11.6988 | 65.145 | 0 | 0 | 16.214 | 30 | 6.3235 | 0 | 6.3235 | 5.3765 | 11.7
2016-07-20 20:00 | 0 | 20.054 | 0 | 0 | 20.054 | 130.7056 | 0 | 0 | 0 | 0 | 0 | 0 | 0 | 0 | 0 | 0 | 0 | 0 | 20.054 | 20.054 | 7.8211 | 0 | 7.8211 | 0 | 7.8211
2016-07-20 21:00 | 0 | 20.598 | 0 | 0 | 20.598 | 109.0235 | 0 | 0 | 0 | 0 | 0 | 0 | 0 | 0 | 0 | 0 | 0 | 0 | 20.598 | 20.598 | 8.0332 | 0 | 8.0332 | 0 | 8.0332
2016-07-20 22:00 | 0 | 19.053 | 0 | 0 | 19.053 | 88.9677 | 0 | 0 | 0 | 0 | 0 | 0 | 0 | 0 | 0 | 0 | 0 | 0 | 19.053 | 19.053 | 7.4307 | 0 | 7.4307 | 0 | 7.4307
2016-07-20 23:00 | 0 | 15.844 | 0 | 0 | 15.844 | 72.2899 | 0 | 0 | 0 | 0 | 0 | 0 | 0 | 0 | 0 | 0 | 0 | 0 | 15.844 | 15.844 | 6.1792 | 0 | 6.1792 | 0 | 6.1792
2016-07-21 | 0 | 1.9087 | 0 | 0 | 13.319 | 70.2807 | 11.4103 | 16.251 | 3.4926 | 0.8 | 0 | 0 | 16.251 | 0 | 3.4926 | 0 | 9.507 | 3.169 | 16.488 | 16.488 | 5.1944 | 1.2359 | 6.4303 | 0 | 6.4303
2016-07-21 01:00 | 0 | 1.3504 | 0 | 0 | 11.876 | 68.8592 | 10.5256 | 14.991 | 3.2218 | 0.8 | 0 | 0 | 14.991 | 0 | 3.2218 | 0 | 8.77 | 2.9233 | 14.7993 | 14.7993 | 4.6316 | 1.1401 | 5.7717 | 0 | 5.7717
2016-07-21 02:00 | 0 | 1.6471 | 0 | 0 | 11.328 | 67.1254 | 9.6809 | 13.788 | 2.9632 | 0.8 | 0 | 0 | 13.788 | 0 | 2.9632 | 0 | 8.066 | 2.6887 | 14.0167 | 14.0167 | 4.4179 | 1.0486 | 5.4665 | 0 | 5.4665
2016-07-21 03:00 | 0 | 1.6923 | 0 | 0 | 11.083 | 65.3441 | 9.3907 | 13.3746 | 2.8744 | 0.74491 | 0 | 0 | 11.807 | 1.5676 | 2.8744 | 0 | 6.907 | 2.3023 | 13.3853 | 13.3853 | 4.3224 | 0.89791 | 5.2203 | 0 | 5.2203
2016-07-21 04:00 | 0 | 0 | 0 | 0 | 10.454 | 65.3441 | 10.454 | 14.889 | 3.1999 | 0.62408 | 0 | 0 | 9.316 | 5.573 | 3.1999 | 0 | 5.45 | 1.8167 | 12.2707 | 12.2707 | 4.0771 | 0.7085 | 4.7856 | 0 | 4.7856
2016-07-21 05:00 | 0 | 9.307 | 0 | 0 | 9.307 | 55.5472 | 0 | 0 | 0 | 0 | 0 | 0 | 0 | 0 | 0 | 0 | 0 | 0 | 9.307 | 9.307 | 3.6297 | 0 | 3.6297 | 0 | 3.6297
2016-07-21 06:00 | 0 | 8.709 | 0 | 0 | 8.709 | 46.3799 | 0 | 0 | 0 | 0 | 0 | 0 | 0 | 0 | 0 | 0 | 0 | 0 | 8.709 | 8.709 | 3.3965 | 0 | 3.3965 | 0 | 3.3965
2016-07-21 07:00 | 0 | 8.372 | 0 | 0 | 8.372 | 37.5672 | 0 | 0 | 0 | 0 | 0 | 0 | 0 | 0 | 0 | 0 | 0 | 0 | 8.372 | 8.372 | 3.2651 | 0 | 3.2651 | 0 | 3.2651
2016-07-21 08:00 | 0.06 | 6.844 | 0 | 0 | 6.904 | 30.363 | 0 | 0 | 0 | 0 | 0 | 0 | 0 | 0 | 0 | 0 | 0 | 0 | 6.904 | 6.904 | 2.6926 | 0 | 2.6926 | 0 | 2.6926
2016-07-21 09:00 | 0.18 | 0 | 23.435 | 0 | 6.745 | 52.6263 | 30 | 42.7273 | 9.1827 | 0.8 | 31.6667 | 3.5541 | 74.394 | 0 | 12.7368 | 74.394 | 0 | 0 | 6.745 | 6.745 | 2.6305 | 0 | 2.6305 | 0 | 2.6305
2016-07-21 10:00 | 0.33 | 0 | 0 | 23.515 | 6.815 | 52.6263 | 30 | 42.7273 | 9.1827 | 0.8 | 31.9987 | 3.5913 | 74.726 | 0 | 12.7741 | 74.726 | 0 | 0 | 6.815 | 30.33 | 2.6578 | 0 | 2.6578 | 9.1708 | 11.8287
2016-07-21 11:00 | 0.69 | 0 | 24.004 | 0 | 6.686 | 75.4301 | 30 | 42.7273 | 9.1827 | 0.8 | 32.2727 | 3.6221 | 75 | 0 | 12.8048 | 75 | 0 | 0 | 6.686 | 6.686 | 2.6075 | 0 | 2.6075 | 0 | 2.6075
2016-07-21 12:00 | 0.95 | 0 | 19.839 | 3.4844 | 7.177 | 94.2771 | 29.5503 | 42.0869 | 9.0451 | 0.8 | 35.2381 | 3.9549 | 77.325 | 0 | 13 | 73.324 | 2.341 | 0.78033 | 7.9573 | 11.4417 | 2.799 | 0.30433 | 3.1034 | 1.3589 | 4.4623
2016-07-21 13:00 | 1.07 | 0 | 18.176 | 0 | 7.489 | 111.5443 | 24.595 | 35.0292 | 7.5283 | 0.8 | 48.7528 | 5.4717 | 83.782 | 0 | 13 | 70.934 | 7.516 | 2.5053 | 9.9943 | 9.9943 | 2.9207 | 0.97708 | 3.8978 | 0 | 3.8978
2016-07-21 14:00 | 1.09 | 0 | 8.185 | 0 | 7.905 | 119.32 | 15 | 21.3636 | 4.5914 | 0.8 | 1.9054 | 0.21385 | 23.269 | 0 | 4.8052 | 0 | 13.612 | 4.5373 | 12.4423 | 12.4423 | 3.0829 | 1.7696 | 4.8525 | 0 | 4.8525
2016-07-21 15:00 | 0.92 | 0 | 8.01 | 0 | 7.91 | 126.9295 | 15 | 21.3636 | 4.5914 | 0.8 | 74.7064 | 8.3846 | 96.07 | 0 | 12.9759 | 66.385 | 17.366 | 5.7887 | 13.6987 | 13.6987 | 3.0849 | 2.2576 | 5.3425 | 0 | 5.3425
2016-07-21 16:00 | 0.71 | 0 | 5.9293 | 0 | 7.93 | 132.5624 | 13.1493 | 18.7279 | 4.0249 | 0.8 | 79.9681 | 8.9751 | 98.696 | 0 | 13 | 65.413 | 19.47 | 6.49 | 14.42 | 14.42 | 3.0927 | 2.5311 | 5.6238 | 0 | 5.6238
2016-07-21 17:00 | 0.4 | 0 | 0 | 22.107 | 8.293 | 132.5624 | 30 | 42.7273 | 9.1827 | 0.8 | 22.1337 | 2.4841 | 64.861 | 0 | 11.6669 | 64.861 | 0 | 0 | 8.293 | 30.4 | 3.2343 | 0 | 3.2343 | 8.6217 | 11.856
2016-07-21 18:00 | 0.08 | 0 | 20.266 | 0 | 9.814 | 151.8151 | 30 | 42.7273 | 9.1827 | 0.8 | 21.8937 | 2.4572 | 64.621 | 0 | 11.6399 | 64.621 | 0 | 0 | 9.814 | 9.814 | 3.8275 | 0 | 3.8275 | 0 | 3.8275
2016-07-21 19:00 | 0 | 0 | 0 | 11.982 | 18.018 | 151.8151 | 30 | 42.7273 | 9.1827 | 0.8 | 21.9597 | 2.4646 | 64.687 | 0 | 11.6474 | 64.687 | 0 | 0 | 18.018 | 30 | 7.027 | 0 | 7.027 | 4.673 | 11.7
2016-07-21 20:00 | 0 | 21.561 | 0 | 0 | 21.561 | 129.1193 | 0 | 0 | 0 | 0 | 0 | 0 | 0 | 0 | 0 | 0 | 0 | 0 | 21.561 | 21.561 | 8.4088 | 0 | 8.4088 | 0 | 8.4088
2016-07-21 21:00 | 0 | 21.11 | 0 | 0 | 21.11 | 106.8983 | 0 | 0 | 0 | 0 | 0 | 0 | 0 | 0 | 0 | 0 | 0 | 0 | 21.11 | 21.11 | 8.2329 | 0 | 8.2329 | 0 | 8.2329
2016-07-21 22:00 | 0 | 20.409 | 0 | 0 | 20.409 | 85.4151 | 0 | 0 | 0 | 0 | 0 | 0 | 0 | 0 | 0 | 0 | 0 | 0 | 20.409 | 20.409 | 7.9595 | 0 | 7.9595 | 0 | 7.9595
2016-07-21 23:00 | 0 | 16.356 | 0 | 0 | 16.356 | 68.1983 | 0 | 0 | 0 | 0 | 0 | 0 | 0 | 0 | 0 | 0 | 0 | 0 | 16.356 | 16.356 | 6.3788 | 0 | 6.3788 | 0 | 6.3788
2016-07-22 | 0 | 0 | 0 | 0 | 14.17 | 68.1983 | 14.17 | 20.1815 | 4.3373 | 0.68576 | 0 | 0 | 15.276 | 4.9055 | 4.3373 | 0 | 8.937 | 2.979 | 17.149 | 17.149 | 5.5263 | 1.1618 | 6.6881 | 0 | 6.6881
2016-07-22 01:00 | 0 | 0 | 0 | 0 | 11.813 | 68.1983 | 11.813 | 16.8246 | 3.6159 | 0.71911 | 0 | 0 | 13.929 | 2.8956 | 3.6159 | 0 | 8.148 | 2.716 | 14.529 | 14.529 | 4.6071 | 1.0592 | 5.6663 | 0 | 5.6663
2016-07-22 02:00 | 0 | 0.24011 | 0 | 0 | 11.113 | 67.9455 | 10.8729 | 15.4856 | 3.3281 | 0.71473 | 0 | 0 | 12.676 | 2.8096 | 3.3281 | 0 | 7.415 | 2.4717 | 13.5847 | 13.5847 | 4.3341 | 0.96395 | 5.298 | 0 | 5.298
2016-07-22 03:00 | 0 | 2.8384 | 0 | 0 | 10.995 | 64.9578 | 8.1566 | 11.617 | 2.4967 | 0.8 | 0 | 0 | 11.617 | 0 | 2.4967 | 0 | 6.796 | 2.2653 | 13.2603 | 13.2603 | 4.2881 | 0.88348 | 5.1715 | 0 | 5.1715
2016-07-22 04:00 | 0 | 0 | 0 | 0 | 10.366 | 64.9578 | 10.366 | 14.7637 | 3.1729 | 0.6707 | 0 | 0 | 10.702 | 4.0617 | 3.1729 | 0 | 6.261 | 2.087 | 12.453 | 12.453 | 4.0427 | 0.81393 | 4.8567 | 0 | 4.8567
2016-07-22 05:00 | 0 | 9.666 | 0 | 0 | 9.666 | 54.783 | 0 | 0 | 0 | 0 | 0 | 0 | 0 | 0 | 0 | 0 | 0 | 0 | 9.666 | 9.666 | 3.7697 | 0 | 3.7697 | 0 | 3.7697
2016-07-22 06:00 | 0 | 8.454 | 0 | 0 | 8.454 | 45.8841 | 0 | 0 | 0 | 0 | 0 | 0 | 0 | 0 | 0 | 0 | 0 | 0 | 8.454 | 8.454 | 3.2971 | 0 | 3.2971 | 0 | 3.2971
2016-07-22 07:00 | 0 | 7.953 | 0 | 0 | 7.953 | 37.5125 | 0 | 0 | 0 | 0 | 0 | 0 | 0 | 0 | 0 | 0 | 0 | 0 | 7.953 | 7.953 | 3.1017 | 0 | 3.1017 | 0 | 3.1017
2016-07-22 08:00 | 0.1 | 6.792 | 0 | 0 | 6.892 | 30.363 | 0 | 0 | 0 | 0 | 0 | 0 | 0 | 0 | 0 | 0 | 0 | 0 | 6.892 | 6.892 | 2.6879 | 0 | 2.6879 | 0 | 2.6879
2016-07-22 09:00 | 0.42 | 0 | 23.753 | 0 | 6.667 | 52.9284 | 30 | 42.7273 | 9.1827 | 0.8 | 29.5827 | 3.3202 | 72.31 | 0 | 12.5029 | 72.31 | 0 | 0 | 6.667 | 6.667 | 2.6001 | 0 | 2.6001 | 0 | 2.6001
2016-07-22 10:00 | 0.87 | 0 | 23.818 | 0 | 7.052 | 75.5555 | 30 | 42.7273 | 9.1827 | 0.8 | 29.5577 | 3.3174 | 72.285 | 0 | 12.5001 | 72.285 | 0 | 0 | 7.052 | 7.052 | 2.7503 | 0 | 2.7503 | 0 | 2.7503
2016-07-22 11:00 | 1.08 | 0 | 0 | 23.964 | 7.116 | 75.5555 | 30 | 42.7273 | 9.1827 | 0.8 | 29.5917 | 3.3212 | 72.319 | 0 | 12.5039 | 72.319 | 0 | 0 | 7.116 | 31.08 | 2.7752 | 0 | 2.7752 | 9.346 | 12.1212
2016-07-22 12:00 | 1.15 | 0 | 9.2316 | 9.8051 | 7.554 | 84.3255 | 25.4407 | 36.2337 | 7.7872 | 0.8 | 46.4463 | 5.2128 | 82.68 | 0 | 13 | 71.342 | 6.633 | 2.211 | 9.765 | 19.5701 | 2.9461 | 0.86229 | 3.8083 | 3.824 | 7.6323
2016-07-22 13:00 | 1.18 | 0 | 8.48 | 0 | 7.7 | 92.3815 | 15 | 21.3636 | 4.5914 | 0.8 | 66.0394 | 7.4118 | 87.403 | 0 | 12.0032 | 69.593 | 10.419 | 3.473 | 11.173 | 11.173 | 3.003 | 1.3545 | 4.3575 | 0 | 4.3575
2016-07-22 14:00 | 1.12 | 0 | 7.495 | 0 | 8.625 | 99.5017 | 15 | 21.3636 | 4.5914 | 0.8 | 2.1484 | 0.24112 | 23.512 | 0 | 4.8325 | 0 | 13.754 | 4.5847 | 13.2097 | 13.2097 | 3.3638 | 1.788 | 5.1518 | 0 | 5.1518
2016-07-22 15:00 | 0.91 | 0 | 7.375 | 0 | 8.535 | 106.508 | 15 | 21.3636 | 4.5914 | 0.8 | 73.6444 | 8.2654 | 95.008 | 0 | 12.8567 | 66.778 | 16.514 | 5.5047 | 14.0397 | 14.0397 | 3.3287 | 2.1468 | 5.4755 | 0 | 5.4755
2016-07-22 16:00 | 0.68 | 0 | 6.5881 | 0 | 8.156 | 112.7667 | 14.0641 | 20.0307 | 4.3049 | 0.8 | 77.4733 | 8.6951 | 97.504 | 0 | 13 | 65.855 | 18.515 | 6.1717 | 14.3277 | 14.3277 | 3.1808 | 2.407 | 5.5878 | 0 | 5.5878
2016-07-22 17:00 | 0.38 | 0 | 0 | 21.829 | 8.551 | 112.7667 | 30 | 42.7273 | 9.1827 | 0.8 | 22.5627 | 2.5323 | 65.29 | 0 | 11.715 | 65.29 | 0 | 0 | 8.551 | 30.38 | 3.3349 | 0 | 3.3349 | 8.5133 | 11.8482
2016-07-22 18:00 | 0.06 | 0 | 20.406 | 0 | 9.654 | 132.1524 | 30 | 42.7273 | 9.1827 | 0.8 | 22.3807 | 2.5119 | 65.108 | 0 | 11.6946 | 65.108 | 0 | 0 | 9.654 | 9.654 | 3.7651 | 0 | 3.7651 | 0 | 3.7651
2016-07-22 19:00 | 0 | 0 | 12.933 | 0 | 17.067 | 144.4388 | 30 | 42.7273 | 9.1827 | 0.8 | 22.6277 | 2.5396 | 65.355 | 0 | 11.7223 | 65.355 | 0 | 0 | 17.067 | 17.067 | 6.6561 | 0 | 6.6561 | 0 | 6.6561
2016-07-22 20:00 | 0 | 20.445 | 0 | 0 | 20.445 | 122.9177 | 0 | 0 | 0 | 0 | 0 | 0 | 0 | 0 | 0 | 0 | 0 | 0 | 20.445 | 20.445 | 7.9736 | 0 | 7.9736 | 0 | 7.9736
2016-07-22 21:00 | 0 | 20.241 | 0 | 0 | 20.241 | 101.6114 | 0 | 0 | 0 | 0 | 0 | 0 | 0 | 0 | 0 | 0 | 0 | 0 | 20.241 | 20.241 | 7.894 | 0 | 7.894 | 0 | 7.894
2016-07-22 22:00 | 0 | 19.298 | 0 | 0 | 19.298 | 81.2977 | 0 | 0 | 0 | 0 | 0 | 0 | 0 | 0 | 0 | 0 | 0 | 0 | 19.298 | 19.298 | 7.5262 | 0 | 7.5262 | 0 | 7.5262
2016-07-22 23:00 | 0 | 16.535 | 0 | 0 | 16.535 | 63.8924 | 0 | 0 | 0 | 0 | 0 | 0 | 0 | 0 | 0 | 0 | 0 | 0 | 16.535 | 16.535 | 6.4487 | 0 | 6.4487 | 0 | 6.4487
2016-07-23 | 0 | 0.63568 | 0 | 0 | 13.578 | 63.2233 | 12.9423 | 18.433 | 3.9615 | 0.8 | 0 | 0 | 18.433 | 0 | 3.9615 | 0 | 10.783 | 3.5943 | 17.1723 | 17.1723 | 5.2954 | 1.4018 | 6.6972 | 0 | 6.6972
2016-07-23 01:00 | 0 | 0 | 0.9196 | 0 | 11.619 | 64.0969 | 12.5386 | 17.858 | 3.838 | 0.8 | 0 | 0 | 17.858 | 0 | 3.838 | 0 | 10.447 | 3.4823 | 15.1013 | 15.1013 | 4.5314 | 1.3581 | 5.8895 | 0 | 5.8895
2016-07-23 02:00 | 0 | 0 | 0 | 1.0176 | 10.913 | 64.0969 | 11.9306 | 16.992 | 3.6518 | 0.8 | 0 | 0 | 16.992 | 0 | 3.6518 | 0 | 9.94 | 3.3133 | 14.2263 | 15.2439 | 4.2561 | 1.2922 | 5.5483 | 0.39685 | 5.9451
2016-07-23 03:00 | 0 | 0 | 0.18815 | 0 | 10.784 | 64.2757 | 10.9721 | 15.627 | 3.3585 | 0.8 | 0 | 0 | 15.627 | 0 | 3.3585 | 0 | 9.142 | 3.0473 | 13.8313 | 13.8313 | 4.2058 | 1.1885 | 5.3942 | 0 | 5.3942
2016-07-23 04:00 | 0 | 0 | 0 | 0.2597 | 10.037 | 64.2757 | 10.2967 | 14.665 | 3.1517 | 0.8 | 0 | 0 | 14.665 | 0 | 3.1517 | 0 | 8.579 | 2.8597 | 12.8967 | 13.1564 | 3.9144 | 1.1153 | 5.0297 | 0.10128 | 5.131
2016-07-23 05:00 | 0 | 9.183 | 0 | 0 | 9.183 | 54.6093 | 0 | 0 | 0 | 0 | 0 | 0 | 0 | 0 | 0 | 0 | 0 | 0 | 9.183 | 9.183 | 3.5814 | 0 | 3.5814 | 0 | 3.5814
2016-07-23 06:00 | 0 | 8.576 | 0 | 0 | 8.576 | 45.582 | 0 | 0 | 0 | 0 | 0 | 0 | 0 | 0 | 0 | 0 | 0 | 0 | 8.576 | 8.576 | 3.3446 | 0 | 3.3446 | 0 | 3.3446
2016-07-23 07:00 | 0 | 7.982 | 0 | 0 | 7.982 | 37.1799 | 0 | 0 | 0 | 0 | 0 | 0 | 0 | 0 | 0 | 0 | 0 | 0 | 7.982 | 7.982 | 3.113 | 0 | 3.113 | 0 | 3.113
2016-07-23 08:00 | 0.15 | 6.476 | 0 | 0 | 6.626 | 30.363 | 0 | 0 | 0 | 0 | 0 | 0 | 0 | 0 | 0 | 0 | 0 | 0 | 6.626 | 6.626 | 2.5841 | 0 | 2.5841 | 0 | 2.5841
2016-07-23 09:00 | 0.62 | 0 | 15.0745 | 8.7825 | 6.763 | 44.6838 | 30 | 42.7273 | 9.1827 | 0.8 | 29.0857 | 3.2644 | 71.813 | 0 | 12.4471 | 71.813 | 0 | 0 | 6.763 | 15.5455 | 2.6376 | 0 | 2.6376 | 3.4252 | 6.0627
2016-07-23 10:00 | 0.98 | 0 | 23.89 | 0 | 7.09 | 67.3793 | 30 | 42.7273 | 9.1827 | 0.8 | 29.3327 | 3.2921 | 72.06 | 0 | 12.4748 | 72.06 | 0 | 0 | 7.09 | 7.09 | 2.7651 | 0 | 2.7651 | 0 | 2.7651
2016-07-23 11:00 | 1.37 | 0 | 24.096 | 0 | 7.274 | 90.2705 | 30 | 42.7273 | 9.1827 | 0.8 | 29.5387 | 3.3152 | 72.266 | 0 | 12.498 | 72.266 | 0 | 0 | 7.274 | 7.274 | 2.8369 | 0 | 2.8369 | 0 | 2.8369
2016-07-23 12:00 | 1.54 | 0 | 18.6828 | 0 | 7.806 | 108.0192 | 24.9488 | 35.5331 | 7.6366 | 0.8 | 47.7879 | 5.3634 | 83.321 | 0 | 13 | 71.105 | 7.147 | 2.3823 | 10.1883 | 10.1883 | 3.0443 | 0.92911 | 3.9735 | 0 | 3.9735
2016-07-23 13:00 | 1.55 | 0 | 8.387 | 0 | 8.163 | 115.9868 | 15 | 21.3636 | 4.5914 | 0.8 | 65.8284 | 7.3881 | 87.192 | 0 | 11.9795 | 69.671 | 10.25 | 3.4167 | 11.5797 | 11.5797 | 3.1836 | 1.3325 | 4.5161 | 0 | 4.5161
2016-07-23 14:00 | 1.49 | 0 | 0 | 8.207 | 8.283 | 115.9868 | 15 | 21.3636 | 4.5914 | 0.8 | 1.4014 | 0.15728 | 22.765 | 0 | 4.7486 | 0 | 13.317 | 4.439 | 12.722 | 20.929 | 3.2304 | 1.7312 | 4.9616 | 3.2007 | 8.1623
2016-07-23 15:00 | 1.28 | 0 | 7.85 | 0 | 8.43 | 123.4443 | 15 | 21.3636 | 4.5914 | 0.8 | 72.2374 | 8.1074 | 93.601 | 0 | 12.6988 | 67.299 | 15.386 | 5.1287 | 13.5587 | 13.5587 | 3.2877 | 2.0002 | 5.2879 | 0 | 5.2879
2016-07-23 16:00 | 0.95 | 0 | 7.838 | 0 | 8.112 | 130.8904 | 15 | 21.3636 | 4.5914 | 0.8 | 73.6444 | 8.2654 | 95.008 | 0 | 12.8567 | 66.778 | 16.514 | 5.5047 | 13.6167 | 13.6167 | 3.1637 | 2.1468 | 5.3105 | 0 | 5.3105
2016-07-23 17:00 | 0.36 | 0 | 22.026 | 0 | 8.334 | 151.8151 | 30 | 42.7273 | 9.1827 | 0.8 | 23.6587 | 2.6553 | 66.386 | 0 | 11.838 | 66.386 | 0 | 0 | 8.334 | 8.334 | 3.2503 | 0 | 3.2503 | 0 | 3.2503
2016-07-23 18:00 | 0.06 | 0 | 0 | 20.295 | 9.765 | 151.8151 | 30 | 42.7273 | 9.1827 | 0.8 | 23.3207 | 2.6174 | 66.048 | 0 | 11.8001 | 66.048 | 0 | 0 | 9.765 | 30.06 | 3.8083 | 0 | 3.8083 | 7.9151 | 11.7234
2016-07-23 19:00 | 0 | 0 | 0 | 13.173 | 16.827 | 151.8151 | 30 | 42.7273 | 9.1827 | 0.8 | 23.0717 | 2.5894 | 65.799 | 0 | 11.7722 | 65.799 | 0 | 0 | 16.827 | 30 | 6.5625 | 0 | 6.5625 | 5.1375 | 11.7
2016-07-23 20:00 | 0 | 20.551 | 0 | 0 | 20.551 | 130.1825 | 0 | 0 | 0 | 0 | 0 | 0 | 0 | 0 | 0 | 0 | 0 | 0 | 20.551 | 20.551 | 8.0149 | 0 | 8.0149 | 0 | 8.0149
2016-07-23 21:00 | 0 | 21.325 | 0 | 0 | 21.325 | 107.7351 | 0 | 0 | 0 | 0 | 0 | 0 | 0 | 0 | 0 | 0 | 0 | 0 | 21.325 | 21.325 | 8.3168 | 0 | 8.3168 | 0 | 8.3168
2016-07-23 22:00 | 0 | 20.344 | 0 | 0 | 20.344 | 86.3204 | 0 | 0 | 0 | 0 | 0 | 0 | 0 | 0 | 0 | 0 | 0 | 0 | 20.344 | 20.344 | 7.9342 | 0 | 7.9342 | 0 | 7.9342
2016-07-23 23:00 | 0 | 17.264 | 0 | 0 | 17.264 | 68.1477 | 0 | 0 | 0 | 0 | 0 | 0 | 0 | 0 | 0 | 0 | 0 | 0 | 17.264 | 17.264 | 6.733 | 0 | 6.733 | 0 | 6.733
2016-07-24 | 0 | 2.0549 | 0 | 0 | 13.699 | 65.9847 | 11.6441 | 16.584 | 3.5642 | 0.8 | 0 | 0 | 16.584 | 0 | 3.5642 | 0 | 9.702 | 3.234 | 16.933 | 16.933 | 5.3426 | 1.2613 | 6.6039 | 0 | 6.6039
2016-07-24 01:00 | 0 | 0.35957 | 0 | 0 | 12.201 | 65.6062 | 11.8414 | 16.8651 | 3.6246 | 0.76082 | 0 | 0 | 15.459 | 1.4061 | 3.6246 | 0 | 9.043 | 3.0143 | 15.2153 | 15.2153 | 4.7584 | 1.1756 | 5.934 | 0 | 5.934
2016-07-24 02:00 | 0 | 0 | 0 | 0 | 11.183 | 65.6062 | 11.183 | 15.9273 | 3.423 | 0.76119 | 0 | 0 | 14.612 | 1.3153 | 3.423 | 0 | 8.548 | 2.8493 | 14.0323 | 14.0323 | 4.3614 | 1.1112 | 5.4726 | 0 | 5.4726
2016-07-24 03:00 | 0 | 0 | 0 | 0 | 10.595 | 65.6062 | 10.595 | 15.0898 | 3.243 | 0.77907 | 0 | 0 | 14.418 | 0.67185 | 3.243 | 0 | 8.434 | 2.8113 | 13.4063 | 13.4063 | 4.132 | 1.0964 | 5.2285 | 0 | 5.2285
2016-07-24 04:00 | 0 | 0 | 0 | 0 | 10.039 | 65.6062 | 10.039 | 14.298 | 3.0728 | 0.79744 | 0 | 0 | 14.22 | 0.07797 | 3.0728 | 0 | 8.318 | 2.7727 | 12.8117 | 12.8117 | 3.9152 | 1.0813 | 4.9966 | 0 | 4.9966
2016-07-24 05:00 | 0 | 9.354 | 0 | 0 | 9.354 | 55.7599 | 0 | 0 | 0 | 0 | 0 | 0 | 0 | 0 | 0 | 0 | 0 | 0 | 9.354 | 9.354 | 3.6481 | 0 | 3.6481 | 0 | 3.6481
2016-07-24 06:00 | 0 | 8.845 | 0 | 0 | 8.845 | 46.4493 | 0 | 0 | 0 | 0 | 0 | 0 | 0 | 0 | 0 | 0 | 0 | 0 | 8.845 | 8.845 | 3.4495 | 0 | 3.4495 | 0 | 3.4495
2016-07-24 07:00 | 0 | 8.31 | 0 | 0 | 8.31 | 37.702 | 0 | 0 | 0 | 0 | 0 | 0 | 0 | 0 | 0 | 0 | 0 | 0 | 8.31 | 8.31 | 3.2409 | 0 | 3.2409 | 0 | 3.2409
2016-07-24 08:00 | 0.12 | 6.972 | 0 | 0 | 7.092 | 30.363 | 0 | 0 | 0 | 0 | 0 | 0 | 0 | 0 | 0 | 0 | 0 | 0 | 7.092 | 7.092 | 2.7659 | 0 | 2.7659 | 0 | 2.7659
2016-07-24 09:00 | 0.77 | 0 | 11.6265 | 11.6885 | 7.455 | 41.4082 | 30 | 42.7273 | 9.1827 | 0.8 | 28.5497 | 3.2042 | 71.277 | 0 | 12.387 | 71.277 | 0 | 0 | 7.455 | 19.1435 | 2.9074 | 0 | 2.9074 | 4.5585 | 7.466
2016-07-24 10:00 | 1.18 | 0 | 23.49 | 0 | 7.69 | 63.7237 | 30 | 42.7273 | 9.1827 | 0.8 | 28.6987 | 3.221 | 71.426 | 0 | 12.4037 | 71.426 | 0 | 0 | 7.69 | 7.69 | 2.9991 | 0 | 2.9991 | 0 | 2.9991
2016-07-24 11:00 | 1.44 | 0 | 23.704 | 0 | 7.736 | 86.2425 | 30 | 42.7273 | 9.1827 | 0.8 | 28.8237 | 3.235 | 71.551 | 0 | 12.4177 | 71.551 | 0 | 0 | 7.736 | 7.736 | 3.017 | 0 | 3.017 | 0 | 3.017
2016-07-24 12:00 | 1.61 | 0 | 0 | 18.4657 | 7.76 | 86.2425 | 24.6157 | 35.0587 | 7.5346 | 0.8 | 48.6963 | 5.4654 | 83.755 | 0 | 13 | 70.944 | 7.495 | 2.4983 | 10.2583 | 28.724 | 3.0264 | 0.97435 | 4.0008 | 7.2016 | 11.2024
2016-07-24 13:00 | 1.62 | 0 | 8.831 | 0 | 7.789 | 94.632 | 15 | 21.3636 | 4.5914 | 0.8 | 66.6224 | 7.4773 | 87.986 | 0 | 12.0686 | 69.378 | 10.886 | 3.6287 | 11.4177 | 11.4177 | 3.0377 | 1.4152 | 4.4529 | 0 | 4.4529
2016-07-24 14:00 | 1.54 | 0 | 8.544 | 0 | 7.996 | 102.7488 | 15 | 21.3636 | 4.5914 | 0.8 | 1.8414 | 0.20666 | 23.205 | 0 | 4.798 | 0 | 13.575 | 4.525 | 12.521 | 12.521 | 3.1184 | 1.7648 | 4.8832 | 0 | 4.8832
2016-07-24 15:00 | 1.34 | 0 | 7.795 | 0 | 8.545 | 110.154 | 15 | 21.3636 | 4.5914 | 0.8 | 72.3514 | 8.1202 | 93.715 | 0 | 12.7116 | 67.257 | 15.478 | 5.1593 | 13.7043 | 13.7043 | 3.3325 | 2.0121 | 5.3447 | 0 | 5.3447
2016-07-24 16:00 | 0.99 | 0 | 7.287 | 0 | 8.703 | 117.0767 | 15 | 21.3636 | 4.5914 | 0.8 | 73.9414 | 8.2987 | 95.305 | 0 | 12.8901 | 66.668 | 16.753 | 5.5843 | 14.2873 | 14.2873 | 3.3942 | 2.1779 | 5.5721 | 0 | 5.5721
2016-07-24 17:00 | 0.41 | 0 | 21.499 | 0 | 8.911 | 137.5007 | 30 | 42.7273 | 9.1827 | 0.8 | 23.6057 | 2.6494 | 66.333 | 0 | 11.8321 | 66.333 | 0 | 0 | 8.911 | 8.911 | 3.4753 | 0 | 3.4753 | 0 | 3.4753
2016-07-24 18:00 | 0.08 | 0 | 0 | 20.396 | 9.684 | 137.5007 | 30 | 42.7273 | 9.1827 | 0.8 | 23.6407 | 2.6533 | 66.368 | 0 | 11.836 | 66.368 | 0 | 0 | 9.684 | 30.08 | 3.7768 | 0 | 3.7768 | 7.9544 | 11.7312
2016-07-24 19:00 | 0 | 0 | 13.253 | 0 | 16.747 | 150.0911 | 30 | 42.7273 | 9.1827 | 0.8 | 23.9267 | 2.6854 | 66.654 | 0 | 11.8681 | 66.654 | 0 | 0 | 16.747 | 16.747 | 6.5313 | 0 | 6.5313 | 0 | 6.5313
2016-07-24 20:00 | 0 | 19.415 | 0 | 0 | 19.415 | 129.6542 | 0 | 0 | 0 | 0 | 0 | 0 | 0 | 0 | 0 | 0 | 0 | 0 | 19.415 | 19.415 | 7.5719 | 0 | 7.5719 | 0 | 7.5719
2016-07-24 21:00 | 0 | 19.918 | 0 | 0 | 19.918 | 108.6879 | 0 | 0 | 0 | 0 | 0 | 0 | 0 | 0 | 0 | 0 | 0 | 0 | 19.918 | 19.918 | 7.768 | 0 | 7.768 | 0 | 7.768
2016-07-24 22:00 | 0 | 19.88 | 0 | 0 | 19.88 | 87.7616 | 0 | 0 | 0 | 0 | 0 | 0 | 0 | 0 | 0 | 0 | 0 | 0 | 19.88 | 19.88 | 7.7532 | 0 | 7.7532 | 0 | 7.7532
2016-07-24 23:00 | 0 | 17.582 | 0 | 0 | 17.582 | 69.2542 | 0 | 0 | 0 | 0 | 0 | 0 | 0 | 0 | 0 | 0 | 0 | 0 | 17.582 | 17.582 | 6.857 | 0 | 6.857 | 0 | 6.857
2016-07-25 | 0 | 2.3725 | 0 | 0 | 14.784 | 66.7569 | 12.4115 | 17.677 | 3.7991 | 0.8 | 0 | 0 | 17.677 | 0 | 3.7991 | 0 | 10.341 | 3.447 | 18.231 | 18.231 | 5.7658 | 1.3443 | 7.1101 | 0 | 7.1101
2016-07-25 01:00 | 0 | 0.37391 | 0 | 0 | 12.249 | 66.3633 | 11.8751 | 16.913 | 3.6349 | 0.8 | 0 | 0 | 16.913 | 0 | 3.6349 | 0 | 9.894 | 3.298 | 15.547 | 15.547 | 4.7771 | 1.2862 | 6.0633 | 0 | 6.0633
2016-07-25 02:00 | 0 | 0 | 0.38474 | 0 | 10.982 | 66.7288 | 11.3667 | 16.189 | 3.4793 | 0.8 | 0 | 0 | 16.189 | 0 | 3.4793 | 0 | 9.47 | 3.1567 | 14.1387 | 14.1387 | 4.283 | 1.2311 | 5.5141 | 0 | 5.5141
2016-07-25 03:00 | 0 | 0 | 0.26279 | 0 | 10.59 | 66.9784 | 10.8528 | 15.457 | 3.3219 | 0.8 | 0 | 0 | 15.457 | 0 | 3.3219 | 0 | 9.042 | 3.014 | 13.604 | 13.604 | 4.1301 | 1.1755 | 5.3056 | 0 | 5.3056
2016-07-25 04:00 | 0 | 0.17264 | 0 | 0 | 10.456 | 66.7967 | 10.2834 | 14.646 | 3.1476 | 0.8 | 0 | 0 | 14.646 | 0 | 3.1476 | 0 | 8.568 | 2.856 | 13.312 | 13.312 | 4.0778 | 1.1138 | 5.1917 | 0 | 5.1917
2016-07-25 05:00 | 0 | 9.161 | 0 | 0 | 9.161 | 57.1535 | 0 | 0 | 0 | 0 | 0 | 0 | 0 | 0 | 0 | 0 | 0 | 0 | 9.161 | 9.161 | 3.5728 | 0 | 3.5728 | 0 | 3.5728
2016-07-25 06:00 | 0 | 8.98 | 0 | 0 | 8.98 | 47.7009 | 0 | 0 | 0 | 0 | 0 | 0 | 0 | 0 | 0 | 0 | 0 | 0 | 8.98 | 8.98 | 3.5022 | 0 | 3.5022 | 0 | 3.5022
2016-07-25 07:00 | 0 | 8.863 | 0 | 0 | 8.863 | 38.3714 | 0 | 0 | 0 | 0 | 0 | 0 | 0 | 0 | 0 | 0 | 0 | 0 | 8.863 | 8.863 | 3.4566 | 0 | 3.4566 | 0 | 3.4566
2016-07-25 08:00 | 0.11 | 7.608 | 0 | 0 | 7.718 | 30.363 | 0 | 0 | 0 | 0 | 0 | 0 | 0 | 0 | 0 | 0 | 0 | 0 | 7.718 | 7.718 | 3.01 | 0 | 3.01 | 0 | 3.01
2016-07-25 09:00 | 0.77 | 0 | 23.163 | 0 | 7.607 | 52.3679 | 30 | 42.7273 | 9.1827 | 0.8 | 28.9777 | 3.2523 | 71.705 | 0 | 12.435 | 71.705 | 0 | 0 | 7.607 | 7.607 | 2.9667 | 0 | 2.9667 | 0 | 2.9667
2016-07-25 10:00 | 1.17 | 0 | 23.5 | 0 | 7.67 | 74.6929 | 30 | 42.7273 | 9.1827 | 0.8 | 29.2887 | 3.2872 | 72.016 | 0 | 12.4699 | 72.016 | 0 | 0 | 7.67 | 7.67 | 2.9913 | 0 | 2.9913 | 0 | 2.9913
2016-07-25 11:00 | 1.41 | 0 | 23.69 | 0 | 7.72 | 97.1984 | 30 | 42.7273 | 9.1827 | 0.8 | 29.5297 | 3.3142 | 72.257 | 0 | 12.497 | 72.257 | 0 | 0 | 7.72 | 7.72 | 3.0108 | 0 | 3.0108 | 0 | 3.0108
2016-07-25 12:00 | 1.55 | 0 | 18.6371 | 0 | 8.029 | 114.9036 | 25.1161 | 35.7714 | 7.6878 | 0.8 | 47.3316 | 5.3122 | 83.103 | 0 | 13 | 71.185 | 6.972 | 2.324 | 10.353 | 10.353 | 3.1313 | 0.90636 | 4.0377 | 0 | 4.0377
2016-07-25 13:00 | 1.54 | 0 | 0 | 8.547 | 7.993 | 114.9036 | 15 | 21.3636 | 4.5914 | 0.8 | 65.7874 | 7.3835 | 87.151 | 0 | 11.9749 | 69.687 | 10.216 | 3.4053 | 11.3983 | 19.9453 | 3.1173 | 1.3281 | 4.4454 | 3.3333 | 7.7787
2016-07-25 14:00 | 1.51 | 0 | 8.432 | 0 | 8.078 | 122.914 | 15 | 21.3636 | 4.5914 | 0.8 | 1.2204 | 0.13697 | 22.584 | 0 | 4.7283 | 0 | 13.212 | 4.404 | 12.482 | 12.482 | 3.1504 | 1.7176 | 4.868 | 0 | 4.868
2016-07-25 15:00 | 1.33 | 0 | 8.2572 | 0.04276 | 8.03 | 130.7584 | 15 | 21.3636 | 4.5914 | 0.8 | 72.8904 | 8.1807 | 94.254 | 0 | 12.7721 | 67.057 | 15.91 | 5.3033 | 13.3333 | 13.3761 | 3.1317 | 2.0683 | 5.2 | 0.016676 | 5.2167
2016-07-25 16:00 | 1 | 0 | 0 | 7.7216 | 7.912 | 130.7584 | 14.6336 | 20.8418 | 4.4792 | 0.8 | 75.9202 | 8.5208 | 96.762 | 0 | 13 | 66.129 | 17.921 | 5.9737 | 13.8857 | 21.6072 | 3.0857 | 2.3297 | 5.4154 | 3.0114 | 8.4268
2016-07-25 17:00 | 0.4 | 0 | 22.165 | 0 | 8.235 | 151.8151 | 30 | 42.7273 | 9.1827 | 0.8 | 22.8577 | 2.5654 | 65.585 | 0 | 11.7481 | 65.585 | 0 | 0 | 8.235 | 8.235 | 3.2117 | 0 | 3.2117 | 0 | 3.2117
2016-07-25 18:00 | 0.06 | 0 | 0 | 20.577 | 9.483 | 151.8151 | 30 | 42.7273 | 9.1827 | 0.8 | 22.6727 | 2.5446 | 65.4 | 0 | 11.7274 | 65.4 | 0 | 0 | 9.483 | 30.06 | 3.6984 | 0 | 3.6984 | 8.025 | 11.7234
2016-07-25 19:00 | 0 | 0 | 0 | 12.645 | 17.355 | 151.8151 | 30 | 42.7273 | 9.1827 | 0.8 | 22.8537 | 2.565 | 65.581 | 0 | 11.7477 | 65.581 | 0 | 0 | 17.355 | 30 | 6.7685 | 0 | 6.7685 | 4.9315 | 11.7
2016-07-25 20:00 | 0 | 21.049 | 0 | 0 | 21.049 | 129.6583 | 0 | 0 | 0 | 0 | 0 | 0 | 0 | 0 | 0 | 0 | 0 | 0 | 21.049 | 21.049 | 8.2091 | 0 | 8.2091 | 0 | 8.2091
2016-07-25 21:00 | 0 | 21.556 | 0 | 0 | 21.556 | 106.9677 | 0 | 0 | 0 | 0 | 0 | 0 | 0 | 0 | 0 | 0 | 0 | 0 | 21.556 | 21.556 | 8.4068 | 0 | 8.4068 | 0 | 8.4068
2016-07-25 22:00 | 0 | 19.885 | 0 | 0 | 19.885 | 86.0362 | 0 | 0 | 0 | 0 | 0 | 0 | 0 | 0 | 0 | 0 | 0 | 0 | 19.885 | 19.885 | 7.7552 | 0 | 7.7552 | 0 | 7.7552
2016-07-25 23:00 | 0 | 16.57 | 0 | 0 | 16.57 | 68.5941 | 0 | 0 | 0 | 0 | 0 | 0 | 0 | 0 | 0 | 0 | 0 | 0 | 16.57 | 16.57 | 6.4623 | 0 | 6.4623 | 0 | 6.4623
2016-07-26 | 0 | 0.63738 | 0 | 0 | 13.546 | 67.9231 | 12.9086 | 18.385 | 3.9512 | 0.8 | 0 | 0 | 18.385 | 0 | 3.9512 | 0 | 10.755 | 3.585 | 17.131 | 17.131 | 5.2829 | 1.3982 | 6.6811 | 0 | 6.6811
2016-07-26 01:00 | 0 | 0 | 0.62923 | 0 | 11.328 | 68.5209 | 11.9572 | 17.03 | 3.66 | 0.8 | 0 | 0 | 17.03 | 0 | 3.66 | 0 | 9.963 | 3.321 | 14.649 | 14.649 | 4.4179 | 1.2952 | 5.7131 | 0 | 5.7131
2016-07-26 02:00 | 0 | 0 | 0 | 0.065383 | 11.248 | 68.5209 | 11.3134 | 16.113 | 3.4629 | 0.8 | 0 | 0 | 16.113 | 0 | 3.4629 | 0 | 9.426 | 3.142 | 14.39 | 14.4554 | 4.3867 | 1.2254 | 5.6121 | 0.025499 | 5.6376
2016-07-26 03:00 | 0 | 0.45811 | 0 | 0 | 11.247 | 68.0387 | 10.7889 | 15.366 | 3.3024 | 0.8 | 0 | 0 | 15.366 | 1.7764e-15 | 3.3024 | 0 | 8.989 | 2.9963 | 14.2433 | 14.2433 | 4.3863 | 1.1686 | 5.5549 | 0 | 5.5549
2016-07-26 04:00 | 0 | 0.23185 | 0 | 0 | 10.61 | 67.7946 | 10.3781 | 14.781 | 3.1767 | 0.8 | 0 | 0 | 14.781 | 0 | 3.1767 | 0 | 8.647 | 2.8823 | 13.4923 | 13.4923 | 4.1379 | 1.1241 | 5.262 | 0 | 5.262
2016-07-26 05:00 | 0 | 10.041 | 0 | 0 | 10.041 | 57.2252 | 0 | 0 | 0 | 0 | 0 | 0 | 0 | 0 | 0 | 0 | 0 | 0 | 10.041 | 10.041 | 3.916 | 0 | 3.916 | 0 | 3.916
2016-07-26 06:00 | 0 | 9.123 | 0 | 0 | 9.123 | 47.622 | 0 | 0 | 0 | 0 | 0 | 0 | 0 | 0 | 0 | 0 | 0 | 0 | 9.123 | 9.123 | 3.558 | 0 | 3.558 | 0 | 3.558
2016-07-26 07:00 | 0 | 8.768 | 0 | 0 | 8.768 | 38.3925 | 0 | 0 | 0 | 0 | 0 | 0 | 0 | 0 | 0 | 0 | 0 | 0 | 8.768 | 8.768 | 3.4195 | 0 | 3.4195 | 0 | 3.4195
2016-07-26 08:00 | 0.04 | 7.206 | 0 | 0 | 7.246 | 30.8073 | 0 | 0 | 0 | 0 | 0 | 0 | 0 | 0 | 0 | 0 | 0 | 0 | 7.246 | 7.246 | 2.8259 | 0 | 2.8259 | 0 | 2.8259
2016-07-26 09:00 | 0.4 | 0 | 23.196 | 0 | 7.204 | 52.8435 | 30 | 42.7273 | 9.1827 | 0.8 | 28.5737 | 3.2069 | 71.301 | 0 | 12.3897 | 71.301 | 0 | 0 | 7.204 | 7.204 | 2.8096 | 0 | 2.8096 | 0 | 2.8096
2016-07-26 10:00 | 0.63 | 0 | 23.171 | 0 | 7.459 | 74.8559 | 30 | 42.7273 | 9.1827 | 0.8 | 28.7287 | 3.2243 | 71.456 | 0 | 12.4071 | 71.456 | 0 | 0 | 7.459 | 7.459 | 2.909 | 0 | 2.909 | 0 | 2.909
2016-07-26 11:00 | 0.76 | 0 | 14.9413 | 8.1307 | 7.688 | 89.0502 | 30 | 42.7273 | 9.1827 | 0.8 | 28.8677 | 3.2399 | 71.595 | 0 | 12.4227 | 71.595 | 0 | 0 | 7.688 | 15.8187 | 2.9983 | 0 | 2.9983 | 3.171 | 6.1693
2016-07-26 12:00 | 1.06 | 0 | 0 | 17.5836 | 7.792 | 89.0502 | 24.3156 | 34.6313 | 7.4428 | 0.8 | 49.5147 | 5.5572 | 84.146 | 0 | 13 | 70.799 | 7.808 | 2.6027 | 10.3947 | 27.9783 | 3.0389 | 1.015 | 4.0539 | 6.8576 | 10.9115
2016-07-26 13:00 | 1.17 | 0 | 8.088 | 0 | 8.082 | 96.7338 | 15 | 21.3636 | 4.5914 | 0.8 | 66.8524 | 7.5031 | 88.216 | 0 | 12.0944 | 69.293 | 11.07 | 3.69 | 11.772 | 11.772 | 3.152 | 1.4391 | 4.5911 | 0 | 4.5911
2016-07-26 14:00 | 1.08 | 0 | 15.354 | 0 | 8.226 | 111.3201 | 22.5 | 32.0455 | 6.8871 | 0.68941 | 0 | 0 | 24.505 | 7.5405 | 6.8871 | 0 | 14.335 | 4.7783 | 13.0043 | 13.0043 | 3.2081 | 1.8636 | 5.0717 | 0 | 5.0717
2016-07-26 15:00 | 0.98 | 0 | 0 | 7.379 | 8.601 | 111.3201 | 15 | 21.3636 | 4.5914 | 0.8 | 73.8644 | 8.2901 | 95.228 | 0 | 12.8814 | 66.697 | 16.69 | 5.5633 | 14.1643 | 21.5433 | 3.3544 | 2.1697 | 5.5241 | 2.8778 | 8.4019
2016-07-26 16:00 | 0.75 | 0 | 7.1804 | 0 | 7.897 | 118.1414 | 14.3274 | 20.4057 | 4.3855 | 0.8 | 76.7553 | 8.6145 | 97.161 | 0 | 13 | 65.981 | 18.24 | 6.08 | 13.977 | 13.977 | 3.0798 | 2.3712 | 5.451 | 0 | 5.451
2016-07-26 17:00 | 0.2 | 0 | 22.026 | 0 | 8.174 | 139.0661 | 30 | 42.7273 | 9.1827 | 0.8 | 22.9267 | 2.5731 | 65.654 | 0 | 11.7559 | 65.654 | 0 | 0 | 8.174 | 8.174 | 3.1879 | 0 | 3.1879 | 0 | 3.1879
2016-07-26 18:00 | 0.04 | 0 | 0 | 20.612 | 9.428 | 139.0661 | 30 | 42.7273 | 9.1827 | 0.8 | 22.9117 | 2.5715 | 65.639 | 0 | 11.7542 | 65.639 | 0 | 0 | 9.428 | 30.04 | 3.6769 | 0 | 3.6769 | 8.0387 | 11.7156
2016-07-26 19:00 | 0 | 0 | 13.42 | 0 | 16.58 | 151.8151 | 30 | 42.7273 | 9.1827 | 0.8 | 23.1177 | 2.5946 | 65.845 | 0 | 11.7773 | 65.845 | 0 | 0 | 16.58 | 16.58 | 6.4662 | 0 | 6.4662 | 0 | 6.4662
2016-07-26 20:00 | 0 | 19.024 | 0 | 0 | 19.024 | 131.7899 | 0 | 0 | 0 | 0 | 0 | 0 | 0 | 0 | 0 | 0 | 0 | 0 | 19.024 | 19.024 | 7.4194 | 0 | 7.4194 | 0 | 7.4194
2016-07-26 21:00 | 0 | 20.288 | 0 | 0 | 20.288 | 110.4341 | 0 | 0 | 0 | 0 | 0 | 0 | 0 | 0 | 0 | 0 | 0 | 0 | 20.288 | 20.288 | 7.9123 | 0 | 7.9123 | 0 | 7.9123
2016-07-26 22:00 | 0 | 18.514 | 0 | 0 | 18.514 | 90.9456 | 0 | 0 | 0 | 0 | 0 | 0 | 0 | 0 | 0 | 0 | 0 | 0 | 18.514 | 18.514 | 7.2205 | 0 | 7.2205 | 0 | 7.2205
2016-07-26 23:00 | 0 | 15.469 | 0 | 0 | 15.469 | 74.6625 | 0 | 0 | 0 | 0 | 0 | 0 | 0 | 0 | 0 | 0 | 0 | 0 | 15.469 | 15.469 | 6.0329 | 0 | 6.0329 | 0 | 6.0329
2016-07-27 | 0 | 1.3918 | 0 | 0 | 13.335 | 73.1974 | 11.9432 | 17.01 | 3.6557 | 0.8 | 0 | 0 | 17.01 | 0 | 3.6557 | 0 | 9.951 | 3.317 | 16.652 | 16.652 | 5.2007 | 1.2936 | 6.4943 | 0 | 6.4943
2016-07-27 01:00 | 0 | 1.0695 | 0 | 0 | 11.817 | 72.0716 | 10.7475 | 15.307 | 3.2897 | 0.8 | 0 | 0 | 15.307 | 0 | 3.2897 | 0 | 8.955 | 2.985 | 14.802 | 14.802 | 4.6086 | 1.1642 | 5.7728 | 0 | 5.7728
2016-07-27 02:00 | 0 | 1.3448 | 0 | 0 | 11.242 | 70.656 | 9.8972 | 14.096 | 3.0294 | 0.8 | 0 | 0 | 14.096 | 1.7764e-15 | 3.0294 | 0 | 8.246 | 2.7487 | 13.9907 | 13.9907 | 4.3844 | 1.072 | 5.4564 | 0 | 5.4564
2016-07-27 03:00 | 0 | 2.2772 | 0 | 0 | 11.374 | 68.2589 | 9.0968 | 12.956 | 2.7844 | 0.8 | 0 | 0 | 12.956 | 0 | 2.7844 | 0 | 7.579 | 2.5263 | 13.9003 | 13.9003 | 4.4359 | 0.98527 | 5.4211 | 0 | 5.4211
2016-07-27 04:00 | 0 | 0.42311 | 0 | 0 | 10.505 | 67.8135 | 10.0819 | 14.3591 | 3.086 | 0.71764 | 0 | 0 | 11.843 | 2.5161 | 3.086 | 0 | 6.928 | 2.3093 | 12.8143 | 12.8143 | 4.097 | 0.90064 | 4.9976 | 0 | 4.9976
2016-07-27 05:00 | 0 | 9.737 | 0 | 0 | 9.737 | 57.5641 | 0 | 0 | 0 | 0 | 0 | 0 | 0 | 0 | 0 | 0 | 0 | 0 | 9.737 | 9.737 | 3.7974 | 0 | 3.7974 | 0 | 3.7974
2016-07-27 06:00 | 0 | 9.607 | 0 | 0 | 9.607 | 47.4514 | 0 | 0 | 0 | 0 | 0 | 0 | 0 | 0 | 0 | 0 | 0 | 0 | 9.607 | 9.607 | 3.7467 | 0 | 3.7467 | 0 | 3.7467
2016-07-27 07:00 | 0 | 8.902 | 0 | 0 | 8.902 | 38.0809 | 0 | 0 | 0 | 0 | 0 | 0 | 0 | 0 | 0 | 0 | 0 | 0 | 8.902 | 8.902 | 3.4718 | 0 | 3.4718 | 0 | 3.4718
2016-07-27 08:00 | 0.06 | 7.332 | 0 | 0 | 7.392 | 30.363 | 0 | 0 | 0 | 0 | 0 | 0 | 0 | 0 | 0 | 0 | 0 | 0 | 7.392 | 7.392 | 2.8829 | 0 | 2.8829 | 0 | 2.8829
2016-07-27 09:00 | 0.48 | 0 | 23.085 | 0 | 7.395 | 52.2938 | 30 | 42.7273 | 9.1827 | 0.8 | 29.7317 | 3.3369 | 72.459 | 0 | 12.5196 | 72.459 | 0 | 0 | 7.395 | 7.395 | 2.884 | 0 | 2.884 | 0 | 2.884
2016-07-27 10:00 | 0.88 | 0 | 0 | 23.26 | 7.62 | 52.2938 | 30 | 42.7273 | 9.1827 | 0.8 | 29.9057 | 3.3564 | 72.633 | 0 | 12.5392 | 72.633 | 0 | 0 | 7.62 | 30.88 | 2.9718 | 0 | 2.9718 | 9.0714 | 12.0432
2016-07-27 11:00 | 1.25 | 0 | 23.099 | 0 | 8.151 | 74.2378 | 30 | 42.7273 | 9.1827 | 0.8 | 30.0427 | 3.3718 | 72.77 | 0 | 12.5545 | 72.77 | 0 | 0 | 8.151 | 8.151 | 3.1789 | 0 | 3.1789 | 0 | 3.1789
2016-07-27 12:00 | 1.27 | 0 | 0 | 19.1652 | 7.854 | 74.2378 | 25.7492 | 36.6731 | 7.8816 | 0.8 | 45.6049 | 5.1184 | 82.278 | 0 | 13 | 71.49 | 6.311 | 2.1037 | 9.9577 | 29.1229 | 3.0631 | 0.82043 | 3.8835 | 7.4744 | 11.3579
2016-07-27 13:00 | 1.1 | 0 | 7.708 | 0 | 8.392 | 81.5604 | 15 | 21.3636 | 4.5914 | 0.8 | 66.0644 | 7.4146 | 87.428 | 0 | 12.006 | 69.584 | 10.439 | 3.4797 | 11.8717 | 11.8717 | 3.2729 | 1.3571 | 4.63 | 0 | 4.63
2016-07-27 14:00 | 1.12 | 0 | 7.705 | 0 | 8.415 | 88.8802 | 15 | 21.3636 | 4.5914 | 0.8 | 3.2604 | 0.36592 | 24.624 | 0 | 4.9573 | 0 | 14.405 | 4.8017 | 13.2167 | 13.2167 | 3.2818 | 1.8726 | 5.1545 | 0 | 5.1545
2016-07-27 15:00 | 0.97 | 0 | 6.875 | 0 | 9.095 | 95.4114 | 15 | 21.3636 | 4.5914 | 0.8 | 74.2054 | 8.3283 | 95.569 | 0 | 12.9197 | 66.571 | 16.964 | 5.6547 | 14.7497 | 14.7497 | 3.5471 | 2.2053 | 5.7524 | 0 | 5.7524
2016-07-27 16:00 | 0.82 | 0 | 6.3399 | 0 | 8.502 | 101.4344 | 14.0219 | 19.9706 | 4.292 | 0.8 | 77.5884 | 8.708 | 97.559 | 0 | 13 | 65.834 | 18.559 | 6.1863 | 14.6883 | 14.6883 | 3.3158 | 2.4127 | 5.7284 | 0 | 5.7284
2016-07-27 17:00 | 0.33 | 0 | 21.335 | 0 | 8.995 | 121.7026 | 30 | 42.7273 | 9.1827 | 0.8 | 22.6697 | 2.5443 | 65.397 | 0 | 11.727 | 65.397 | 0 | 0 | 8.995 | 8.995 | 3.508 | 0 | 3.508 | 0 | 3.508
2016-07-27 18:00 | 0.04 | 0 | 19.895 | 0 | 10.145 | 140.6029 | 30 | 42.7273 | 9.1827 | 0.8 | 22.6057 | 2.5371 | 65.333 | 0 | 11.7199 | 65.333 | 0 | 0 | 10.145 | 10.145 | 3.9566 | 0 | 3.9566 | 0 | 3.9566
2016-07-27 19:00 | 0 | 0 | 11.6733 | 0.91572 | 17.411 | 151.6925 | 30 | 42.7273 | 9.1827 | 0.8 | 22.8737 | 2.5672 | 65.601 | 0 | 11.7499 | 65.601 | 0 | 0 | 17.411 | 18.3267 | 6.7903 | 0 | 6.7903 | 0.35713 | 7.1474
2016-07-27 20:00 | 0 | 20.709 | 0 | 0 | 20.709 | 129.8935 | 0 | 0 | 0 | 0 | 0 | 0 | 0 | 0 | 0 | 0 | 0 | 0 | 20.709 | 20.709 | 8.0765 | 0 | 8.0765 | 0 | 8.0765
2016-07-27 21:00 | 0 | 20.226 | 0 | 0 | 20.226 | 108.603 | 0 | 0 | 0 | 0 | 0 | 0 | 0 | 0 | 0 | 0 | 0 | 0 | 20.226 | 20.226 | 7.8881 | 0 | 7.8881 | 0 | 7.8881
2016-07-27 22:00 | 0 | 19.48 | 0 | 0 | 19.48 | 88.0977 | 0 | 0 | 0 | 0 | 0 | 0 | 0 | 0 | 0 | 0 | 0 | 0 | 19.48 | 19.48 | 7.5972 | 0 | 7.5972 | 0 | 7.5972
2016-07-27 23:00 | 0 | 15.628 | 0 | 0 | 15.628 | 71.6472 | 0 | 0 | 0 | 0 | 0 | 0 | 0 | 0 | 0 | 0 | 0 | 0 | 15.628 | 15.628 | 6.0949 | 0 | 6.0949 | 0 | 6.0949
2016-07-28 | 0 | 0.95377 | 0 | 0 | 13.472 | 70.6432 | 12.5182 | 17.829 | 3.8317 | 0.8 | 0 | 0 | 17.829 | 0 | 3.8317 | 0 | 10.43 | 3.4767 | 16.9487 | 16.9487 | 5.2541 | 1.3559 | 6.61 | 0 | 6.61
2016-07-28 01:00 | 0 | 0.52304 | 0 | 0 | 12.125 | 70.0927 | 11.602 | 16.524 | 3.5513 | 0.8 | 0 | 0 | 16.524 | 0 | 3.5513 | 0 | 9.667 | 3.2223 | 15.3473 | 15.3473 | 4.7287 | 1.2567 | 5.9855 | 0 | 5.9855
2016-07-28 02:00 | 0 | 0.38268 | 0 | 0 | 11.279 | 69.6899 | 10.8963 | 15.519 | 3.3353 | 0.8 | 0 | 0 | 15.519 | 0 | 3.3353 | 0 | 9.079 | 3.0263 | 14.3053 | 14.3053 | 4.3988 | 1.1803 | 5.5791 | 0 | 5.5791
2016-07-28 03:00 | 0 | 1.2154 | 0 | 0 | 11.503 | 68.4105 | 10.2876 | 14.652 | 3.1489 | 0.8 | 0 | 0 | 14.652 | 1.7764e-15 | 3.1489 | 0 | 8.571 | 2.857 | 14.36 | 14.36 | 4.4862 | 1.1142 | 5.6004 | 0 | 5.6004
2016-07-28 04:00 | 0 | 0.71806 | 0 | 0 | 10.366 | 67.6546 | 9.6479 | 13.741 | 2.9531 | 0.8 | 0 | 0 | 13.741 | 0 | 2.9531 | 0 | 8.039 | 2.6797 | 13.0457 | 13.0457 | 4.0427 | 1.0451 | 5.0878 | 0 | 5.0878
2016-07-28 05:00 | 0 | 9.865 | 0 | 0 | 9.865 | 57.2704 | 0 | 0 | 0 | 0 | 0 | 0 | 0 | 0 | 0 | 0 | 0 | 0 | 9.865 | 9.865 | 3.8474 | 0 | 3.8474 | 0 | 3.8474
2016-07-28 06:00 | 0 | 9.305 | 0 | 0 | 9.305 | 47.4757 | 0 | 0 | 0 | 0 | 0 | 0 | 0 | 0 | 0 | 0 | 0 | 0 | 9.305 | 9.305 | 3.629 | 0 | 3.629 | 0 | 3.629
2016-07-28 07:00 | 0 | 8.778 | 0 | 0 | 8.778 | 38.2357 | 0 | 0 | 0 | 0 | 0 | 0 | 0 | 0 | 0 | 0 | 0 | 0 | 8.778 | 8.778 | 3.4234 | 0 | 3.4234 | 0 | 3.4234
2016-07-28 08:00 | 0.04 | 7.479 | 0 | 0 | 7.519 | 30.363 | 0 | 0 | 0 | 0 | 0 | 0 | 0 | 0 | 0 | 0 | 0 | 0 | 7.519 | 7.519 | 2.9324 | 0 | 2.9324 | 0 | 2.9324
2016-07-28 09:00 | 0.45 | 0 | 22.467 | 0 | 7.983 | 51.7067 | 30 | 42.7273 | 9.1827 | 0.8 | 29.0947 | 3.2654 | 71.822 | 0 | 12.4481 | 71.822 | 0 | 0 | 7.983 | 7.983 | 3.1134 | 0 | 3.1134 | 0 | 3.1134
2016-07-28 10:00 | 0.71 | 0 | 0 | 23.087 | 7.623 | 51.7067 | 30 | 42.7273 | 9.1827 | 0.8 | 29.3967 | 3.2993 | 72.124 | 0 | 12.482 | 72.124 | 0 | 0 | 7.623 | 30.71 | 2.973 | 0 | 2.973 | 9.0039 | 11.9769
2016-07-28 11:00 | 0.91 | 0 | 23.303 | 0 | 7.607 | 73.8445 | 30 | 42.7273 | 9.1827 | 0.8 | 29.6867 | 3.3318 | 72.414 | 0 | 12.5146 | 72.414 | 0 | 0 | 7.607 | 7.607 | 2.9667 | 0 | 2.9667 | 0 | 2.9667
2016-07-28 12:00 | 1 | 0 | 19.1018 | 0 | 8.025 | 91.9912 | 26.1268 | 37.2109 | 7.9972 | 0.8 | 44.5751 | 5.0028 | 81.786 | 0 | 13 | 71.673 | 5.916 | 1.972 | 9.997 | 9.997 | 3.1298 | 0.76908 | 3.8988 | 0 | 3.8988
2016-07-28 13:00 | 1.16 | 0 | 16.5369 | 0 | 7.984 | 107.7013 | 23.3609 | 33.2716 | 7.1506 | 0.8 | 52.1184 | 5.8494 | 85.39 | 0 | 13 | 70.339 | 8.805 | 2.935 | 10.919 | 10.919 | 3.1138 | 1.1446 | 4.2584 | 0 | 4.2584
2016-07-28 14:00 | 1.12 | 0 | 15.328 | 0 | 8.292 | 122.2629 | 22.5 | 32.0455 | 6.8871 | 0.68703 | 0 | 0 | 24.343 | 7.7025 | 6.8871 | 0 | 14.241 | 4.747 | 13.039 | 13.039 | 3.2339 | 1.8513 | 5.0852 | 0 | 5.0852
2016-07-28 15:00 | 1.27 | 0 | 7.6766 | 0 | 8.316 | 129.5557 | 14.7226 | 20.9686 | 4.5065 | 0.8 | 75.6774 | 8.4935 | 96.646 | 0 | 13 | 66.172 | 17.827 | 5.9423 | 14.2583 | 14.2583 | 3.2432 | 2.3175 | 5.5608 | 0 | 5.5608
2016-07-28 16:00 | 1.03 | 0 | 5.8946 | 0 | 7.987 | 135.1555 | 12.8516 | 18.3038 | 3.9338 | 0.8 | 80.7802 | 9.0662 | 99.084 | 0 | 13 | 65.27 | 19.781 | 6.5937 | 14.5807 | 14.5807 | 3.1149 | 2.5715 | 5.6865 | 0 | 5.6865
2016-07-28 17:00 | 0.44 | 0 | 17.5364 | 4.6716 | 8.232 | 151.8151 | 30 | 42.7273 | 9.1827 | 0.8 | 22.0157 | 2.4709 | 64.743 | 0 | 11.6536 | 64.743 | 0 | 0 | 8.232 | 12.9036 | 3.2105 | 0 | 3.2105 | 1.8219 | 5.0324
2016-07-28 18:00 | 0.09 | 0 | 0 | 20.224 | 9.866 | 151.8151 | 30 | 42.7273 | 9.1827 | 0.8 | 21.8487 | 2.4522 | 64.576 | 0 | 11.6349 | 64.576 | 0 | 0 | 9.866 | 30.09 | 3.8477 | 0 | 3.8477 | 7.8874 | 11.7351
2016-07-28 19:00 | 0 | 0 | 0 | 12.457 | 17.543 | 151.8151 | 30 | 42.7273 | 9.1827 | 0.8 | 22.0537 | 2.4752 | 64.781 | 0 | 11.6579 | 64.781 | 0 | 0 | 17.543 | 30 | 6.8418 | 0 | 6.8418 | 4.8582 | 11.7
2016-07-28 20:00 | 0 | 20.772 | 0 | 0 | 20.772 | 129.9499 | 0 | 0 | 0 | 0 | 0 | 0 | 0 | 0 | 0 | 0 | 0 | 0 | 20.772 | 20.772 | 8.1011 | 0 | 8.1011 | 0 | 8.1011
2016-07-28 21:00 | 0 | 20.58 | 0 | 0 | 20.58 | 108.2867 | 0 | 0 | 0 | 0 | 0 | 0 | 0 | 0 | 0 | 0 | 0 | 0 | 20.58 | 20.58 | 8.0262 | 0 | 8.0262 | 0 | 8.0262
2016-07-28 22:00 | 0 | 19.468 | 0 | 0 | 19.468 | 87.7941 | 0 | 0 | 0 | 0 | 0 | 0 | 0 | 0 | 0 | 0 | 0 | 0 | 19.468 | 19.468 | 7.5925 | 0 | 7.5925 | 0 | 7.5925
2016-07-28 23:00 | 0 | 15.698 | 0 | 0 | 15.698 | 71.2699 | 0 | 0 | 0 | 0 | 0 | 0 | 0 | 0 | 0 | 0 | 0 | 0 | 15.698 | 15.698 | 6.1222 | 0 | 6.1222 | 0 | 6.1222
2016-07-29 | 0 | 0.30615 | 0 | 0 | 13.49 | 70.9476 | 13.1839 | 18.777 | 4.0355 | 0.8 | 0 | 0 | 18.777 | 0 | 4.0355 | 0 | 10.985 | 3.6617 | 17.1517 | 17.1517 | 5.2611 | 1.4281 | 6.6892 | 0 | 6.6892
2016-07-29 01:00 | 0 | 0.15574 | 0 | 0 | 12.285 | 70.7837 | 12.1293 | 17.275 | 3.7127 | 0.8 | 0 | 0 | 17.275 | 0 | 3.7127 | 0 | 10.106 | 3.3687 | 15.6537 | 15.6537 | 4.7912 | 1.3138 | 6.1049 | 0 | 6.1049
2016-07-29 02:00 | 0 | 0.21153 | 0 | 0 | 11.388 | 70.561 | 11.1765 | 15.918 | 3.421 | 0.8 | 0 | 0 | 15.918 | 0 | 3.421 | 0 | 9.312 | 3.104 | 14.492 | 14.492 | 4.4413 | 1.2106 | 5.6519 | 0 | 5.6519
2016-07-29 03:00 | 0 | 0.72013 | 0 | 0 | 11.172 | 69.803 | 10.4519 | 14.886 | 3.1992 | 0.8 | 0 | 0 | 14.886 | 0 | 3.1992 | 0 | 8.708 | 2.9027 | 14.0747 | 14.0747 | 4.3571 | 1.132 | 5.4891 | 0 | 5.4891
2016-07-29 04:00 | 0 | 0.65502 | 0 | 0 | 10.68 | 69.1135 | 10.025 | 14.278 | 3.0686 | 0.8 | 0 | 0 | 14.278 | 0 | 3.0686 | 0 | 8.353 | 2.7843 | 13.4643 | 13.4643 | 4.1652 | 1.0859 | 5.2511 | 0 | 5.2511
2016-07-29 05:00 | 0 | 10.139 | 0 | 0 | 10.139 | 58.4408 | 0 | 0 | 0 | 0 | 0 | 0 | 0 | 0 | 0 | 0 | 0 | 0 | 10.139 | 10.139 | 3.9542 | 0 | 3.9542 | 0 | 3.9542
2016-07-29 06:00 | 0 | 9.118 | 0 | 0 | 9.118 | 48.8429 | 0 | 0 | 0 | 0 | 0 | 0 | 0 | 0 | 0 | 0 | 0 | 0 | 9.118 | 9.118 | 3.556 | 0 | 3.556 | 0 | 3.556
2016-07-29 07:00 | 0 | 8.527 | 0 | 0 | 8.527 | 39.8671 | 0 | 0 | 0 | 0 | 0 | 0 | 0 | 0 | 0 | 0 | 0 | 0 | 8.527 | 8.527 | 3.3255 | 0 | 3.3255 | 0 | 3.3255
2016-07-29 08:00 | 0.13 | 6.876 | 0 | 0 | 7.006 | 32.6292 | 0 | 0 | 0 | 0 | 0 | 0 | 0 | 0 | 0 | 0 | 0 | 0 | 7.006 | 7.006 | 2.7323 | 0 | 2.7323 | 0 | 2.7323
2016-07-29 09:00 | 0.71 | 0 | 0 | 23.522 | 7.188 | 32.6292 | 30 | 42.7273 | 9.1827 | 0.8 | 27.7857 | 3.1185 | 70.513 | 0 | 12.3012 | 70.513 | 0 | 0 | 7.188 | 30.71 | 2.8033 | 0 | 2.8033 | 9.1736 | 11.9769
2016-07-29 10:00 | 1.13 | 0 | 23.698 | 0 | 7.432 | 55.1423 | 30 | 42.7273 | 9.1827 | 0.8 | 27.8337 | 3.1239 | 70.561 | 0 | 12.3066 | 70.561 | 0 | 0 | 7.432 | 7.432 | 2.8985 | 0 | 2.8985 | 0 | 2.8985
2016-07-29 11:00 | 1.36 | 0 | 24.175 | 0 | 7.185 | 78.1086 | 30 | 42.7273 | 9.1827 | 0.8 | 28.0287 | 3.1458 | 70.756 | 0 | 12.3285 | 70.756 | 0 | 0 | 7.185 | 7.185 | 2.8022 | 0 | 2.8022 | 0 | 2.8022
2016-07-29 12:00 | 1.5 | 0 | 0 | 9.107 | 7.393 | 78.1086 | 15 | 21.3636 | 4.5914 | 0.8 | 65.4734 | 7.3483 | 86.837 | 0 | 11.9397 | 69.803 | 9.965 | 3.3217 | 10.7147 | 19.8217 | 2.8833 | 1.2954 | 4.1787 | 3.5517 | 7.7304
2016-07-29 13:00 | 1.51 | 0 | 9.026 | 0 | 7.484 | 86.6833 | 15 | 21.3636 | 4.5914 | 0.8 | 68.7324 | 7.7141 | 90.096 | 0 | 12.3054 | 68.596 | 12.577 | 4.1923 | 11.6763 | 11.6763 | 2.9188 | 1.635 | 4.5538 | 0 | 4.5538
2016-07-29 14:00 | 1.48 | 0 | 8.745 | 0 | 7.735 | 94.991 | 15 | 21.3636 | 4.5914 | 0.8 | 3.1414 | 0.35257 | 24.505 | 0 | 4.9439 | 0 | 14.335 | 4.7783 | 12.5133 | 12.5133 | 3.0166 | 1.8636 | 4.8802 | 0 | 4.8802
2016-07-29 15:00 | 1.33 | 0 | 8.32 | 0 | 8.01 | 102.895 | 15 | 21.3636 | 4.5914 | 0.8 | 72.6904 | 8.1583 | 94.054 | 0 | 12.7497 | 67.131 | 15.75 | 5.25 | 13.26 | 13.26 | 3.1239 | 2.0475 | 5.1714 | 0 | 5.1714
2016-07-29 16:00 | 1.02 | 0 | 7.938 | 0 | 8.082 | 110.4361 | 15 | 21.3636 | 4.5914 | 0.8 | 74.2214 | 8.3301 | 95.585 | 0 | 12.9215 | 66.565 | 16.977 | 5.659 | 13.741 | 13.741 | 3.152 | 2.207 | 5.359 | 0 | 5.359
2016-07-29 17:00 | 0.4 | 0 | 8.7908 | 13.3692 | 8.24 | 118.7874 | 30 | 42.7273 | 9.1827 | 0.8 | 23.9527 | 2.6883 | 66.68 | 0 | 11.871 | 66.68 | 0 | 0 | 8.24 | 21.6092 | 3.2136 | 0 | 3.2136 | 5.214 | 8.4276
2016-07-29 18:00 | 0.08 | 0 | 20.927 | 0 | 9.153 | 138.6681 | 30 | 42.7273 | 9.1827 | 0.8 | 24.5717 | 2.7578 | 67.299 | 0 | 11.9405 | 67.299 | 0 | 0 | 9.153 | 9.153 | 3.5697 | 0 | 3.5697 | 0 | 3.5697
2016-07-29 19:00 | 0 | 0 | 13.839 | 0 | 16.161 | 151.8151 | 30 | 42.7273 | 9.1827 | 0.8 | 25.6217 | 2.8756 | 68.349 | 0 | 12.0584 | 68.349 | 0 | 0 | 16.161 | 16.161 | 6.3028 | 0 | 6.3028 | 0 | 6.3028
2016-07-29 20:00 | 0 | 19.73 | 0 | 0 | 19.73 | 131.0467 | 0 | 0 | 0 | 0 | 0 | 0 | 0 | 0 | 0 | 0 | 0 | 0 | 19.73 | 19.73 | 7.6947 | 0 | 7.6947 | 0 | 7.6947
2016-07-29 21:00 | 0 | 21.169 | 0 | 0 | 21.169 | 108.7635 | 0 | 0 | 0 | 0 | 0 | 0 | 0 | 0 | 0 | 0 | 0 | 0 | 21.169 | 21.169 | 8.2559 | 0 | 8.2559 | 0 | 8.2559
2016-07-29 22:00 | 0 | 20.703 | 0 | 0 | 20.703 | 86.9709 | 0 | 0 | 0 | 0 | 0 | 0 | 0 | 0 | 0 | 0 | 0 | 0 | 20.703 | 20.703 | 8.0742 | 0 | 8.0742 | 0 | 8.0742
2016-07-29 23:00 | 0 | 9.718 | 0 | 0 | 17.218 | 76.7414 | 7.5 | 10.6818 | 2.2957 | 0.33 | 0 | 0 | 0 | 10.6818 | 2.2957 | 0 | 0 | 0 | 17.218 | 17.218 | 6.715 | 0 | 6.715 | 0 | 6.715
2016-07-30 | 0 | 6.3443 | 0 | 0 | 14.008 | 70.0632 | 7.6637 | 10.915 | 2.3458 | 0.8 | 0 | 0 | 10.915 | 0 | 2.3458 | 0 | 6.385 | 2.1283 | 16.1363 | 16.1363 | 5.4631 | 0.83005 | 6.2932 | 0 | 6.2932
2016-07-30 01:00 | 0 | 4.2342 | 0 | 0 | 11.88 | 65.6062 | 7.6458 | 10.8895 | 2.3403 | 0.77378 | 0 | 0 | 10.282 | 0.60745 | 2.3403 | 0 | 6.015 | 2.005 | 13.885 | 13.885 | 4.6332 | 0.78195 | 5.4152 | 0 | 5.4152
2016-07-30 02:00 | 0 | 2.987 | 0 | 0 | 10.487 | 62.462 | 7.5 | 10.6818 | 2.2957 | 0.72327 | 0 | 0 | 8.938 | 1.7438 | 2.2957 | 0 | 5.228 | 1.7427 | 12.2297 | 12.2297 | 4.0899 | 0.67964 | 4.7696 | 0 | 4.7696
2016-07-30 03:00 | 0 | 3.048 | 0 | 0 | 10.548 | 59.2535 | 7.5 | 10.6818 | 2.2957 | 0.68688 | 0 | 0 | 8.111 | 2.5708 | 2.2957 | 0 | 4.745 | 1.5817 | 12.1297 | 12.1297 | 4.1137 | 0.61685 | 4.7306 | 0 | 4.7306
2016-07-30 04:00 | 0 | 2.694 | 0 | 0 | 10.194 | 56.4178 | 7.5 | 10.6818 | 2.2957 | 0.69964 | 0 | 0 | 8.401 | 2.2808 | 2.2957 | 0 | 4.914 | 1.638 | 11.832 | 11.832 | 3.9757 | 0.63882 | 4.6145 | 0 | 4.6145
2016-07-30 05:00 | 0 | 9.325 | 0 | 0 | 9.325 | 46.602 | 0 | 0 | 0 | 0 | 0 | 0 | 0 | 0 | 0 | 0 | 0 | 0 | 9.325 | 9.325 | 3.6368 | 0 | 3.6368 | 0 | 3.6368
2016-07-30 06:00 | 0 | 8.794 | 0 | 0 | 8.794 | 37.3451 | 0 | 0 | 0 | 0 | 0 | 0 | 0 | 0 | 0 | 0 | 0 | 0 | 8.794 | 8.794 | 3.4297 | 0 | 3.4297 | 0 | 3.4297
2016-07-30 07:00 | 0 | 0 | 0 | 0 | 8.298 | 37.3451 | 8.298 | 11.8184 | 2.5399 | 0.33 | 0 | 0 | 0 | 11.8184 | 2.5399 | 0 | 0 | 0 | 8.298 | 8.298 | 3.2362 | 0 | 3.2362 | 0 | 3.2362
2016-07-30 08:00 | 0.14 | 6.633 | 0 | 0 | 6.773 | 30.363 | 0 | 0 | 0 | 0 | 0 | 0 | 0 | 0 | 0 | 0 | 0 | 0 | 6.773 | 6.773 | 2.6415 | 0 | 2.6415 | 0 | 2.6415
2016-07-30 09:00 | 0.76 | 0 | 5.977 | 18.131 | 6.652 | 36.0411 | 30 | 42.7273 | 9.1827 | 0.8 | 30.0877 | 3.3768 | 72.815 | 0 | 12.5596 | 72.815 | 0 | 0 | 6.652 | 24.783 | 2.5943 | 0 | 2.5943 | 7.0711 | 9.6654
2016-07-30 10:00 | 1.15 | 0 | 24.193 | 0 | 6.957 | 59.0245 | 30 | 42.7273 | 9.1827 | 0.8 | 30.0867 | 3.3767 | 72.814 | 0 | 12.5595 | 72.814 | 0 | 0 | 6.957 | 6.957 | 2.7132 | 0 | 2.7132 | 0 | 2.7132
2016-07-30 11:00 | 1.37 | 0 | 0 | 24.464 | 6.906 | 59.0245 | 30 | 42.7273 | 9.1827 | 0.8 | 30.0767 | 3.3756 | 72.804 | 0 | 12.5584 | 72.804 | 0 | 0 | 6.906 | 31.37 | 2.6933 | 0 | 2.6933 | 9.541 | 12.2343
2016-07-30 12:00 | 1.57 | 0 | 0 | 22.4014 | 7.323 | 59.0245 | 28.1544 | 40.0987 | 8.6178 | 0.8 | 39.0453 | 4.3822 | 79.144 | 0 | 13 | 72.651 | 3.799 | 1.2663 | 8.5893 | 30.9907 | 2.856 | 0.49387 | 3.3498 | 8.7365 | 12.0864
2016-07-30 13:00 | 1.56 | 0 | 21.1838 | 0 | 7.569 | 79.1491 | 27.1928 | 38.7291 | 8.3235 | 0.8 | 41.6679 | 4.6765 | 80.397 | 0 | 13 | 72.187 | 4.803 | 1.601 | 9.17 | 9.17 | 2.9519 | 0.62439 | 3.5763 | 0 | 3.5763
2016-07-30 14:00 | 1.48 | 0 | 1.402 | 0 | 7.578 | 80.481 | 7.5 | 10.6818 | 2.2957 | 0.76749 | 0 | 0 | 9.943 | 0.73882 | 2.2957 | 0 | 5.816 | 1.9387 | 9.5167 | 9.5167 | 2.9554 | 0.75608 | 3.7115 | 0 | 3.7115
2016-07-30 15:00 | 1.31 | 0 | 18.4636 | 0 | 8.172 | 98.0214 | 25.3256 | 36.0698 | 7.7519 | 0.8 | 46.7602 | 5.2481 | 82.83 | 0 | 13 | 71.286 | 6.753 | 2.251 | 10.423 | 10.423 | 3.1871 | 0.87789 | 4.065 | 0 | 4.065
2016-07-30 16:00 | 1.03 | 0 | 0 | 17.1546 | 7.861 | 98.0214 | 23.9856 | 34.1613 | 7.3418 | 0.8 | 50.4147 | 5.6582 | 84.576 | 0 | 13 | 70.64 | 8.152 | 2.7173 | 10.5783 | 27.733 | 3.0658 | 1.0598 | 4.1255 | 6.6903 | 10.8159
2016-07-30 17:00 | 0.42 | 0 | 22.043 | 0 | 8.377 | 118.9622 | 30 | 42.7273 | 9.1827 | 0.8 | 26.8667 | 3.0153 | 69.594 | 0 | 12.1981 | 69.594 | 0 | 0 | 8.377 | 8.377 | 3.267 | 0 | 3.267 | 0 | 3.267
2016-07-30 18:00 | 0.08 | 0 | 20.697 | 0 | 9.383 | 138.6244 | 30 | 42.7273 | 9.1827 | 0.8 | 25.6617 | 2.8801 | 68.389 | 0 | 12.0628 | 68.389 | 0 | 0 | 9.383 | 9.383 | 3.6594 | 0 | 3.6594 | 0 | 3.6594
2016-07-30 19:00 | 0 | 0 | 13.885 | 0 | 16.115 | 151.8151 | 30 | 42.7273 | 9.1827 | 0.8 | 25.0567 | 2.8122 | 67.784 | 0 | 11.9949 | 67.784 | 0 | 0 | 16.115 | 16.115 | 6.2848 | 0 | 6.2848 | 0 | 6.2848
2016-07-30 20:00 | 0 | 11.685 | 0 | 0 | 19.185 | 139.5151 | 7.5 | 10.6818 | 2.2957 | 0.33 | 0 | 0 | 0 | 10.6818 | 2.2957 | 0 | 0 | 0 | 19.185 | 19.185 | 7.4821 | 0 | 7.4821 | 0 | 7.4821
2016-07-30 21:00 | 0 | 18.745 | 0 | 0 | 18.745 | 119.7835 | 0 | 0 | 0 | 0 | 0 | 0 | 0 | 0 | 0 | 0 | 0 | 0 | 18.745 | 18.745 | 7.3106 | 0 | 7.3106 | 0 | 7.3106
2016-07-30 22:00 | 0 | 18.317 | 0 | 0 | 18.317 | 100.5025 | 0 | 0 | 0 | 0 | 0 | 0 | 0 | 0 | 0 | 0 | 0 | 0 | 18.317 | 18.317 | 7.1436 | 0 | 7.1436 | 0 | 7.1436
2016-07-30 23:00 | 0 | 15.373 | 0 | 0 | 15.373 | 84.3204 | 0 | 0 | 0 | 0 | 0 | 0 | 0 | 0 | 0 | 0 | 0 | 0 | 15.373 | 15.373 | 5.9955 | 0 | 5.9955 | 0 | 5.9955
2016-07-31 | 0 | 4.7022 | 0 | 0 | 12.691 | 79.3707 | 7.9888 | 11.378 | 2.4453 | 0.8 | 0 | 0 | 11.378 | 0 | 2.4453 | 0 | 6.656 | 2.2187 | 14.9097 | 14.9097 | 4.9495 | 0.86528 | 5.8148 | 0 | 5.8148
2016-07-31 01:00 | 0 | 3.8323 | 0 | 0 | 11.343 | 75.3367 | 7.5107 | 10.697 | 2.2989 | 0.8 | 0 | 0 | 10.697 | 0 | 2.2989 | 0 | 6.257 | 2.0857 | 13.4287 | 13.4287 | 4.4238 | 0.81341 | 5.2372 | 0 | 5.2372
2016-07-31 02:00 | 0 | 3.469 | 0 | 0 | 10.969 | 71.6851 | 7.5 | 10.6818 | 2.2957 | 0.78135 | 0 | 0 | 10.258 | 0.42382 | 2.2957 | 0 | 6.001 | 2.0003 | 12.9693 | 12.9693 | 4.2779 | 0.78013 | 5.058 | 0 | 5.058
2016-07-31 03:00 | 0 | 3.723 | 0 | 0 | 11.223 | 67.7661 | 7.5 | 10.6818 | 2.2957 | 0.74664 | 0 | 0 | 9.469 | 1.2128 | 2.2957 | 0 | 5.54 | 1.8467 | 13.0697 | 13.0697 | 4.377 | 0.7202 | 5.0972 | 0 | 5.0972
2016-07-31 04:00 | 0 | 1.023 | 0 | 0 | 10.847 | 66.6893 | 9.824 | 13.9918 | 3.0071 | 0.62631 | 0 | 0 | 8.821 | 5.1708 | 3.0071 | 0 | 5.16 | 1.72 | 12.567 | 12.567 | 4.2303 | 0.6708 | 4.9011 | 0 | 4.9011
2016-07-31 05:00 | 0 | 9.862 | 0 | 0 | 9.862 | 56.3083 | 0 | 0 | 0 | 0 | 0 | 0 | 0 | 0 | 0 | 0 | 0 | 0 | 9.862 | 9.862 | 3.8462 | 0 | 3.8462 | 0 | 3.8462
2016-07-31 06:00 | 0 | 8.817 | 0 | 0 | 8.817 | 47.0272 | 0 | 0 | 0 | 0 | 0 | 0 | 0 | 0 | 0 | 0 | 0 | 0 | 8.817 | 8.817 | 3.4386 | 0 | 3.4386 | 0 | 3.4386
2016-07-31 07:00 | 0 | 8.761 | 0 | 0 | 8.761 | 37.8051 | 0 | 0 | 0 | 0 | 0 | 0 | 0 | 0 | 0 | 0 | 0 | 0 | 8.761 | 8.761 | 3.4168 | 0 | 3.4168 | 0 | 3.4168
2016-07-31 08:00 | 0.13 | 7.07 | 0 | 0 | 7.2 | 30.363 | 0 | 0 | 0 | 0 | 0 | 0 | 0 | 0 | 0 | 0 | 0 | 0 | 7.2 | 7.2 | 2.808 | 0 | 2.808 | 0 | 2.808
2016-07-31 09:00 | 0.79 | 0 | 23.49 | 0 | 7.3 | 52.6785 | 30 | 42.7273 | 9.1827 | 0.8 | 29.8057 | 3.3452 | 72.533 | 0 | 12.5279 | 72.533 | 0 | 0 | 7.3 | 7.3 | 2.847 | 0 | 2.847 | 0 | 2.847
2016-07-31 10:00 | 1.17 | 0 | 15.8801 | 7.9409 | 7.349 | 67.7646 | 30 | 42.7273 | 9.1827 | 0.8 | 30.3467 | 3.4059 | 73.074 | 0 | 12.5887 | 73.074 | 0 | 0 | 7.349 | 15.2899 | 2.8661 | 0 | 2.8661 | 3.097 | 5.9631
2016-07-31 11:00 | 1.42 | 0 | 23.895 | 0 | 7.525 | 90.4649 | 30 | 42.7273 | 9.1827 | 0.8 | 30.4607 | 3.4187 | 73.188 | 0 | 12.6014 | 73.188 | 0 | 0 | 7.525 | 7.525 | 2.9348 | 0 | 2.9348 | 0 | 2.9348
2016-07-31 12:00 | 1.51 | 0 | 21.5722 | 0 | 7.601 | 110.9585 | 27.6632 | 39.3991 | 8.4675 | 0.8 | 40.3849 | 4.5325 | 79.784 | 0 | 13 | 72.414 | 4.311 | 1.437 | 9.038 | 9.038 | 2.9644 | 0.56043 | 3.5248 | 0 | 3.5248
2016-07-31 13:00 | 1.53 | 0 | 0 | 19.0998 | 7.382 | 110.9585 | 24.9518 | 35.5375 | 7.6375 | 0.8 | 47.7795 | 5.3625 | 83.317 | 0 | 13 | 71.106 | 7.144 | 2.3813 | 9.7633 | 28.8632 | 2.879 | 0.92872 | 3.8077 | 7.4489 | 11.2566
2016-07-31 14:00 | 1.47 | 0 | 0 | 7.3879 | 7.537 | 110.9585 | 13.4549 | 19.163 | 4.1184 | 0.8 | 0 | 0 | 19.163 | 0 | 4.1184 | 0 | 11.21 | 3.7367 | 11.2737 | 18.6615 | 2.9394 | 1.4573 | 4.3967 | 2.8813 | 7.278
2016-07-31 15:00 | 1.31 | 0 | 8.083 | 0 | 8.227 | 118.6373 | 15 | 21.3636 | 4.5914 | 0.8 | 70.3054 | 7.8906 | 91.669 | 0 | 12.482 | 68.014 | 13.838 | 4.6127 | 12.8397 | 12.8397 | 3.2085 | 1.7989 | 5.0075 | 0 | 5.0075
2016-07-31 16:00 | 1 | 0 | 0 | 7.836 | 8.164 | 118.6373 | 15 | 21.3636 | 4.5914 | 0.8 | 72.3894 | 8.1245 | 93.753 | 0 | 12.7159 | 67.243 | 15.508 | 5.1693 | 13.3333 | 21.1693 | 3.184 | 2.016 | 5.2 | 3.056 | 8.256
2016-07-31 17:00 | 0.44 | 0 | 21.902 | 0 | 8.538 | 139.4442 | 30 | 42.7273 | 9.1827 | 0.8 | 24.0857 | 2.7032 | 66.813 | 0 | 11.886 | 66.813 | 0 | 0 | 8.538 | 8.538 | 3.3298 | 0 | 3.3298 | 0 | 3.3298
2016-07-31 18:00 | 0.09 | 0 | 0 | 20.197 | 9.893 | 139.4442 | 30 | 42.7273 | 9.1827 | 0.8 | 23.9007 | 2.6825 | 66.628 | 0 | 11.8652 | 66.628 | 0 | 0 | 9.893 | 30.09 | 3.8583 | 0 | 3.8583 | 7.8768 | 11.7351
2016-07-31 19:00 | 0 | 0 | 13.022 | 0 | 16.978 | 151.8151 | 30 | 42.7273 | 9.1827 | 0.8 | 24.0377 | 2.6978 | 66.765 | 0 | 11.8806 | 66.765 | 0 | 0 | 16.978 | 16.978 | 6.6214 | 0 | 6.6214 | 0 | 6.6214
2016-07-31 20:00 | 0 | 20.001 | 0 | 0 | 20.001 | 130.7614 | 0 | 0 | 0 | 0 | 0 | 0 | 0 | 0 | 0 | 0 | 0 | 0 | 20.001 | 20.001 | 7.8004 | 0 | 7.8004 | 0 | 7.8004
2016-07-31 21:00 | 0 | 19.233 | 0 | 0 | 19.233 | 110.5162 | 0 | 0 | 0 | 0 | 0 | 0 | 0 | 0 | 0 | 0 | 0 | 0 | 19.233 | 19.233 | 7.5009 | 0 | 7.5009 | 0 | 7.5009
2016-07-31 22:00 | 0 | 19.144 | 0 | 0 | 19.144 | 90.3646 | 0 | 0 | 0 | 0 | 0 | 0 | 0 | 0 | 0 | 0 | 0 | 0 | 19.144 | 19.144 | 7.4662 | 0 | 7.4662 | 0 | 7.4662
2016-07-31 23:00 | 0 | 16.195 | 0 | 0 | 16.195 | 73.3172 | 0 | 0 | 0 | 0 | 0 | 0 | 0 | 0 | 0 | 0 | 0 | 0 | 16.195 | 16.195 | 6.3161 | 0 | 6.3161 | 0 | 6.3161
2016-08-01 | 0 | 4.9908 | 0 | 0 | 13.74 | 68.0638 | 8.7492 | 12.461 | 2.6781 | 0.8 | 0 | 0 | 12.461 | 0 | 2.6781 | 0 | 7.289 | 2.4297 | 16.1697 | 16.1697 | 5.3586 | 0.94757 | 6.3062 | 0 | 6.3062
2016-08-01 01:00 | 0 | 5.6134 | 0 | 0 | 13.176 | 62.1549 | 7.5626 | 10.771 | 2.3149 | 0.8 | 0 | 0 | 10.771 | 0 | 2.3149 | 0 | 6.301 | 2.1003 | 15.2763 | 15.2763 | 5.1386 | 0.81913 | 5.9578 | 0 | 5.9578
2016-08-01 02:00 | 0 | 4.159 | 0 | 0 | 11.659 | 57.777 | 7.5 | 10.6818 | 2.2957 | 0.75627 | 0 | 0 | 9.688 | 0.99382 | 2.2957 | 0 | 5.667 | 1.889 | 13.548 | 13.548 | 4.547 | 0.73671 | 5.2837 | 0 | 5.2837
2016-08-01 03:00 | 0 | 3.296 | 0 | 0 | 10.796 | 54.3076 | 7.5 | 10.6818 | 2.2957 | 0.71614 | 0 | 0 | 8.776 | 1.9058 | 2.2957 | 0 | 5.134 | 1.7113 | 12.5073 | 12.5073 | 4.2104 | 0.66742 | 4.8779 | 0 | 4.8779
2016-08-01 04:00 | 0 | 2.751 | 0 | 0 | 10.251 | 51.4118 | 7.5 | 10.6818 | 2.2957 | 0.68424 | 0 | 0 | 8.051 | 2.6308 | 2.2957 | 0 | 4.71 | 1.57 | 11.821 | 11.821 | 3.9979 | 0.6123 | 4.6102 | 0 | 4.6102
2016-08-01 05:00 | 0 | 10.158 | 0 | 0 | 10.158 | 40.7191 | 0 | 0 | 0 | 0 | 0 | 0 | 0 | 0 | 0 | 0 | 0 | 0 | 10.158 | 10.158 | 3.9616 | 0 | 3.9616 | 0 | 3.9616
2016-08-01 06:00 | 0 | 0.89932 | 0 | 0 | 10.108 | 39.7725 | 9.2087 | 13.1154 | 2.8187 | 0.33 | 0 | 0 | 0 | 13.1154 | 2.8187 | 0 | 0 | 0 | 10.108 | 10.108 | 3.9421 | 0 | 3.9421 | 0 | 3.9421
2016-08-01 07:00 | 0 | 1.546 | 0 | 0 | 9.046 | 38.1451 | 7.5 | 10.6818 | 2.2957 | 0.33 | 0 | 0 | 0 | 10.6818 | 2.2957 | 0 | 0 | 0 | 9.046 | 9.046 | 3.5279 | 0 | 3.5279 | 0 | 3.5279
2016-08-01 08:00 | 0.14 | 7.393 | 0 | 0 | 7.533 | 30.363 | 0 | 0 | 0 | 0 | 0 | 0 | 0 | 0 | 0 | 0 | 0 | 0 | 7.533 | 7.533 | 2.9379 | 0 | 2.9379 | 0 | 2.9379
2016-08-01 09:00 | 0.69 | 0 | 23.302 | 0 | 7.388 | 52.4999 | 30 | 42.7273 | 9.1827 | 0.8 | 30.0687 | 3.3747 | 72.796 | 0 | 12.5575 | 72.796 | 0 | 0 | 7.388 | 7.388 | 2.8813 | 0 | 2.8813 | 0 | 2.8813
2016-08-01 10:00 | 1.09 | 0 | 23.602 | 0 | 7.488 | 74.9218 | 30 | 42.7273 | 9.1827 | 0.8 | 30.1847 | 3.3877 | 72.912 | 0 | 12.5705 | 72.912 | 0 | 0 | 7.488 | 7.488 | 2.9203 | 0 | 2.9203 | 0 | 2.9203
2016-08-01 11:00 | 1.35 | 0 | 22.5803 | 0.97869 | 7.791 | 96.3731 | 30 | 42.7273 | 9.1827 | 0.8 | 30.2787 | 3.3983 | 73.006 | 0 | 12.581 | 73.006 | 0 | 0 | 7.791 | 8.7697 | 3.0385 | 0 | 3.0385 | 0.38169 | 3.4202
2016-08-01 12:00 | 1.34 | 0 | 0 | 20.4583 | 8.373 | 96.3731 | 27.4913 | 39.1543 | 8.4148 | 0.8 | 40.8537 | 4.5852 | 80.008 | 0 | 13 | 72.331 | 4.491 | 1.497 | 9.87 | 30.3283 | 3.2655 | 0.58383 | 3.8493 | 7.9787 | 11.828
2016-08-01 13:00 | 1.25 | 0 | 0 | 17.9223 | 8.486 | 96.3731 | 25.1583 | 35.8315 | 7.7007 | 0.8 | 47.2165 | 5.2993 | 83.048 | 0 | 13 | 71.205 | 6.928 | 2.3093 | 10.7953 | 28.7176 | 3.3095 | 0.90064 | 4.2102 | 6.9897 | 11.1999
2016-08-01 14:00 | 1.22 | 0 | 0 | 3.4405 | 9.168 | 96.3731 | 11.3885 | 16.22 | 3.4859 | 0.8 | 0 | 0 | 16.22 | 0 | 3.4859 | 0 | 9.488 | 3.1627 | 12.3307 | 15.7712 | 3.5755 | 1.2334 | 4.809 | 1.3418 | 6.1508
2016-08-01 15:00 | 1.01 | 0 | 0 | 6.11 | 9.9 | 96.3731 | 15 | 21.3636 | 4.5914 | 0.8 | 67.6924 | 7.5973 | 89.056 | 0 | 12.1887 | 68.981 | 11.744 | 3.9147 | 13.8147 | 19.9247 | 3.861 | 1.5267 | 5.3877 | 2.3829 | 7.7706
2016-08-01 16:00 | 0.69 | 0 | 5.465 | 0 | 10.225 | 101.5649 | 15 | 21.3636 | 4.5914 | 0.8 | 69.9264 | 7.8481 | 91.29 | 0 | 12.4394 | 68.155 | 13.534 | 4.5113 | 14.7363 | 14.7363 | 3.9878 | 1.7594 | 5.7472 | 0 | 5.7472
2016-08-01 17:00 | 0.28 | 0 | 20.444 | 0 | 9.836 | 120.9867 | 30 | 42.7273 | 9.1827 | 0.8 | 24.8177 | 2.7854 | 67.545 | 0 | 11.9681 | 67.545 | 0 | 0 | 9.836 | 9.836 | 3.836 | 0 | 3.836 | 0 | 3.836
2016-08-01 18:00 | 0.06 | 0 | 19.549 | 0 | 10.511 | 139.5582 | 30 | 42.7273 | 9.1827 | 0.8 | 24.5127 | 2.7511 | 67.24 | 0 | 11.9339 | 67.24 | 0 | 0 | 10.511 | 10.511 | 4.0993 | 0 | 4.0993 | 0 | 4.0993
2016-08-01 19:00 | 0 | 0 | 12.902 | 0 | 17.098 | 151.8151 | 30 | 42.7273 | 9.1827 | 0.8 | 24.5587 | 2.7563 | 67.286 | 0 | 11.939 | 67.286 | 0 | 0 | 17.098 | 17.098 | 6.6682 | 0 | 6.6682 | 0 | 6.6682
2016-08-01 20:00 | 0 | 20.507 | 0 | 0 | 20.507 | 130.2288 | 0 | 0 | 0 | 0 | 0 | 0 | 0 | 0 | 0 | 0 | 0 | 0 | 20.507 | 20.507 | 7.9977 | 0 | 7.9977 | 0 | 7.9977
2016-08-01 21:00 | 0 | 20.452 | 0 | 0 | 20.452 | 108.7004 | 0 | 0 | 0 | 0 | 0 | 0 | 0 | 0 | 0 | 0 | 0 | 0 | 20.452 | 20.452 | 7.9763 | 0 | 7.9763 | 0 | 7.9763
2016-08-01 22:00 | 0 | 20.345 | 0 | 0 | 20.345 | 87.2846 | 0 | 0 | 0 | 0 | 0 | 0 | 0 | 0 | 0 | 0 | 0 | 0 | 20.345 | 20.345 | 7.9345 | 0 | 7.9345 | 0 | 7.9345
2016-08-01 23:00 | 0 | 18.406 | 0 | 0 | 18.406 | 67.9099 | 0 | 0 | 0 | 0 | 0 | 0 | 0 | 0 | 0 | 0 | 0 | 0 | 18.406 | 18.406 | 7.1783 | 0 | 7.1783 | 0 | 7.1783
2016-08-02 | 0 | 6.3535 | 0 | 0 | 14.422 | 61.222 | 8.0685 | 11.4915 | 2.4697 | 0.77299 | 0 | 0 | 10.831 | 0.66052 | 2.4697 | 0 | 6.336 | 2.112 | 16.534 | 16.534 | 5.6246 | 0.82368 | 6.4483 | 0 | 6.4483
2016-08-02 01:00 | 0 | 5.421 | 0 | 0 | 12.921 | 55.5157 | 7.5 | 10.6818 | 2.2957 | 0.72318 | 0 | 0 | 8.936 | 1.7458 | 2.2957 | 0 | 5.227 | 1.7423 | 14.6633 | 14.6633 | 5.0392 | 0.67951 | 5.7187 | 0 | 5.7187
2016-08-02 02:00 | 0 | 4.314 | 0 | 0 | 11.814 | 50.9746 | 7.5 | 10.6818 | 2.2957 | 0.68116 | 0 | 0 | 7.981 | 2.7008 | 2.2957 | 0 | 4.669 | 1.5563 | 13.3703 | 13.3703 | 4.6075 | 0.60697 | 5.2144 | 0 | 5.2144
2016-08-02 03:00 | 0 | 0 | 0 | 0 | 10.977 | 50.9746 | 10.977 | 15.6339 | 3.36 | 0.56837 | 0 | 0 | 7.929 | 7.7049 | 3.36 | 0 | 4.638 | 1.546 | 12.523 | 12.523 | 4.281 | 0.60294 | 4.884 | 0 | 4.884
2016-08-02 04:00 | 0 | 2.573 | 0 | 0 | 10.073 | 48.2662 | 7.5 | 10.6818 | 2.2957 | 0.67016 | 0 | 0 | 7.731 | 2.9508 | 2.2957 | 0 | 4.523 | 1.5077 | 11.5807 | 11.5807 | 3.9285 | 0.58799 | 4.5165 | 0 | 4.5165
2016-08-02 05:00 | 0 | 0 | 0 | 0 | 9.516 | 48.2662 | 9.516 | 13.5531 | 2.9128 | 0.33 | 0 | 0 | 0 | 13.5531 | 2.9128 | 0 | 0 | 0 | 9.516 | 9.516 | 3.7112 | 0 | 3.7112 | 0 | 3.7112
2016-08-02 06:00 | 0 | 9.497 | 0 | 0 | 9.497 | 38.2693 | 0 | 0 | 0 | 0 | 0 | 0 | 0 | 0 | 0 | 0 | 0 | 0 | 9.497 | 9.497 | 3.7038 | 0 | 3.7038 | 0 | 3.7038
2016-08-02 07:00 | 0 | 0 | 0 | 0 | 8.664 | 38.2693 | 8.664 | 12.3396 | 2.652 | 0.33 | 0 | 0 | 0 | 12.3396 | 2.652 | 0 | 0 | 0 | 8.664 | 8.664 | 3.379 | 0 | 3.379 | 0 | 3.379
2016-08-02 08:00 | 0.1 | 7.511 | 0 | 0 | 7.611 | 30.363 | 0 | 0 | 0 | 0 | 0 | 0 | 0 | 0 | 0 | 0 | 0 | 0 | 7.611 | 7.611 | 2.9683 | 0 | 2.9683 | 0 | 2.9683
2016-08-02 09:00 | 0.19 | 0 | 22.528 | 0 | 7.662 | 51.7646 | 30 | 42.7273 | 9.1827 | 0.8 | 30.3577 | 3.4072 | 73.085 | 0 | 12.5899 | 73.085 | 0 | 0 | 7.662 | 7.662 | 2.9882 | 0 | 2.9882 | 0 | 2.9882
2016-08-02 10:00 | 0.52 | 0 | 22.353 | 0 | 8.167 | 73 | 30 | 42.7273 | 9.1827 | 0.8 | 30.5457 | 3.4283 | 73.273 | 0 | 12.611 | 73.273 | 0 | 0 | 8.167 | 8.167 | 3.1851 | 0 | 3.1851 | 0 | 3.1851
2016-08-02 11:00 | 0.92 | 0 | 22.668 | 0 | 8.252 | 94.5346 | 30 | 42.7273 | 9.1827 | 0.8 | 30.7627 | 3.4526 | 73.49 | 0 | 12.6353 | 73.49 | 0 | 0 | 8.252 | 8.252 | 3.2183 | 0 | 3.2183 | 0 | 3.2183
2016-08-02 12:00 | 1.37 | 0 | 20.8477 | 0 | 8.844 | 114.3399 | 28.3217 | 40.3369 | 8.669 | 0.8 | 38.5891 | 4.331 | 78.926 | 0 | 13 | 72.731 | 3.624 | 1.208 | 10.052 | 10.052 | 3.4492 | 0.47112 | 3.9203 | 0 | 3.9203
2016-08-02 13:00 | 1.48 | 0 | 0 | 17.1274 | 9.144 | 114.3399 | 24.7914 | 35.309 | 7.5884 | 0.8 | 48.217 | 5.4116 | 83.526 | 0 | 13 | 71.029 | 7.311 | 2.437 | 11.581 | 28.7084 | 3.5662 | 0.95043 | 4.5166 | 6.6797 | 11.1963
2016-08-02 14:00 | 1.5 | 0 | 0 | 5.2049 | 9.295 | 114.3399 | 12.9999 | 18.515 | 3.9792 | 0.8 | 0 | 0 | 18.515 | 0 | 3.9792 | 0 | 10.832 | 3.6107 | 12.9057 | 18.1106 | 3.625 | 1.4082 | 5.0332 | 2.0299 | 7.0631
2016-08-02 15:00 | 1.17 | 0 | 0 | 6.719 | 9.451 | 114.3399 | 15 | 21.3636 | 4.5914 | 0.8 | 69.9274 | 7.8482 | 91.291 | 0 | 12.4396 | 68.154 | 13.535 | 4.5117 | 13.9627 | 20.6817 | 3.6859 | 1.7595 | 5.4454 | 2.6204 | 8.0658
2016-08-02 16:00 | 0.62 | 0 | 6.232 | 0 | 9.388 | 120.2603 | 15 | 21.3636 | 4.5914 | 0.8 | 72.3934 | 8.125 | 93.757 | 0 | 12.7163 | 67.242 | 15.511 | 5.1703 | 14.5583 | 14.5583 | 3.6613 | 2.0164 | 5.6778 | 0 | 5.6778
2016-08-02 17:00 | 0.37 | 0 | 20.982 | 0 | 9.388 | 140.1932 | 30 | 42.7273 | 9.1827 | 0.8 | 23.8867 | 2.6809 | 66.614 | 0 | 11.8636 | 66.614 | 0 | 0 | 9.388 | 9.388 | 3.6613 | 0 | 3.6613 | 0 | 3.6613
2016-08-02 18:00 | 0.08 | 0 | 12.2336 | 7.7174 | 10.129 | 151.8151 | 30 | 42.7273 | 9.1827 | 0.8 | 23.5607 | 2.6443 | 66.288 | 0 | 11.827 | 66.288 | 0 | 0 | 10.129 | 17.8464 | 3.9503 | 0 | 3.9503 | 3.0098 | 6.9601
2016-08-02 19:00 | 0 | 0 | 0 | 12.155 | 17.845 | 151.8151 | 30 | 42.7273 | 9.1827 | 0.8 | 23.5807 | 2.6465 | 66.308 | 0 | 11.8293 | 66.308 | 0 | 0 | 17.845 | 30 | 6.9596 | 0 | 6.9596 | 4.7405 | 11.7
2016-08-02 20:00 | 0 | 20.375 | 0 | 0 | 20.375 | 130.3677 | 0 | 0 | 0 | 0 | 0 | 0 | 0 | 0 | 0 | 0 | 0 | 0 | 20.375 | 20.375 | 7.9463 | 0 | 7.9463 | 0 | 7.9463
2016-08-02 21:00 | 0 | 21.209 | 0 | 0 | 21.209 | 108.0425 | 0 | 0 | 0 | 0 | 0 | 0 | 0 | 0 | 0 | 0 | 0 | 0 | 21.209 | 21.209 | 8.2715 | 0 | 8.2715 | 0 | 8.2715
2016-08-02 22:00 | 0 | 20.291 | 0 | 0 | 20.291 | 86.6835 | 0 | 0 | 0 | 0 | 0 | 0 | 0 | 0 | 0 | 0 | 0 | 0 | 20.291 | 20.291 | 7.9135 | 0 | 7.9135 | 0 | 7.9135
2016-08-02 23:00 | 0 | 18.13 | 0 | 0 | 18.13 | 67.5993 | 0 | 0 | 0 | 0 | 0 | 0 | 0 | 0 | 0 | 0 | 0 | 0 | 18.13 | 18.13 | 7.0707 | 0 | 7.0707 | 0 | 7.0707
2016-08-03 | 0 | 7.617 | 0 | 0 | 15.117 | 59.5814 | 7.5 | 10.6818 | 2.2957 | 0.77559 | 0 | 0 | 10.127 | 0.55482 | 2.2957 | 0 | 5.924 | 1.9747 | 17.0917 | 17.0917 | 5.8956 | 0.77012 | 6.6658 | 0 | 6.6658
2016-08-03 01:00 | 0 | 6.222 | 0 | 0 | 13.722 | 53.032 | 7.5 | 10.6818 | 2.2957 | 0.70048 | 0 | 0 | 8.42 | 2.2618 | 2.2957 | 0 | 4.925 | 1.6417 | 15.3637 | 15.3637 | 5.3516 | 0.64025 | 5.9918 | 0 | 5.9918
2016-08-03 02:00 | 0 | 4.569 | 0 | 0 | 12.069 | 48.2225 | 7.5 | 10.6818 | 2.2957 | 0.65516 | 0 | 0 | 7.39 | 3.2918 | 2.2957 | 0 | 4.323 | 1.441 | 13.51 | 13.51 | 4.7069 | 0.56199 | 5.2689 | 0 | 5.2689
2016-08-03 03:00 | 0 | 3.806 | 0 | 0 | 11.306 | 44.2162 | 7.5 | 10.6818 | 2.2957 | 0.6391 | 0 | 0 | 7.025 | 3.6568 | 2.2957 | 0 | 4.11 | 1.37 | 12.676 | 12.676 | 4.4093 | 0.5343 | 4.9436 | 0 | 4.9436
2016-08-03 04:00 | 0 | 2.906 | 0 | 0 | 10.406 | 41.1572 | 7.5 | 10.6818 | 2.2957 | 0.63866 | 0 | 0 | 7.015 | 3.6668 | 2.2957 | 0 | 4.104 | 1.368 | 11.774 | 11.774 | 4.0583 | 0.53352 | 4.5919 | 0 | 4.5919
2016-08-03 05:00 | 0 | 0.52749 | 0 | 0 | 9.719 | 40.602 | 9.1915 | 13.0909 | 2.8134 | 0.33 | 0 | 0 | 0 | 13.0909 | 2.8134 | 0 | 0 | 0 | 9.719 | 9.719 | 3.7904 | 0 | 3.7904 | 0 | 3.7904
2016-08-03 06:00 | 0 | 9.727 | 0 | 0 | 9.727 | 30.363 | 0 | 0 | 0 | 0 | 0 | 0 | 0 | 0 | 0 | 0 | 0 | 0 | 9.727 | 9.727 | 3.7935 | 0 | 3.7935 | 0 | 3.7935
2016-08-03 07:00 | 0 | 0 | 0 | 0 | 8.755 | 30.363 | 8.755 | 12.4692 | 2.6798 | 0.33 | 0 | 0 | 0 | 12.4692 | 2.6798 | 0 | 0 | 0 | 8.755 | 8.755 | 3.4144 | 0 | 3.4144 | 0 | 3.4144
2016-08-03 08:00 | 0.15 | 0 | 0 | 0 | 7.759 | 30.363 | 7.609 | 10.8371 | 2.329 | 0.33 | 0 | 0 | 0 | 10.8371 | 2.329 | 0 | 0 | 0 | 7.759 | 7.759 | 3.026 | 0 | 3.026 | 0 | 3.026
2016-08-03 09:00 | 0.5 | 0 | 0 | 22.564 | 7.936 | 30.363 | 30 | 42.7273 | 9.1827 | 0.8 | 30.7487 | 3.451 | 73.476 | 0 | 12.6338 | 73.476 | 0 | 0 | 7.936 | 30.5 | 3.095 | 0 | 3.095 | 8.8 | 11.895
2016-08-03 10:00 | 0.94 | 0 | 22.545 | 0 | 8.395 | 51.7808 | 30 | 42.7273 | 9.1827 | 0.8 | 30.9467 | 3.4733 | 73.674 | 0 | 12.656 | 73.674 | 0 | 0 | 8.395 | 8.395 | 3.274 | 0 | 3.274 | 0 | 3.274
2016-08-03 11:00 | 1.29 | 0 | 22.954 | 0 | 8.336 | 73.5871 | 30 | 42.7273 | 9.1827 | 0.8 | 31.1787 | 3.4993 | 73.906 | 0 | 12.682 | 73.906 | 0 | 0 | 8.336 | 8.336 | 3.251 | 0 | 3.251 | 0 | 3.251
2016-08-03 12:00 | 1.48 | 0 | 21.4563 | 0 | 8.954 | 93.9705 | 28.9303 | 41.2037 | 8.8553 | 0.8 | 36.9293 | 4.1447 | 78.133 | 0 | 13 | 73.025 | 2.988 | 0.996 | 9.95 | 9.95 | 3.4921 | 0.38844 | 3.8805 | 0 | 3.8805
2016-08-03 13:00 | 1.51 | 0 | 16.8756 | 0 | 9.541 | 110.0023 | 24.9066 | 35.473 | 7.6237 | 0.8 | 47.903 | 5.3763 | 83.376 | 0 | 13 | 71.084 | 7.191 | 2.397 | 11.938 | 11.938 | 3.721 | 0.93483 | 4.6558 | 0 | 4.6558
2016-08-03 14:00 | 1.48 | 0 | 5.8525 | 0 | 9.477 | 115.5621 | 13.8495 | 19.725 | 4.2392 | 0.8 | 0 | 0 | 19.725 | 0 | 4.2392 | 0 | 11.539 | 3.8463 | 13.3233 | 13.3233 | 3.696 | 1.5001 | 5.1961 | 0 | 5.1961
2016-08-03 15:00 | 1.32 | 0 | 0 | 6.603 | 9.717 | 115.5621 | 15 | 21.3636 | 4.5914 | 0.8 | 71.1354 | 7.9838 | 92.499 | 0 | 12.5751 | 67.707 | 14.503 | 4.8343 | 14.5513 | 21.1543 | 3.7896 | 1.8854 | 5.675 | 2.5752 | 8.2502
2016-08-03 16:00 | 0.98 | 0 | 6.476 | 0 | 9.504 | 121.7143 | 15 | 21.3636 | 4.5914 | 0.8 | 73.6644 | 8.2676 | 95.028 | 0 | 12.859 | 66.771 | 16.53 | 5.51 | 15.014 | 15.014 | 3.7066 | 2.1489 | 5.8555 | 0 | 5.8555
2016-08-03 17:00 | 0.44 | 0 | 18.983 | 2.197 | 9.26 | 139.7482 | 30 | 42.7273 | 9.1827 | 0.8 | 23.4407 | 2.6308 | 66.168 | 0 | 11.8136 | 66.168 | 0 | 0 | 9.26 | 11.457 | 3.6114 | 0 | 3.6114 | 0.85682 | 4.4682
2016-08-03 18:00 | 0.1 | 0 | 0 | 20.126 | 9.974 | 139.7482 | 30 | 42.7273 | 9.1827 | 0.8 | 23.1467 | 2.5978 | 65.874 | 0 | 11.7806 | 65.874 | 0 | 0 | 9.974 | 30.1 | 3.8899 | 0 | 3.8899 | 7.8491 | 11.739
2016-08-03 19:00 | 0 | 0 | 12.702 | 0 | 17.298 | 151.8151 | 30 | 42.7273 | 9.1827 | 0.8 | 23.1497 | 2.5982 | 65.877 | 0 | 11.7809 | 65.877 | 0 | 0 | 17.298 | 17.298 | 6.7462 | 0 | 6.7462 | 0 | 6.7462
2016-08-03 20:00 | 0 | 20.806 | 0 | 0 | 20.806 | 129.9141 | 0 | 0 | 0 | 0 | 0 | 0 | 0 | 0 | 0 | 0 | 0 | 0 | 20.806 | 20.806 | 8.1143 | 0 | 8.1143 | 0 | 8.1143
2016-08-03 21:00 | 0 | 21.636 | 0 | 0 | 21.636 | 107.1393 | 0 | 0 | 0 | 0 | 0 | 0 | 0 | 0 | 0 | 0 | 0 | 0 | 21.636 | 21.636 | 8.438 | 0 | 8.438 | 0 | 8.438
2016-08-03 22:00 | 0 | 11.707 | 0 | 0 | 19.207 | 94.8162 | 7.5 | 10.6818 | 2.2957 | 0.33 | 0 | 0 | 0 | 10.6818 | 2.2957 | 0 | 0 | 0 | 19.207 | 19.207 | 7.4907 | 0 | 7.4907 | 0 | 7.4907
2016-08-03 23:00 | 0 | 17.548 | 0 | 0 | 17.548 | 76.3446 | 0 | 0 | 0 | 0 | 0 | 0 | 0 | 0 | 0 | 0 | 0 | 0 | 17.548 | 17.548 | 6.8437 | 0 | 6.8437 | 0 | 6.8437
2016-08-04 | 0 | 7.4569 | 0 | 0 | 15.134 | 68.4952 | 7.6771 | 10.934 | 2.3499 | 0.8 | 0 | 0 | 10.934 | 0 | 2.3499 | 0 | 6.396 | 2.132 | 17.266 | 17.266 | 5.9023 | 0.83148 | 6.7337 | 0 | 6.7337
2016-08-04 01:00 | 0 | 6.463 | 0 | 0 | 13.963 | 61.692 | 7.5 | 10.6818 | 2.2957 | 0.77202 | 0 | 0 | 10.046 | 0.63582 | 2.2957 | 0 | 5.877 | 1.959 | 15.922 | 15.922 | 5.4456 | 0.76401 | 6.2096 | 0 | 6.2096
2016-08-04 02:00 | 0 | 2.0826 | 0 | 0 | 12.844 | 59.4999 | 10.7614 | 15.3269 | 3.294 | 0.61488 | 0 | 0 | 9.29 | 6.0369 | 3.294 | 0 | 5.435 | 1.8117 | 14.6557 | 14.6557 | 5.0092 | 0.70655 | 5.7157 | 0 | 5.7157
2016-08-04 03:00 | 0 | 0 | 0 | 0 | 11.947 | 59.4999 | 11.947 | 17.0154 | 3.6569 | 0.55744 | 0 | 0 | 8.234 | 8.7814 | 3.6569 | 0 | 4.817 | 1.6057 | 13.5527 | 13.5527 | 4.6593 | 0.62621 | 5.2855 | 0 | 5.2855
2016-08-04 04:00 | 0 | 10.396 | 0 | 0 | 10.396 | 48.5567 | 0 | 0 | 0 | 0 | 6.575 | 0.73793 | 6.575 | 0 | 0.73793 | 0 | 3.846 | 1.282 | 11.678 | 11.678 | 4.0544 | 0.49998 | 4.5544 | 0 | 4.5544
2016-08-04 05:00 | 0 | 0 | 0 | 0 | 9.777 | 48.5567 | 9.777 | 13.9248 | 2.9927 | 0.33 | 0 | 0 | 0 | 13.9248 | 2.9927 | 0 | 0 | 0 | 9.777 | 9.777 | 3.813 | 0 | 3.813 | 0 | 3.813
2016-08-04 06:00 | 0 | 9.628 | 0 | 0 | 9.628 | 38.422 | 0 | 0 | 0 | 0 | 0 | 0 | 0 | 0 | 0 | 0 | 0 | 0 | 9.628 | 9.628 | 3.7549 | 0 | 3.7549 | 0 | 3.7549
2016-08-04 07:00 | 0.01 | 0 | 0 | 0 | 8.603 | 38.422 | 8.593 | 12.2385 | 2.6302 | 0.33 | 0 | 0 | 0 | 12.2385 | 2.6302 | 0 | 0 | 0 | 8.603 | 8.603 | 3.3552 | 0 | 3.3552 | 0 | 3.3552
2016-08-04 08:00 | 0.15 | 7.656 | 0 | 0 | 7.806 | 30.363 | 0 | 0 | 0 | 0 | 0 | 0 | 0 | 0 | 0 | 0 | 0 | 0 | 7.806 | 7.806 | 3.0443 | 0 | 3.0443 | 0 | 3.0443
2016-08-04 09:00 | 0.42 | 0 | 22.614 | 0 | 7.806 | 51.8463 | 30 | 42.7273 | 9.1827 | 0.8 | 31.7617 | 3.5647 | 74.489 | 0 | 12.7475 | 74.489 | 0 | 0 | 7.806 | 7.806 | 3.0443 | 0 | 3.0443 | 0 | 3.0443
2016-08-04 10:00 | 0.89 | 0 | 23.049 | 0 | 7.841 | 73.7429 | 30 | 42.7273 | 9.1827 | 0.8 | 32.0377 | 3.5957 | 74.765 | 0 | 12.7784 | 74.765 | 0 | 0 | 7.841 | 7.841 | 3.058 | 0 | 3.058 | 0 | 3.058
2016-08-04 11:00 | 1.28 | 0 | 0 | 23.5 | 7.78 | 73.7429 | 30 | 42.7273 | 9.1827 | 0.8 | 32.3037 | 3.6256 | 75.031 | 0 | 12.8083 | 75.031 | 0 | 0 | 7.78 | 31.28 | 3.0342 | 0 | 3.0342 | 9.165 | 12.1992
2016-08-04 12:00 | 1.46 | 0 | 10.4406 | 12.5754 | 8.444 | 83.6615 | 30 | 42.7273 | 9.1827 | 0.8 | 33.5907 | 3.77 | 76.318 | 0 | 12.9527 | 73.697 | 1.533 | 0.511 | 8.955 | 21.5304 | 3.2932 | 0.19929 | 3.4924 | 4.9044 | 8.3968
2016-08-04 13:00 | 1.43 | 0 | 18.1036 | 0 | 9.104 | 100.8599 | 25.7776 | 36.7136 | 7.8903 | 0.8 | 45.5274 | 5.1097 | 82.241 | 0 | 13 | 71.504 | 6.281 | 2.0937 | 11.1977 | 11.1977 | 3.5506 | 0.81653 | 4.3671 | 0 | 4.3671
2016-08-04 14:00 | 1.44 | 0 | 0 | 6.6508 | 9.364 | 100.8599 | 14.5748 | 20.758 | 4.4612 | 0.8 | 0 | 0 | 20.758 | 0 | 4.4612 | 0 | 12.143 | 4.0477 | 13.4117 | 20.0624 | 3.652 | 1.5786 | 5.2306 | 2.5938 | 7.8243
2016-08-04 15:00 | 1.19 | 0 | 6.424 | 0 | 9.766 | 106.9627 | 15 | 21.3636 | 4.5914 | 0.8 | 72.8114 | 8.1719 | 94.175 | 0 | 12.7632 | 67.087 | 15.847 | 5.2823 | 15.0483 | 15.0483 | 3.8087 | 2.0601 | 5.8689 | 0 | 5.8689
2016-08-04 16:00 | 0.91 | 0 | 6.0631 | 0 | 9.238 | 112.7226 | 14.3911 | 20.4964 | 4.405 | 0.8 | 76.5816 | 8.595 | 97.078 | 0 | 13 | 66.012 | 18.173 | 6.0577 | 15.2957 | 15.2957 | 3.6028 | 2.3625 | 5.9653 | 0 | 5.9653
2016-08-04 17:00 | 0.35 | 0 | 21.133 | 0 | 9.217 | 132.799 | 30 | 42.7273 | 9.1827 | 0.8 | 22.6097 | 2.5376 | 65.337 | 0 | 11.7203 | 65.337 | 0 | 0 | 9.217 | 9.217 | 3.5946 | 0 | 3.5946 | 0 | 3.5946
2016-08-04 18:00 | 0.08 | 0 | 20.017 | 0 | 10.063 | 151.8151 | 30 | 42.7273 | 9.1827 | 0.8 | 22.3027 | 2.5031 | 65.03 | 0 | 11.6858 | 65.03 | 0 | 0 | 10.063 | 10.063 | 3.9246 | 0 | 3.9246 | 0 | 3.9246
2016-08-04 19:00 | 0 | 0 | 0 | 13.017 | 16.983 | 151.8151 | 30 | 42.7273 | 9.1827 | 0.8 | 22.3427 | 2.5076 | 65.07 | 0 | 11.6903 | 65.07 | 0 | 0 | 16.983 | 30 | 6.6234 | 0 | 6.6234 | 5.0766 | 11.7
2016-08-04 20:00 | 0 | 19.854 | 0 | 0 | 19.854 | 130.9162 | 0 | 0 | 0 | 0 | 0 | 0 | 0 | 0 | 0 | 0 | 0 | 0 | 19.854 | 19.854 | 7.7431 | 0 | 7.7431 | 0 | 7.7431
2016-08-04 21:00 | 0 | 20.683 | 0 | 0 | 20.683 | 109.1446 | 0 | 0 | 0 | 0 | 0 | 0 | 0 | 0 | 0 | 0 | 0 | 0 | 20.683 | 20.683 | 8.0664 | 0 | 8.0664 | 0 | 8.0664
2016-08-04 22:00 | 0 | 20.023 | 0 | 0 | 20.023 | 88.0677 | 0 | 0 | 0 | 0 | 0 | 0 | 0 | 0 | 0 | 0 | 0 | 0 | 20.023 | 20.023 | 7.809 | 0 | 7.809 | 0 | 7.809
2016-08-04 23:00 | 0 | 17.77 | 0 | 0 | 17.77 | 69.3625 | 0 | 0 | 0 | 0 | 0 | 0 | 0 | 0 | 0 | 0 | 0 | 0 | 17.77 | 17.77 | 6.9303 | 0 | 6.9303 | 0 | 6.9303
2016-08-05 | 0 | 5.8045 | 0 | 0 | 15.479 | 63.2525 | 9.6745 | 13.7788 | 2.9613 | 0.75614 | 0 | 0 | 12.493 | 1.2858 | 2.9613 | 0 | 7.309 | 2.4363 | 17.9153 | 17.9153 | 6.0368 | 0.95017 | 6.987 | 0 | 6.987
2016-08-05 01:00 | 0 | 0 | 0 | 0 | 13.599 | 63.2525 | 13.599 | 19.3683 | 4.1625 | 0.59225 | 0 | 0 | 10.807 | 8.5613 | 4.1625 | 0 | 6.322 | 2.1073 | 15.7063 | 15.7063 | 5.3036 | 0.82186 | 6.1255 | 0 | 6.1255
2016-08-05 02:00 | 0 | 4.304 | 0 | 0 | 11.804 | 58.722 | 7.5 | 10.6818 | 2.2957 | 0.74545 | 0 | 0 | 9.442 | 1.2398 | 2.2957 | 0 | 5.524 | 1.8413 | 13.6453 | 13.6453 | 4.6036 | 0.71812 | 5.3217 | 0 | 5.3217
2016-08-05 03:00 | 0 | 3.831 | 0 | 0 | 11.331 | 54.6893 | 7.5 | 10.6818 | 2.2957 | 0.67443 | 0 | 0 | 7.828 | 2.8538 | 2.2957 | 0 | 4.579 | 1.5263 | 12.8573 | 12.8573 | 4.4191 | 0.59527 | 5.0144 | 0 | 5.0144
2016-08-05 04:00 | 0 | 3.38 | 0 | 0 | 10.88 | 51.1314 | 7.5 | 10.6818 | 2.2957 | 0.59255 | 0 | 0 | 5.967 | 4.7148 | 2.2957 | 0 | 3.491 | 1.1637 | 12.0437 | 12.0437 | 4.2432 | 0.45383 | 4.697 | 0 | 4.697
2016-08-05 05:00 | 0 | 9.962 | 0 | 0 | 9.962 | 40.6451 | 0 | 0 | 0 | 0 | 0 | 0 | 0 | 0 | 0 | 0 | 0 | 0 | 9.962 | 9.962 | 3.8852 | 0 | 3.8852 | 0 | 3.8852
2016-08-05 06:00 | 0 | 9.768 | 0 | 0 | 9.768 | 30.363 | 0 | 0 | 0 | 0 | 0 | 0 | 0 | 0 | 0 | 0 | 0 | 0 | 9.768 | 9.768 | 3.8095 | 0 | 3.8095 | 0 | 3.8095
2016-08-05 07:00 | 0.01 | 0 | 0 | 0 | 8.78 | 30.363 | 8.77 | 12.4906 | 2.6844 | 0.33 | 0 | 0 | 0 | 12.4906 | 2.6844 | 0 | 0 | 0 | 8.78 | 8.78 | 3.4242 | 0 | 3.4242 | 0 | 3.4242
2016-08-05 08:00 | 0.15 | 0 | 0 | 0 | 7.809 | 30.363 | 7.659 | 10.9083 | 2.3444 | 0.33 | 0 | 0 | 0 | 10.9083 | 2.3444 | 0 | 0 | 0 | 7.809 | 7.809 | 3.0455 | 0 | 3.0455 | 0 | 3.0455
2016-08-05 09:00 | 0.73 | 0 | 0 | 22.983 | 7.747 | 30.363 | 30 | 42.7273 | 9.1827 | 0.8 | 32.2437 | 3.6188 | 74.971 | 0 | 12.8016 | 74.971 | 0 | 0 | 7.747 | 30.73 | 3.0213 | 0 | 3.0213 | 8.9634 | 11.9847
2016-08-05 10:00 | 1.11 | 0 | 23.323 | 0 | 7.787 | 52.5199 | 30 | 42.7273 | 9.1827 | 0.8 | 32.5447 | 3.6526 | 75.272 | 0 | 12.8353 | 75.272 | 0 | 0 | 7.787 | 7.787 | 3.0369 | 0 | 3.0369 | 0 | 3.0369
2016-08-05 11:00 | 1.37 | 0 | 23.298 | 0 | 8.072 | 74.653 | 30 | 42.7273 | 9.1827 | 0.8 | 32.7987 | 3.6811 | 75.526 | 0 | 12.8639 | 75.526 | 0 | 0 | 8.072 | 8.072 | 3.1481 | 0 | 3.1481 | 0 | 3.1481
2016-08-05 12:00 | 1.5 | 0 | 22.818 | 0 | 8.682 | 96.3301 | 30 | 42.7273 | 9.1827 | 0.8 | 32.4107 | 3.6376 | 75.138 | 0 | 12.8203 | 74.133 | 0.588 | 0.196 | 8.878 | 8.878 | 3.386 | 0.07644 | 3.4624 | 0 | 3.4624
2016-08-05 13:00 | 1.53 | 0 | 11.7383 | 7.0582 | 8.947 | 107.4814 | 26.2135 | 37.3344 | 8.0237 | 0.8 | 44.3386 | 4.9763 | 81.673 | 0 | 13 | 71.715 | 5.826 | 1.942 | 10.889 | 17.9472 | 3.4893 | 0.75738 | 4.2467 | 2.7527 | 6.9994
2016-08-05 14:00 | 1.47 | 0 | 6.522 | 0 | 9.211 | 113.6774 | 14.263 | 20.314 | 4.3658 | 0.8 | 0 | 0 | 20.314 | 0 | 4.3658 | 0 | 11.884 | 3.9613 | 13.1723 | 13.1723 | 3.5923 | 1.5449 | 5.1372 | 0 | 5.1372
2016-08-05 15:00 | 1.28 | 0 | 7.05 | 0 | 9.23 | 120.3749 | 15 | 21.3636 | 4.5914 | 0.8 | 74.2204 | 8.33 | 95.584 | 0 | 12.9214 | 66.565 | 16.976 | 5.6587 | 14.8887 | 14.8887 | 3.5997 | 2.2069 | 5.8066 | 0 | 5.8066
2016-08-05 16:00 | 0.99 | 0 | 0 | 5.0248 | 9.189 | 120.3749 | 13.2238 | 18.8339 | 4.0477 | 0.8 | 79.7651 | 8.9523 | 98.599 | 0 | 13 | 65.449 | 19.393 | 6.4643 | 15.6533 | 20.6781 | 3.5837 | 2.5211 | 6.1048 | 1.9597 | 8.0645
2016-08-05 17:00 | 0.45 | 0 | 0 | 21.247 | 9.203 | 120.3749 | 30 | 42.7273 | 9.1827 | 0.8 | 22.1957 | 2.4911 | 64.923 | 0 | 11.6738 | 64.923 | 0 | 0 | 9.203 | 30.45 | 3.5892 | 0 | 3.5892 | 8.2863 | 11.8755
2016-08-05 18:00 | 0.1 | 0 | 19.959 | 0 | 10.141 | 139.3359 | 30 | 42.7273 | 9.1827 | 0.8 | 22.0067 | 2.4699 | 64.734 | 0 | 11.6526 | 64.734 | 0 | 0 | 10.141 | 10.141 | 3.955 | 0 | 3.955 | 0 | 3.955
2016-08-05 19:00 | 0 | 0 | 13.136 | 0 | 16.864 | 151.8151 | 30 | 42.7273 | 9.1827 | 0.8 | 22.1467 | 2.4856 | 64.874 | 0 | 11.6683 | 64.874 | 0 | 0 | 16.864 | 16.864 | 6.577 | 0 | 6.577 | 0 | 6.577
2016-08-05 20:00 | 0 | 20.413 | 0 | 0 | 20.413 | 130.3277 | 0 | 0 | 0 | 0 | 0 | 0 | 0 | 0 | 0 | 0 | 0 | 0 | 20.413 | 20.413 | 7.9611 | 0 | 7.9611 | 0 | 7.9611
2016-08-05 21:00 | 0 | 20.585 | 0 | 0 | 20.585 | 108.6593 | 0 | 0 | 0 | 0 | 0 | 0 | 0 | 0 | 0 | 0 | 0 | 0 | 20.585 | 20.585 | 8.0282 | 0 | 8.0282 | 0 | 8.0282
2016-08-05 22:00 | 0 | 11.223 | 0 | 0 | 18.723 | 96.8456 | 7.5 | 10.6818 | 2.2957 | 0.33 | 0 | 0 | 0 | 10.6818 | 2.2957 | 0 | 0 | 0 | 18.723 | 18.723 | 7.302 | 0 | 7.302 | 0 | 7.302
2016-08-05 23:00 | 0 | 16.881 | 0 | 0 | 16.881 | 79.0762 | 0 | 0 | 0 | 0 | 0 | 0 | 0 | 0 | 0 | 0 | 0 | 0 | 16.881 | 16.881 | 6.5836 | 0 | 6.5836 | 0 | 6.5836
2016-08-06 | 0 | 4.1466 | 0 | 0 | 14.359 | 74.7114 | 10.2124 | 14.545 | 3.1259 | 0.8 | 0 | 0 | 14.545 | 0 | 3.1259 | 0 | 8.509 | 2.8363 | 17.1953 | 17.1953 | 5.6 | 1.1062 | 6.7062 | 0 | 6.7062
2016-08-06 01:00 | 0 | 2.8849 | 0 | 0 | 12.504 | 71.6747 | 9.6191 | 13.7 | 2.9443 | 0.8 | 0 | 0 | 13.7 | 1.7764e-15 | 2.9443 | 0 | 8.014 | 2.6713 | 15.1753 | 15.1753 | 4.8766 | 1.0418 | 5.9184 | 0 | 5.9184
2016-08-06 02:00 | 0 | 3.1256 | 0 | 0 | 11.721 | 68.3846 | 8.5954 | 12.242 | 2.631 | 0.8 | 0 | 0 | 12.242 | 0 | 2.631 | 0 | 7.162 | 2.3873 | 14.1083 | 14.1083 | 4.5712 | 0.93106 | 5.5023 | 0 | 5.5023
2016-08-06 03:00 | 0 | 0.16153 | 0 | 0 | 11.279 | 68.2146 | 11.1175 | 15.834 | 3.403 | 0.65675 | 0 | 0 | 11.008 | 4.826 | 3.403 | 0 | 6.44 | 2.1467 | 13.4257 | 13.4257 | 4.3988 | 0.8372 | 5.236 | 0 | 5.236
2016-08-06 04:00 | 0 | 0 | 0 | 0 | 10.383 | 68.2146 | 10.383 | 14.7879 | 3.1781 | 0.66696 | 0 | 0 | 10.602 | 4.1859 | 3.1781 | 0 | 6.202 | 2.0673 | 12.4503 | 12.4503 | 4.0494 | 0.80626 | 4.8556 | 0 | 4.8556
2016-08-06 05:00 | 0 | 9.671 | 0 | 0 | 9.671 | 58.0346 | 0 | 0 | 0 | 0 | 0 | 0 | 0 | 0 | 0 | 0 | 0 | 0 | 9.671 | 9.671 | 3.7717 | 0 | 3.7717 | 0 | 3.7717
2016-08-06 06:00 | 0 | 9.693 | 0 | 0 | 9.693 | 47.8314 | 0 | 0 | 0 | 0 | 0 | 0 | 0 | 0 | 0 | 0 | 0 | 0 | 9.693 | 9.693 | 3.7803 | 0 | 3.7803 | 0 | 3.7803
2016-08-06 07:00 | 0 | 8.905 | 0 | 0 | 8.905 | 38.4578 | 0 | 0 | 0 | 0 | 0 | 0 | 0 | 0 | 0 | 0 | 0 | 0 | 8.905 | 8.905 | 3.4729 | 0 | 3.4729 | 0 | 3.4729
2016-08-06 08:00 | 0.1 | 7.69 | 0 | 0 | 7.79 | 30.363 | 0 | 0 | 0 | 0 | 0 | 0 | 0 | 0 | 0 | 0 | 0 | 0 | 7.79 | 7.79 | 3.0381 | 0 | 3.0381 | 0 | 3.0381
2016-08-06 09:00 | 0.25 | 0 | 22.745 | 0 | 7.505 | 51.9708 | 30 | 42.7273 | 9.1827 | 0.8 | 29.4527 | 3.3056 | 72.18 | 0 | 12.4883 | 72.18 | 0 | 0 | 7.505 | 7.505 | 2.927 | 0 | 2.927 | 0 | 2.927
2016-08-06 10:00 | 0.67 | 0 | 22.719 | 0 | 7.951 | 73.5538 | 30 | 42.7273 | 9.1827 | 0.8 | 29.6077 | 3.323 | 72.335 | 0 | 12.5057 | 72.335 | 0 | 0 | 7.951 | 7.951 | 3.1009 | 0 | 3.1009 | 0 | 3.1009
2016-08-06 11:00 | 0.77 | 0 | 0 | 22.534 | 8.236 | 73.5538 | 30 | 42.7273 | 9.1827 | 0.8 | 29.7547 | 3.3395 | 72.482 | 0 | 12.5222 | 72.482 | 0 | 0 | 8.236 | 30.77 | 3.212 | 0 | 3.212 | 8.7883 | 12.0003
2016-08-06 12:00 | 1.08 | 0 | 19.1954 | 0 | 8.854 | 91.7895 | 26.9694 | 38.411 | 8.2551 | 0.8 | 42.277 | 4.7449 | 80.688 | 0 | 13 | 72.079 | 5.036 | 1.6787 | 10.5327 | 10.5327 | 3.4531 | 0.65468 | 4.1077 | 0 | 4.1077
2016-08-06 13:00 | 0.91 | 0 | 0 | 15.7624 | 9.299 | 91.7895 | 24.1514 | 34.3974 | 7.3925 | 0.8 | 49.9626 | 5.6075 | 84.36 | 0 | 13 | 70.72 | 7.979 | 2.6597 | 11.9587 | 27.7211 | 3.6266 | 1.0373 | 4.6639 | 6.1473 | 10.8112
2016-08-06 14:00 | 0.79 | 0 | 5.4143 | 0 | 9.037 | 96.9331 | 13.6613 | 19.457 | 4.1816 | 0.8 | 0 | 0 | 19.457 | 0 | 4.1816 | 0 | 11.382 | 3.794 | 12.831 | 12.831 | 3.5244 | 1.4797 | 5.0041 | 0 | 5.0041
2016-08-06 15:00 | 0.8 | 0 | 6.44 | 0 | 9.36 | 103.0511 | 15 | 21.3636 | 4.5914 | 0.8 | 71.0234 | 7.9712 | 92.387 | 0 | 12.5626 | 67.748 | 14.414 | 4.8047 | 14.1647 | 14.1647 | 3.6504 | 1.8738 | 5.5242 | 0 | 5.5242
2016-08-06 16:00 | 0.69 | 0 | 6.392 | 0 | 9.298 | 109.1235 | 15 | 21.3636 | 4.5914 | 0.8 | 73.8374 | 8.287 | 95.201 | 0 | 12.8784 | 66.707 | 16.669 | 5.5563 | 14.8543 | 14.8543 | 3.6262 | 2.167 | 5.7932 | 0 | 5.7932
2016-08-06 17:00 | 0.17 | 0 | 21.186 | 0 | 8.984 | 129.2502 | 30 | 42.7273 | 9.1827 | 0.8 | 23.3047 | 2.6156 | 66.032 | 0 | 11.7983 | 66.032 | 0 | 0 | 8.984 | 8.984 | 3.5038 | 0 | 3.5038 | 0 | 3.5038
2016-08-06 18:00 | 0.04 | 0 | 10.6676 | 9.6764 | 9.696 | 139.3844 | 30 | 42.7273 | 9.1827 | 0.8 | 22.9747 | 2.5785 | 65.702 | 0 | 11.7613 | 65.702 | 0 | 0 | 9.696 | 19.3724 | 3.7814 | 0 | 3.7814 | 3.7738 | 7.5552
2016-08-06 19:00 | 0 | 0 | 13.085 | 0 | 16.915 | 151.8151 | 30 | 42.7273 | 9.1827 | 0.8 | 23.0377 | 2.5856 | 65.765 | 0 | 11.7683 | 65.765 | 0 | 0 | 16.915 | 16.915 | 6.5968 | 0 | 6.5968 | 0 | 6.5968
2016-08-06 20:00 | 0 | 21.261 | 0 | 0 | 21.261 | 129.4351 | 0 | 0 | 0 | 0 | 0 | 0 | 0 | 0 | 0 | 0 | 0 | 0 | 21.261 | 21.261 | 8.2918 | 0 | 8.2918 | 0 | 8.2918
2016-08-06 21:00 | 0 | 20.876 | 0 | 0 | 20.876 | 107.4604 | 0 | 0 | 0 | 0 | 0 | 0 | 0 | 0 | 0 | 0 | 0 | 0 | 20.876 | 20.876 | 8.1416 | 0 | 8.1416 | 0 | 8.1416
2016-08-06 22:00 | 0 | 20.324 | 0 | 0 | 20.324 | 86.0667 | 0 | 0 | 0 | 0 | 0 | 0 | 0 | 0 | 0 | 0 | 0 | 0 | 20.324 | 20.324 | 7.9264 | 0 | 7.9264 | 0 | 7.9264
2016-08-06 23:00 | 0 | 17.885 | 0 | 0 | 17.885 | 67.2404 | 0 | 0 | 0 | 0 | 0 | 0 | 0 | 0 | 0 | 0 | 0 | 0 | 17.885 | 17.885 | 6.9752 | 0 | 6.9752 | 0 | 6.9752
2016-08-07 | 0 | 0.224 | 0 | 0 | 15.224 | 67.0046 | 15 | 21.3636 | 4.5914 | 0.62784 | 0 | 0 | 13.538 | 7.8256 | 4.5914 | 0 | 7.92 | 2.64 | 17.864 | 17.864 | 5.9374 | 1.0296 | 6.967 | 0 | 6.967
2016-08-07 01:00 | 0 | 0 | 0 | 0 | 13.659 | 67.0046 | 13.659 | 19.4537 | 4.1809 | 0.62726 | 0 | 0 | 12.304 | 7.1497 | 4.1809 | 0 | 7.198 | 2.3993 | 16.0583 | 16.0583 | 5.327 | 0.93574 | 6.2627 | 0 | 6.2627
2016-08-07 02:00 | 0 | 0 | 0 | 0 | 12.192 | 67.0046 | 12.192 | 17.3644 | 3.7319 | 0.64425 | 0 | 0 | 11.61 | 5.7544 | 3.7319 | 0 | 6.792 | 2.264 | 14.456 | 14.456 | 4.7549 | 0.88296 | 5.6378 | 0 | 5.6378
2016-08-07 03:00 | 0 | 0 | 0 | 0 | 11.191 | 67.0046 | 11.191 | 15.9387 | 3.4255 | 0.65776 | 0 | 0 | 11.115 | 4.8237 | 3.4255 | 0 | 6.502 | 2.1673 | 13.3583 | 13.3583 | 4.3645 | 0.84526 | 5.2098 | 0 | 5.2098
2016-08-07 04:00 | 0 | 0 | 0.67425 | 0 | 10.395 | 67.6451 | 11.0693 | 15.7653 | 3.3882 | 0.64208 | 0 | 0 | 10.468 | 5.2973 | 3.3882 | 0 | 6.124 | 2.0413 | 12.4363 | 12.4363 | 4.0541 | 0.79612 | 4.8502 | 0 | 4.8502
2016-08-07 05:00 | 0 | 9.719 | 0 | 0 | 9.719 | 57.4146 | 0 | 0 | 0 | 0 | 0 | 0 | 0 | 0 | 0 | 0 | 0 | 0 | 9.719 | 9.719 | 3.7904 | 0 | 3.7904 | 0 | 3.7904
2016-08-07 06:00 | 0 | 9.659 | 0 | 0 | 9.659 | 47.2472 | 0 | 0 | 0 | 0 | 0 | 0 | 0 | 0 | 0 | 0 | 0 | 0 | 9.659 | 9.659 | 3.767 | 0 | 3.767 | 0 | 3.767
2016-08-07 07:00 | 0 | 8.584 | 0 | 0 | 8.584 | 38.2114 | 0 | 0 | 0 | 0 | 0 | 0 | 0 | 0 | 0 | 0 | 0 | 0 | 8.584 | 8.584 | 3.3478 | 0 | 3.3478 | 0 | 3.3478
2016-08-07 08:00 | 0.11 | 7.456 | 0 | 0 | 7.566 | 30.363 | 0 | 0 | 0 | 0 | 0 | 0 | 0 | 0 | 0 | 0 | 0 | 0 | 7.566 | 7.566 | 2.9507 | 0 | 2.9507 | 0 | 2.9507
2016-08-07 09:00 | 0.42 | 0 | 22.385 | 0 | 8.035 | 51.6288 | 30 | 42.7273 | 9.1827 | 0.8 | 29.8907 | 3.3547 | 72.618 | 0 | 12.5375 | 72.618 | 0 | 0 | 8.035 | 8.035 | 3.1336 | 0 | 3.1336 | 0 | 3.1336
2016-08-07 10:00 | 0.59 | 0 | 7.5988 | 14.9012 | 8.09 | 58.8476 | 30 | 42.7273 | 9.1827 | 0.8 | 30.0827 | 3.3763 | 72.81 | 0 | 12.559 | 72.81 | 0 | 0 | 8.09 | 22.9912 | 3.1551 | 0 | 3.1551 | 5.8115 | 8.9666
2016-08-07 11:00 | 0.72 | 0 | 22.352 | 0 | 8.368 | 80.082 | 30 | 42.7273 | 9.1827 | 0.8 | 30.2227 | 3.392 | 72.95 | 0 | 12.5747 | 72.95 | 0 | 0 | 8.368 | 8.368 | 3.2635 | 0 | 3.2635 | 0 | 3.2635
2016-08-07 12:00 | 0.74 | 0 | 19.3153 | 0 | 8.236 | 98.4316 | 26.8113 | 38.1859 | 8.2067 | 0.8 | 42.7081 | 4.7933 | 80.894 | 0 | 13 | 72.003 | 5.201 | 1.7337 | 9.9697 | 9.9697 | 3.212 | 0.67613 | 3.8882 | 0 | 3.8882
2016-08-07 13:00 | 0.75 | 0 | 15.4562 | 0 | 8.634 | 113.115 | 23.3402 | 33.2421 | 7.1442 | 0.8 | 52.1749 | 5.8558 | 85.417 | 0 | 13 | 70.328 | 8.827 | 2.9423 | 11.5763 | 11.5763 | 3.3673 | 1.1475 | 4.5148 | 0 | 4.5148
2016-08-07 14:00 | 0.82 | 0 | 0 | 6.6765 | 8.924 | 113.115 | 14.7805 | 21.051 | 4.5242 | 0.8 | 0 | 0 | 21.051 | 0 | 4.5242 | 0 | 12.315 | 4.105 | 13.029 | 19.7055 | 3.4804 | 1.601 | 5.0813 | 2.6038 | 7.6851
2016-08-07 15:00 | 0.68 | 0 | 6.445 | 0 | 9.235 | 119.2377 | 15 | 21.3636 | 4.5914 | 0.8 | 72.5974 | 8.1479 | 93.961 | 0 | 12.7392 | 67.166 | 15.675 | 5.225 | 14.46 | 14.46 | 3.6016 | 2.0377 | 5.6394 | 0 | 5.6394
2016-08-07 16:00 | 0.5 | 0 | 0 | 5.8677 | 9.17 | 119.2377 | 14.5377 | 20.7051 | 4.4498 | 0.8 | 76.1819 | 8.5502 | 96.887 | 0 | 13 | 66.083 | 18.02 | 6.0067 | 15.1767 | 21.0443 | 3.5763 | 2.3426 | 5.9189 | 2.2884 | 8.2073
2016-08-07 17:00 | 0.12 | 0 | 0 | 20.92 | 9.2 | 119.2377 | 30 | 42.7273 | 9.1827 | 0.8 | 22.6787 | 2.5453 | 65.406 | 0 | 11.728 | 65.406 | 0 | 0 | 9.2 | 30.12 | 3.588 | 0 | 3.588 | 8.1588 | 11.7468
2016-08-07 18:00 | 0.03 | 0 | 20.111 | 0 | 9.919 | 138.3432 | 30 | 42.7273 | 9.1827 | 0.8 | 22.3637 | 2.51 | 65.091 | 0 | 11.6927 | 65.091 | 0 | 0 | 9.919 | 9.919 | 3.8684 | 0 | 3.8684 | 0 | 3.8684
2016-08-07 19:00 | 0 | 0 | 14.181 | 0 | 15.819 | 151.8151 | 30 | 42.7273 | 9.1827 | 0.8 | 22.3887 | 2.5128 | 65.116 | 0 | 11.6955 | 65.116 | 0 | 0 | 15.819 | 15.819 | 6.1694 | 0 | 6.1694 | 0 | 6.1694
2016-08-07 20:00 | 0 | 19.405 | 0 | 0 | 19.405 | 131.3888 | 0 | 0 | 0 | 0 | 0 | 0 | 0 | 0 | 0 | 0 | 0 | 0 | 19.405 | 19.405 | 7.568 | 0 | 7.568 | 0 | 7.568
2016-08-07 21:00 | 0 | 20.03 | 0 | 0 | 20.03 | 110.3046 | 0 | 0 | 0 | 0 | 0 | 0 | 0 | 0 | 0 | 0 | 0 | 0 | 20.03 | 20.03 | 7.8117 | 0 | 7.8117 | 0 | 7.8117
2016-08-07 22:00 | 0 | 19.423 | 0 | 0 | 19.423 | 89.8593 | 0 | 0 | 0 | 0 | 0 | 0 | 0 | 0 | 0 | 0 | 0 | 0 | 19.423 | 19.423 | 7.575 | 0 | 7.575 | 0 | 7.575
2016-08-07 23:00 | 0 | 17.863 | 0 | 0 | 17.863 | 71.0562 | 0 | 0 | 0 | 0 | 0 | 0 | 0 | 0 | 0 | 0 | 0 | 0 | 17.863 | 17.863 | 6.9666 | 0 | 6.9666 | 0 | 6.9666
2016-08-08 | 0 | 0.97068 | 0 | 0 | 14.703 | 70.0344 | 13.7323 | 19.5582 | 4.2033 | 0.71171 | 0 | 0 | 15.884 | 3.6742 | 4.2033 | 0 | 9.292 | 3.0973 | 17.8003 | 17.8003 | 5.7342 | 1.208 | 6.9421 | 0 | 6.9421
2016-08-08 01:00 | 0 | 2.0898 | 0 | 0 | 12.482 | 67.8346 | 10.3922 | 14.801 | 3.181 | 0.8 | 0 | 0 | 14.801 | 0 | 3.181 | 0 | 8.659 | 2.8863 | 15.3683 | 15.3683 | 4.868 | 1.1257 | 5.9936 | 0 | 5.9936
2016-08-08 02:00 | 0 | 0 | 0 | 0 | 11.436 | 67.8346 | 11.436 | 16.2876 | 3.5005 | 0.7281 | 0 | 0 | 13.796 | 2.4916 | 3.5005 | 0 | 8.071 | 2.6903 | 14.1263 | 14.1263 | 4.46 | 1.0492 | 5.5093 | 0 | 5.5093
2016-08-08 03:00 | 0 | 0 | 0 | 0 | 10.74 | 67.8346 | 10.74 | 15.2964 | 3.2874 | 0.71291 | 0 | 0 | 12.462 | 2.8344 | 3.2874 | 0 | 7.29 | 2.43 | 13.17 | 13.17 | 4.1886 | 0.9477 | 5.1363 | 0 | 5.1363
2016-08-08 04:00 | 0 | 0 | 0 | 0 | 10.401 | 67.8346 | 10.401 | 14.8135 | 3.1837 | 0.6698 | 0 | 0 | 10.71 | 4.1035 | 3.1837 | 0 | 6.266 | 2.0887 | 12.4897 | 12.4897 | 4.0564 | 0.81458 | 4.871 | 0 | 4.871
2016-08-08 05:00 | 0 | 9.904 | 0 | 0 | 9.904 | 57.4093 | 0 | 0 | 0 | 0 | 0 | 0 | 0 | 0 | 0 | 0 | 0 | 0 | 9.904 | 9.904 | 3.8626 | 0 | 3.8626 | 0 | 3.8626
2016-08-08 06:00 | 0 | 9.456 | 0 | 0 | 9.456 | 47.4557 | 0 | 0 | 0 | 0 | 0 | 0 | 0 | 0 | 0 | 0 | 0 | 0 | 9.456 | 9.456 | 3.6878 | 0 | 3.6878 | 0 | 3.6878
2016-08-08 07:00 | 0.01 | 8.801 | 0 | 0 | 8.811 | 38.1914 | 0 | 0 | 0 | 0 | 0 | 0 | 0 | 0 | 0 | 0 | 0 | 0 | 8.811 | 8.811 | 3.4363 | 0 | 3.4363 | 0 | 3.4363
2016-08-08 08:00 | 0.08 | 7.437 | 0 | 0 | 7.517 | 30.363 | 0 | 0 | 0 | 0 | 0 | 0 | 0 | 0 | 0 | 0 | 0 | 0 | 7.517 | 7.517 | 2.9316 | 0 | 2.9316 | 0 | 2.9316
2016-08-08 09:00 | 0.23 | 0 | 0 | 22.597 | 7.633 | 30.363 | 30 | 42.7273 | 9.1827 | 0.8 | 30.7647 | 3.4528 | 73.492 | 0 | 12.6356 | 73.492 | 0 | 0 | 7.633 | 30.23 | 2.9769 | 0 | 2.9769 | 8.8128 | 11.7897
2016-08-08 10:00 | 0.49 | 0 | 1.8051 | 21.1949 | 7.49 | 32.0778 | 30 | 42.7273 | 9.1827 | 0.8 | 30.9937 | 3.4785 | 73.721 | 0 | 12.6613 | 73.721 | 0 | 0 | 7.49 | 28.6849 | 2.9211 | 0 | 2.9211 | 8.266 | 11.1871
2016-08-08 11:00 | 0.58 | 0 | 22.38 | 0 | 8.2 | 53.3388 | 30 | 42.7273 | 9.1827 | 0.8 | 31.1567 | 3.4968 | 73.884 | 0 | 12.6796 | 73.884 | 0 | 0 | 8.2 | 8.2 | 3.198 | 0 | 3.198 | 0 | 3.198
2016-08-08 12:00 | 0.79 | 0 | 20.6597 | 0 | 8.64 | 72.9656 | 28.5097 | 40.6047 | 8.7266 | 0.8 | 38.0763 | 4.2734 | 78.681 | 0 | 13 | 72.822 | 3.427 | 1.1423 | 9.7823 | 9.7823 | 3.3696 | 0.44551 | 3.8151 | 0 | 3.8151
2016-08-08 13:00 | 0.78 | 0 | 16.3246 | 0 | 8.583 | 88.4739 | 24.1276 | 34.3636 | 7.3852 | 0.8 | 50.0274 | 5.6148 | 84.391 | 0 | 13 | 70.708 | 8.004 | 2.668 | 11.251 | 11.251 | 3.3474 | 1.0405 | 4.3879 | 0 | 4.3879
2016-08-08 14:00 | 0.7 | 0 | 6.574 | 0 | 9.126 | 94.7192 | 15 | 21.3636 | 4.5914 | 0.8 | 0.88436 | 0.099255 | 22.248 | 0 | 4.6906 | 0 | 13.015 | 4.3383 | 13.4643 | 13.4643 | 3.5591 | 1.692 | 5.2511 | 0 | 5.2511
2016-08-08 15:00 | 0.69 | 0 | 0 | 6.336 | 9.354 | 94.7192 | 15 | 21.3636 | 4.5914 | 0.8 | 73.0604 | 8.1998 | 94.424 | 0 | 12.7912 | 66.995 | 16.046 | 5.3487 | 14.7027 | 21.0387 | 3.6481 | 2.086 | 5.734 | 2.471 | 8.2051
2016-08-08 16:00 | 0.48 | 0 | 5.8759 | 0 | 9.22 | 100.3014 | 14.6159 | 20.8166 | 4.4738 | 0.8 | 75.9684 | 8.5262 | 96.785 | 0 | 13 | 66.12 | 17.939 | 5.9797 | 15.1997 | 15.1997 | 3.5958 | 2.3321 | 5.9279 | 0 | 5.9279
2016-08-08 17:00 | 0.18 | 0 | 20.99 | 0 | 9.19 | 120.2419 | 30 | 42.7273 | 9.1827 | 0.8 | 22.8857 | 2.5685 | 65.613 | 0 | 11.7513 | 65.613 | 0 | 0 | 9.19 | 9.19 | 3.5841 | 0 | 3.5841 | 0 | 3.5841
2016-08-08 18:00 | 0.05 | 0 | 20.266 | 0 | 9.784 | 139.4946 | 30 | 42.7273 | 9.1827 | 0.8 | 22.7907 | 2.5579 | 65.518 | 0 | 11.7406 | 65.518 | 0 | 0 | 9.784 | 9.784 | 3.8158 | 0 | 3.8158 | 0 | 3.8158
2016-08-08 19:00 | 0 | 0 | 12.969 | 0 | 17.031 | 151.8151 | 30 | 42.7273 | 9.1827 | 0.8 | 23.0927 | 2.5918 | 65.82 | 0 | 11.7745 | 65.82 | 0 | 0 | 17.031 | 17.031 | 6.6421 | 0 | 6.6421 | 0 | 6.6421
2016-08-08 20:00 | 0 | 20.421 | 0 | 0 | 20.421 | 130.3193 | 0 | 0 | 0 | 0 | 0 | 0 | 0 | 0 | 0 | 0 | 0 | 0 | 20.421 | 20.421 | 7.9642 | 0 | 7.9642 | 0 | 7.9642
2016-08-08 21:00 | 0 | 19.966 | 0 | 0 | 19.966 | 109.3025 | 0 | 0 | 0 | 0 | 0 | 0 | 0 | 0 | 0 | 0 | 0 | 0 | 19.966 | 19.966 | 7.7867 | 0 | 7.7867 | 0 | 7.7867
2016-08-08 22:00 | 0 | 18.896 | 0 | 0 | 18.896 | 89.412 | 0 | 0 | 0 | 0 | 0 | 0 | 0 | 0 | 0 | 0 | 0 | 0 | 18.896 | 18.896 | 7.3694 | 0 | 7.3694 | 0 | 7.3694
2016-08-08 23:00 | 0 | 17.307 | 0 | 0 | 17.307 | 71.1941 | 0 | 0 | 0 | 0 | 0 | 0 | 0 | 0 | 0 | 0 | 0 | 0 | 17.307 | 17.307 | 6.7497 | 0 | 6.7497 | 0 | 6.7497
2016-08-09 | 0 | 3.3506 | 0 | 0 | 14.81 | 67.6671 | 11.4594 | 16.321 | 3.5076 | 0.8 | 0 | 0 | 16.321 | 0 | 3.5076 | 0 | 9.548 | 3.1827 | 17.9927 | 17.9927 | 5.7759 | 1.2412 | 7.0171 | 0 | 7.0171
2016-08-09 01:00 | 0 | 0.019809 | 0 | 0 | 13.056 | 67.6463 | 13.0362 | 18.5667 | 3.9903 | 0.71153 | 0 | 0 | 15.072 | 3.4947 | 3.9903 | 0 | 8.817 | 2.939 | 15.995 | 15.995 | 5.0918 | 1.1462 | 6.2381 | 0 | 6.2381
2016-08-09 02:00 | 0 | 1.8724 | 0 | 0 | 11.599 | 65.6753 | 9.7266 | 13.853 | 2.9772 | 0.8 | 0 | 0 | 13.853 | 0 | 2.9772 | 0 | 8.104 | 2.7013 | 14.3003 | 14.3003 | 4.5236 | 1.0535 | 5.5771 | 0 | 5.5771
2016-08-09 03:00 | 0 | 2.0659 | 0 | 0 | 11.216 | 63.5007 | 9.1501 | 13.032 | 2.8008 | 0.8 | 0 | 0 | 13.032 | 0 | 2.8008 | 0 | 7.624 | 2.5413 | 13.7573 | 13.7573 | 4.3742 | 0.99112 | 5.3654 | 0 | 5.3654
2016-08-09 04:00 | 0 | 2.2348 | 0 | 0 | 10.911 | 61.1483 | 8.6762 | 12.357 | 2.6557 | 0.8 | 0 | 0 | 12.357 | 0 | 2.6557 | 0 | 7.229 | 2.4097 | 13.3207 | 13.3207 | 4.2553 | 0.93977 | 5.1951 | 0 | 5.1951
2016-08-09 05:00 | 0 | 10.192 | 0 | 0 | 10.192 | 50.4199 | 0 | 0 | 0 | 0 | 0 | 0 | 0 | 0 | 0 | 0 | 0 | 0 | 10.192 | 10.192 | 3.9749 | 0 | 3.9749 | 0 | 3.9749
2016-08-09 06:00 | 0 | 9.766 | 0 | 0 | 9.766 | 40.1399 | 0 | 0 | 0 | 0 | 0 | 0 | 0 | 0 | 0 | 0 | 0 | 0 | 9.766 | 9.766 | 3.8087 | 0 | 3.8087 | 0 | 3.8087
2016-08-09 07:00 | 0 | 1.539 | 0 | 0 | 9.039 | 38.5199 | 7.5 | 10.6818 | 2.2957 | 0.33 | 0 | 0 | 0 | 10.6818 | 2.2957 | 0 | 0 | 0 | 9.039 | 9.039 | 3.5252 | 0 | 3.5252 | 0 | 3.5252
2016-08-09 08:00 | 0.08 | 7.749 | 0 | 0 | 7.829 | 30.363 | 0 | 0 | 0 | 0 | 0 | 0 | 0 | 0 | 0 | 0 | 0 | 0 | 7.829 | 7.829 | 3.0533 | 0 | 3.0533 | 0 | 3.0533
2016-08-09 09:00 | 0.23 | 0 | 22.513 | 0 | 7.717 | 51.7504 | 30 | 42.7273 | 9.1827 | 0.8 | 28.8747 | 3.2407 | 71.602 | 0 | 12.4234 | 71.602 | 0 | 0 | 7.717 | 7.717 | 3.0096 | 0 | 3.0096 | 0 | 3.0096
2016-08-09 10:00 | 0.41 | 0 | 23.09 | 0 | 7.32 | 73.6859 | 30 | 42.7273 | 9.1827 | 0.8 | 28.8907 | 3.2425 | 71.618 | 0 | 12.4252 | 71.618 | 0 | 0 | 7.32 | 7.32 | 2.8548 | 0 | 2.8548 | 0 | 2.8548
2016-08-09 11:00 | 0.81 | 0 | 23.211 | 0 | 7.599 | 95.7363 | 30 | 42.7273 | 9.1827 | 0.8 | 28.8647 | 3.2396 | 71.592 | 0 | 12.4223 | 71.592 | 0 | 0 | 7.599 | 7.599 | 2.9636 | 0 | 2.9636 | 0 | 2.9636
2016-08-09 12:00 | 0.9 | 0 | 0 | 17.3788 | 8.206 | 95.7363 | 24.6848 | 35.1571 | 7.5558 | 0.8 | 48.5079 | 5.4442 | 83.665 | 0 | 13 | 70.977 | 7.422 | 2.474 | 10.68 | 28.0588 | 3.2003 | 0.96486 | 4.1652 | 6.7777 | 10.9429
2016-08-09 13:00 | 0.7 | 0 | 0 | 6.746 | 8.954 | 95.7363 | 15 | 21.3636 | 4.5914 | 0.8 | 65.6524 | 7.3684 | 87.016 | 0 | 11.9598 | 69.737 | 10.109 | 3.3697 | 12.3237 | 19.0697 | 3.4921 | 1.3142 | 4.8062 | 2.6309 | 7.4372
2016-08-09 14:00 | 0.38 | 0 | 0 | 5.2869 | 9.691 | 95.7363 | 14.5979 | 20.791 | 4.4683 | 0.8 | 0 | 0 | 20.791 | 0 | 4.4683 | 0 | 12.163 | 4.0543 | 13.7453 | 19.0323 | 3.7795 | 1.5812 | 5.3607 | 2.0619 | 7.4226
2016-08-09 15:00 | 0.38 | 0 | 4.3173 | 2.0097 | 9.053 | 99.8378 | 15 | 21.3636 | 4.5914 | 0.8 | 70.6134 | 7.9252 | 91.977 | 0 | 12.5165 | 67.9 | 14.085 | 4.695 | 13.748 | 15.7577 | 3.5307 | 1.8311 | 5.3617 | 0.78378 | 6.1455
2016-08-09 16:00 | 0.23 | 0 | 0 | 6.776 | 8.454 | 99.8378 | 15 | 21.3636 | 4.5914 | 0.8 | 72.1094 | 8.0931 | 93.473 | 0 | 12.6845 | 67.347 | 15.284 | 5.0947 | 13.5487 | 20.3247 | 3.2971 | 1.9869 | 5.284 | 2.6426 | 7.9266
2016-08-09 17:00 | 0.19 | 0 | 21.663 | 0 | 8.527 | 120.4176 | 30 | 42.7273 | 9.1827 | 0.8 | 24.4417 | 2.7432 | 67.169 | 0 | 11.9259 | 67.169 | 0 | 0 | 8.527 | 8.527 | 3.3255 | 0 | 3.3255 | 0 | 3.3255
2016-08-09 18:00 | 0.03 | 0 | 20.522 | 0 | 9.508 | 139.9135 | 30 | 42.7273 | 9.1827 | 0.8 | 24.4017 | 2.7387 | 67.129 | 0 | 11.9214 | 67.129 | 0 | 0 | 9.508 | 9.508 | 3.7081 | 0 | 3.7081 | 0 | 3.7081
2016-08-09 19:00 | 0 | 0 | 12.528 | 0 | 17.472 | 151.8151 | 30 | 42.7273 | 9.1827 | 0.8 | 24.6777 | 2.7697 | 67.405 | 0 | 11.9524 | 67.405 | 0 | 0 | 17.472 | 17.472 | 6.8141 | 0 | 6.8141 | 0 | 6.8141
2016-08-09 20:00 | 0 | 20.454 | 0 | 0 | 20.454 | 130.2846 | 0 | 0 | 0 | 0 | 0 | 0 | 0 | 0 | 0 | 0 | 0 | 0 | 20.454 | 20.454 | 7.9771 | 0 | 7.9771 | 0 | 7.9771
2016-08-09 21:00 | 0 | 21.059 | 0 | 0 | 21.059 | 108.1172 | 0 | 0 | 0 | 0 | 0 | 0 | 0 | 0 | 0 | 0 | 0 | 0 | 21.059 | 21.059 | 8.213 | 0 | 8.213 | 0 | 8.213
2016-08-09 22:00 | 0 | 19.434 | 0 | 0 | 19.434 | 87.6604 | 0 | 0 | 0 | 0 | 0 | 0 | 0 | 0 | 0 | 0 | 0 | 0 | 19.434 | 19.434 | 7.5793 | 0 | 7.5793 | 0 | 7.5793
2016-08-09 23:00 | 0 | 18.432 | 0 | 0 | 18.432 | 68.2583 | 0 | 0 | 0 | 0 | 0 | 0 | 0 | 0 | 0 | 0 | 0 | 0 | 18.432 | 18.432 | 7.1885 | 0 | 7.1885 | 0 | 7.1885
2016-08-10 | 0 | 0.836 | 0 | 0 | 15.836 | 67.3783 | 15 | 21.3636 | 4.5914 | 0.66392 | 0 | 0 | 15.178 | 6.1856 | 4.5914 | 0 | 8.879 | 2.9597 | 18.7957 | 18.7957 | 6.176 | 1.1543 | 7.3303 | 0 | 7.3303
2016-08-10 01:00 | 0 | 0 | 1.2194 | 0 | 13.533 | 68.5367 | 14.7524 | 21.011 | 4.5156 | 0.64366 | 0 | 0 | 14.022 | 6.989 | 4.5156 | 0 | 8.203 | 2.7343 | 16.2673 | 16.2673 | 5.2779 | 1.0664 | 6.3443 | 0 | 6.3443
2016-08-10 02:00 | 0 | 0 | 0 | 0 | 12.276 | 68.5367 | 12.276 | 17.484 | 3.7576 | 0.68352 | 0 | 0 | 13.151 | 4.333 | 3.7576 | 0 | 7.693 | 2.5643 | 14.8403 | 14.8403 | 4.7876 | 1.0001 | 5.7877 | 0 | 5.7877
2016-08-10 03:00 | 0 | 0 | 0 | 0 | 11.266 | 68.5367 | 11.266 | 16.0455 | 3.4484 | 0.70069 | 0 | 0 | 12.655 | 3.3905 | 3.4484 | 0 | 7.403 | 2.4677 | 13.7337 | 13.7337 | 4.3937 | 0.96239 | 5.3561 | 0 | 5.3561
2016-08-10 04:00 | 0 | 0 | 0 | 0 | 10.404 | 68.5367 | 10.404 | 14.8178 | 3.1846 | 0.72623 | 0 | 0 | 12.492 | 2.3258 | 3.1846 | 0 | 7.308 | 2.436 | 12.84 | 12.84 | 4.0576 | 0.95004 | 5.0076 | 0 | 5.0076
2016-08-10 05:00 | 0 | 10.057 | 0 | 0 | 10.057 | 57.9504 | 0 | 0 | 0 | 0 | 0 | 0 | 0 | 0 | 0 | 0 | 0 | 0 | 10.057 | 10.057 | 3.9222 | 0 | 3.9222 | 0 | 3.9222
2016-08-10 06:00 | 0 | 9.631 | 0 | 0 | 9.631 | 47.8125 | 0 | 0 | 0 | 0 | 0 | 0 | 0 | 0 | 0 | 0 | 0 | 0 | 9.631 | 9.631 | 3.7561 | 0 | 3.7561 | 0 | 3.7561
2016-08-10 07:00 | 0 | 8.951 | 0 | 0 | 8.951 | 38.3904 | 0 | 0 | 0 | 0 | 0 | 0 | 0 | 0 | 0 | 0 | 0 | 0 | 8.951 | 8.951 | 3.4909 | 0 | 3.4909 | 0 | 3.4909
2016-08-10 08:00 | 0.11 | 7.626 | 0 | 0 | 7.736 | 30.363 | 0 | 0 | 0 | 0 | 0 | 0 | 0 | 0 | 0 | 0 | 0 | 0 | 7.736 | 7.736 | 3.017 | 0 | 3.017 | 0 | 3.017
2016-08-10 09:00 | 0.52 | 0 | 0 | 22.873 | 7.647 | 30.363 | 30 | 42.7273 | 9.1827 | 0.8 | 29.7337 | 3.3371 | 72.461 | 0 | 12.5199 | 72.461 | 0 | 0 | 7.647 | 30.52 | 2.9823 | 0 | 2.9823 | 8.9205 | 11.9028
2016-08-10 10:00 | 1.02 | 0 | 8.2663 | 15.2107 | 7.543 | 38.216 | 30 | 42.7273 | 9.1827 | 0.8 | 29.8777 | 3.3533 | 72.605 | 0 | 12.536 | 72.605 | 0 | 0 | 7.543 | 22.7537 | 2.9418 | 0 | 2.9418 | 5.9322 | 8.8739
2016-08-10 11:00 | 1.17 | 0 | 23.429 | 0 | 7.741 | 60.4736 | 30 | 42.7273 | 9.1827 | 0.8 | 30.3317 | 3.4042 | 73.059 | 0 | 12.587 | 73.059 | 0 | 0 | 7.741 | 7.741 | 3.019 | 0 | 3.019 | 0 | 3.019
2016-08-10 12:00 | 1.2 | 0 | 0 | 21.7898 | 8.134 | 60.4736 | 28.7238 | 40.9097 | 8.7921 | 0.8 | 37.4923 | 4.2079 | 78.402 | 0 | 13 | 72.925 | 3.204 | 1.068 | 9.202 | 30.9918 | 3.1723 | 0.41652 | 3.5888 | 8.498 | 12.0868
2016-08-10 13:00 | 1.17 | 0 | 20.6662 | 0 | 8.573 | 80.1065 | 28.0692 | 39.9773 | 8.5917 | 0.8 | 39.2777 | 4.4083 | 79.255 | 0 | 13 | 72.61 | 3.887 | 1.2957 | 9.8687 | 9.8687 | 3.3435 | 0.50531 | 3.8488 | 0 | 3.8488
2016-08-10 14:00 | 1.46 | 0 | 0 | 0.041 | 8.919 | 80.1065 | 7.5 | 10.6818 | 2.2957 | 0.7007 | 0 | 0 | 8.425 | 2.2568 | 2.2957 | 0 | 4.928 | 1.6427 | 10.5617 | 10.6027 | 3.4784 | 0.64064 | 4.1191 | 0.01599 | 4.135
2016-08-10 15:00 | 1.11 | 0 | 17.569 | 0 | 9.215 | 96.797 | 25.674 | 36.566 | 7.8586 | 0.8 | 45.81 | 5.1414 | 82.376 | 0 | 13 | 71.454 | 6.389 | 2.1297 | 11.3447 | 11.3447 | 3.5939 | 0.83057 | 4.4244 | 0 | 4.4244
2016-08-10 16:00 | 1.13 | 0 | 15.5778 | 0 | 8.907 | 111.5959 | 23.3548 | 33.2629 | 7.1487 | 0.8 | 52.1351 | 5.8513 | 85.398 | 0 | 13 | 70.335 | 8.812 | 2.9373 | 11.8443 | 11.8443 | 3.4737 | 1.1456 | 4.6193 | 0 | 4.6193
2016-08-10 17:00 | 0.42 | 0 | 21.659 | 0 | 8.761 | 132.172 | 30 | 42.7273 | 9.1827 | 0.8 | 25.8717 | 2.9037 | 68.599 | 0 | 12.0864 | 68.599 | 0 | 0 | 8.761 | 8.761 | 3.4168 | 0 | 3.4168 | 0 | 3.4168
2016-08-10 18:00 | 0.1 | 0 | 20.677 | 0 | 9.423 | 151.8151 | 30 | 42.7273 | 9.1827 | 0.8 | 24.6477 | 2.7663 | 67.375 | 0 | 11.949 | 67.375 | 0 | 0 | 9.423 | 9.423 | 3.675 | 0 | 3.675 | 0 | 3.675
2016-08-10 19:00 | 0 | 0 | 0 | 14.111 | 15.889 | 151.8151 | 30 | 42.7273 | 9.1827 | 0.8 | 24.5097 | 2.7508 | 67.237 | 0 | 11.9335 | 67.237 | 0 | 0 | 15.889 | 30 | 6.1967 | 0 | 6.1967 | 5.5033 | 11.7
2016-08-10 20:00 | 0 | 20.352 | 0 | 0 | 20.352 | 130.392 | 0 | 0 | 0 | 0 | 0 | 0 | 0 | 0 | 0 | 0 | 0 | 0 | 20.352 | 20.352 | 7.9373 | 0 | 7.9373 | 0 | 7.9373
2016-08-10 21:00 | 0 | 20.975 | 0 | 0 | 20.975 | 108.313 | 0 | 0 | 0 | 0 | 0 | 0 | 0 | 0 | 0 | 0 | 0 | 0 | 20.975 | 20.975 | 8.1803 | 0 | 8.1803 | 0 | 8.1803
2016-08-10 22:00 | 0 | 20.402 | 0 | 0 | 20.402 | 86.8372 | 0 | 0 | 0 | 0 | 0 | 0 | 0 | 0 | 0 | 0 | 0 | 0 | 20.402 | 20.402 | 7.9568 | 0 | 7.9568 | 0 | 7.9568
2016-08-10 23:00 | 0 | 17.86 | 0 | 0 | 17.86 | 68.0372 | 0 | 0 | 0 | 0 | 0 | 0 | 0 | 0 | 0 | 0 | 0 | 0 | 17.86 | 17.86 | 6.9654 | 0 | 6.9654 | 0 | 6.9654
2016-08-11 | 0 | 5.7852 | 0 | 0 | 14.592 | 61.9475 | 8.8068 | 12.543 | 2.6957 | 0.8 | 0 | 0 | 12.543 | 0 | 2.6957 | 0 | 7.338 | 2.446 | 17.038 | 17.038 | 5.6909 | 0.95394 | 6.6448 | 0 | 6.6448
2016-08-11 01:00 | 0 | 5.572 | 0 | 0 | 13.072 | 56.0823 | 7.5 | 10.6818 | 2.2957 | 0.77057 | 0 | 0 | 10.013 | 0.66882 | 2.2957 | 0 | 5.858 | 1.9527 | 15.0247 | 15.0247 | 5.0981 | 0.76154 | 5.8596 | 0 | 5.8596
2016-08-11 02:00 | 0 | 4.336 | 0 | 0 | 11.836 | 51.5181 | 7.5 | 10.6818 | 2.2957 | 0.66462 | 0 | 0 | 7.605 | 3.0768 | 2.2957 | 0 | 4.449 | 1.483 | 13.319 | 13.319 | 4.616 | 0.57837 | 5.1944 | 0 | 5.1944
2016-08-11 03:00 | 0 | 0.95228 | 0 | 0 | 10.928 | 50.5157 | 9.9757 | 14.2078 | 3.0535 | 0.49835 | 0 | 0 | 5.089 | 9.1188 | 3.0535 | 0 | 2.977 | 0.99233 | 11.9203 | 11.9203 | 4.2619 | 0.38701 | 4.6489 | 0 | 4.6489
2016-08-11 04:00 | 0 | 9.614 | 0 | 0 | 9.614 | 40.3957 | 0 | 0 | 0 | 0 | 2.385 | 0.26768 | 2.385 | 0 | 0.26768 | 0 | 1.395 | 0.465 | 10.079 | 10.079 | 3.7495 | 0.18135 | 3.9308 | 0 | 3.9308
2016-08-11 05:00 | 0 | 9.531 | 0 | 0 | 9.531 | 30.363 | 0 | 0 | 0 | 0 | 0 | 0 | 0 | 0 | 0 | 0 | 0 | 0 | 9.531 | 9.531 | 3.7171 | 0 | 3.7171 | 0 | 3.7171
2016-08-11 06:00 | 0 | 0 | 0 | 0 | 9.638 | 30.363 | 9.638 | 13.7268 | 2.9501 | 0.33 | 0 | 0 | 0 | 13.7268 | 2.9501 | 0 | 0 | 0 | 9.638 | 9.638 | 3.7588 | 0 | 3.7588 | 0 | 3.7588
2016-08-11 07:00 | 0.01 | 0 | 0 | 0 | 8.43 | 30.363 | 8.42 | 11.9921 | 2.5773 | 0.33 | 0 | 0 | 0 | 11.9921 | 2.5773 | 0 | 0 | 0 | 8.43 | 8.43 | 3.2877 | 0 | 3.2877 | 0 | 3.2877
2016-08-11 08:00 | 0.21 | 0 | 0 | 0 | 7.921 | 30.363 | 7.711 | 10.9823 | 2.3603 | 0.33 | 0 | 0 | 0 | 10.9823 | 2.3603 | 0 | 0 | 0 | 7.921 | 7.921 | 3.0892 | 0 | 3.0892 | 0 | 3.0892
2016-08-11 09:00 | 0.84 | 0 | 23.039 | 0 | 7.801 | 52.2501 | 30 | 42.7273 | 9.1827 | 0.8 | 33.0697 | 3.7115 | 75.797 | 0 | 12.8943 | 75.797 | 0 | 0 | 7.801 | 7.801 | 3.0424 | 0 | 3.0424 | 0 | 3.0424
2016-08-11 10:00 | 1.24 | 0 | 23.613 | 0 | 7.627 | 74.6824 | 30 | 42.7273 | 9.1827 | 0.8 | 33.3397 | 3.7418 | 76.067 | 0 | 12.9246 | 76.067 | 0 | 0 | 7.627 | 7.627 | 2.9745 | 0 | 2.9745 | 0 | 2.9745
2016-08-11 11:00 | 1.49 | 0 | 23.708 | 0 | 7.782 | 97.205 | 30 | 42.7273 | 9.1827 | 0.8 | 33.5747 | 3.7682 | 76.302 | 0 | 12.9509 | 76.302 | 0 | 0 | 7.782 | 7.782 | 3.035 | 0 | 3.035 | 0 | 3.035
2016-08-11 12:00 | 1.61 | 0 | 2.8935 | 20.7525 | 7.964 | 99.9538 | 30 | 42.7273 | 9.1827 | 0.8 | 30.5027 | 3.4234 | 73.23 | 0 | 12.6062 | 74.84 | -0.941 | -0.31367 | 7.6503 | 28.4029 | 3.106 | -0.12233 | 2.9836 | 8.0935 | 11.0771
2016-08-11 13:00 | 1.62 | 0 | 20.5987 | 0 | 8.455 | 119.5226 | 27.4337 | 39.0723 | 8.3972 | 0.8 | 41.0107 | 4.6028 | 80.083 | 0 | 13 | 72.303 | 4.551 | 1.517 | 9.972 | 9.972 | 3.2974 | 0.59163 | 3.8891 | 0 | 3.8891
2016-08-11 14:00 | 1.55 | 0 | 5.2001 | 0 | 8.694 | 124.4627 | 12.3441 | 17.581 | 3.7784 | 0.8 | 0 | 0 | 17.581 | 0 | 3.7784 | 0 | 10.285 | 3.4283 | 12.1223 | 12.1223 | 3.3907 | 1.3371 | 4.7277 | 0 | 4.7277
2016-08-11 15:00 | 1.43 | 0 | 0 | 7.786 | 8.644 | 124.4627 | 15 | 21.3636 | 4.5914 | 0.8 | 70.0544 | 7.8624 | 91.418 | 0 | 12.4538 | 68.107 | 13.637 | 4.5457 | 13.1897 | 20.9757 | 3.3712 | 1.7728 | 5.144 | 3.0365 | 8.1805
2016-08-11 16:00 | 1.12 | 0 | 7.911 | 0 | 8.209 | 131.9782 | 15 | 21.3636 | 4.5914 | 0.8 | 72.4434 | 8.1306 | 93.807 | 0 | 12.7219 | 67.223 | 15.552 | 5.184 | 13.393 | 13.393 | 3.2015 | 2.0218 | 5.2233 | 0 | 5.2233
2016-08-11 17:00 | 0.51 | 0 | 0 | 22.122 | 8.388 | 131.9782 | 30 | 42.7273 | 9.1827 | 0.8 | 23.9487 | 2.6878 | 66.676 | 0 | 11.8706 | 66.676 | 0 | 0 | 8.388 | 30.51 | 3.2713 | 0 | 3.2713 | 8.6276 | 11.8989
2016-08-11 18:00 | 0.12 | 0 | 20.881 | 0 | 9.239 | 151.8151 | 30 | 42.7273 | 9.1827 | 0.8 | 23.7517 | 2.6657 | 66.479 | 0 | 11.8485 | 66.479 | 0 | 0 | 9.239 | 9.239 | 3.6032 | 0 | 3.6032 | 0 | 3.6032
2016-08-11 19:00 | 0 | 0 | 0 | 13.993 | 16.007 | 151.8151 | 30 | 42.7273 | 9.1827 | 0.8 | 23.9477 | 2.6877 | 66.675 | 0 | 11.8705 | 66.675 | 0 | 0 | 16.007 | 30 | 6.2427 | 0 | 6.2427 | 5.4573 | 11.7
2016-08-11 20:00 | 0 | 19.933 | 0 | 0 | 19.933 | 130.833 | 0 | 0 | 0 | 0 | 0 | 0 | 0 | 0 | 0 | 0 | 0 | 0 | 19.933 | 19.933 | 7.7739 | 0 | 7.7739 | 0 | 7.7739
2016-08-11 21:00 | 0 | 20.349 | 0 | 0 | 20.349 | 109.413 | 0 | 0 | 0 | 0 | 0 | 0 | 0 | 0 | 0 | 0 | 0 | 0 | 20.349 | 20.349 | 7.9361 | 0 | 7.9361 | 0 | 7.9361
2016-08-11 22:00 | 0 | 19.057 | 0 | 0 | 19.057 | 89.353 | 0 | 0 | 0 | 0 | 0 | 0 | 0 | 0 | 0 | 0 | 0 | 0 | 19.057 | 19.057 | 7.4322 | 0 | 7.4322 | 0 | 7.4322
2016-08-11 23:00 | 0 | 9.646 | 0 | 0 | 17.146 | 79.1993 | 7.5 | 10.6818 | 2.2957 | 0.33 | 0 | 0 | 0 | 10.6818 | 2.2957 | 0 | 0 | 0 | 17.146 | 17.146 | 6.6869 | 0 | 6.6869 | 0 | 6.6869
2016-08-12 | 0 | 7.298 | 0 | 0 | 14.798 | 71.5172 | 7.5 | 10.6818 | 2.2957 | 0.64209 | 0 | 0 | 7.093 | 3.5888 | 2.2957 | 0 | 4.149 | 1.383 | 16.181 | 16.181 | 5.7712 | 0.53937 | 6.3106 | 0 | 6.3106
2016-08-12 01:00 | 0 | 5.312 | 0 | 0 | 12.812 | 65.9256 | 7.5 | 10.6818 | 2.2957 | 0.5973 | 0 | 0 | 6.075 | 4.6068 | 2.2957 | 0 | 3.554 | 1.1847 | 13.9967 | 13.9967 | 4.9967 | 0.46202 | 5.4587 | 0 | 5.4587
2016-08-12 02:00 | 0 | 4.547 | 0 | 0 | 12.047 | 61.1393 | 7.5 | 10.6818 | 2.2957 | 0.58498 | 0 | 0 | 5.795 | 4.8868 | 2.2957 | 0 | 3.39 | 1.13 | 13.177 | 13.177 | 4.6983 | 0.4407 | 5.139 | 0 | 5.139
2016-08-12 03:00 | 0 | 3.173 | 0 | 0 | 10.673 | 57.7993 | 7.5 | 10.6818 | 2.2957 | 0.55717 | 0 | 0 | 5.163 | 5.5188 | 2.2957 | 0 | 3.021 | 1.007 | 11.68 | 11.68 | 4.1625 | 0.39273 | 4.5552 | 0 | 4.5552
2016-08-12 04:00 | 0 | 2.529 | 0 | 0 | 10.029 | 55.1372 | 7.5 | 10.6818 | 2.2957 | 0.49183 | 0 | 0 | 3.678 | 7.0038 | 2.2957 | 0 | 2.152 | 0.71733 | 10.7463 | 10.7463 | 3.9113 | 0.27976 | 4.1911 | 0 | 4.1911
2016-08-12 05:00 | 0 | 1.956 | 0 | 0 | 9.456 | 53.0783 | 7.5 | 10.6818 | 2.2957 | 0.33 | 0 | 0 | 0 | 10.6818 | 2.2957 | 0 | 0 | 0 | 9.456 | 9.456 | 3.6878 | 0 | 3.6878 | 0 | 3.6878
2016-08-12 06:00 | 0 | 9.502 | 0 | 0 | 9.502 | 43.0762 | 0 | 0 | 0 | 0 | 0 | 0 | 0 | 0 | 0 | 0 | 0 | 0 | 9.502 | 9.502 | 3.7058 | 0 | 3.7058 | 0 | 3.7058
2016-08-12 07:00 | 0.01 | 9.093 | 0 | 0 | 9.103 | 33.5046 | 0 | 0 | 0 | 0 | 0 | 0 | 0 | 0 | 0 | 0 | 0 | 0 | 9.103 | 9.103 | 3.5502 | 0 | 3.5502 | 0 | 3.5502
2016-08-12 08:00 | 0.21 | 0.358 | 0 | 0 | 8.068 | 33.1277 | 7.5 | 10.6818 | 2.2957 | 0.33 | 0 | 0 | 0 | 10.6818 | 2.2957 | 0 | 0 | 0 | 8.068 | 8.068 | 3.1465 | 0 | 3.1465 | 0 | 3.1465
2016-08-12 09:00 | 0.81 | 0 | 23.163 | 0 | 7.647 | 55.1326 | 30 | 42.7273 | 9.1827 | 0.8 | 32.2237 | 3.6166 | 74.951 | 0 | 12.7993 | 74.951 | 0 | 0 | 7.647 | 7.647 | 2.9823 | 0 | 2.9823 | 0 | 2.9823
2016-08-12 10:00 | 1.2 | 0 | 23.617 | 0 | 7.583 | 77.5687 | 30 | 42.7273 | 9.1827 | 0.8 | 32.5717 | 3.6556 | 75.299 | 0 | 12.8384 | 75.299 | 0 | 0 | 7.583 | 7.583 | 2.9574 | 0 | 2.9574 | 0 | 2.9574
2016-08-12 11:00 | 1.42 | 0 | 23.427 | 0 | 7.993 | 99.8244 | 30 | 42.7273 | 9.1827 | 0.8 | 32.8857 | 3.6909 | 75.613 | 0 | 12.8736 | 75.613 | 0 | 0 | 7.993 | 7.993 | 3.1173 | 0 | 3.1173 | 0 | 3.1173
2016-08-12 12:00 | 1.61 | 0 | 1.9929 | 20.9641 | 8.653 | 101.7177 | 30 | 42.7273 | 9.1827 | 0.8 | 31.8537 | 3.5751 | 74.581 | 0 | 12.7578 | 74.34 | 0.141 | 0.047 | 8.7 | 29.6641 | 3.3747 | 0.01833 | 3.393 | 8.176 | 11.569
2016-08-12 13:00 | 1.61 | 0 | 19.9272 | 0 | 8.663 | 120.6485 | 26.9802 | 38.4263 | 8.2584 | 0.8 | 42.2477 | 4.7416 | 80.674 | 0 | 13 | 72.084 | 5.025 | 1.675 | 10.338 | 10.338 | 3.3786 | 0.65325 | 4.0318 | 0 | 4.0318
2016-08-12 14:00 | 1.53 | 0 | 5.8829 | 0 | 8.925 | 126.2373 | 13.2779 | 18.911 | 4.0643 | 0.8 | 0 | 0 | 18.911 | 0 | 4.0643 | 0 | 11.063 | 3.6877 | 12.6127 | 12.6127 | 3.4808 | 1.4382 | 4.9189 | 0 | 4.9189
2016-08-12 15:00 | 1.09 | 0 | 6.922 | 0 | 9.168 | 132.8132 | 15 | 21.3636 | 4.5914 | 0.8 | 71.4614 | 8.0204 | 92.825 | 0 | 12.6117 | 67.587 | 14.764 | 4.9213 | 14.0893 | 14.0893 | 3.5755 | 1.9193 | 5.4948 | 0 | 5.4948
2016-08-12 16:00 | 1 | 0 | 0 | 6.794 | 9.206 | 132.8132 | 15 | 21.3636 | 4.5914 | 0.8 | 74.3064 | 8.3397 | 95.67 | 0 | 12.931 | 66.533 | 17.045 | 5.6817 | 14.8877 | 21.6817 | 3.5903 | 2.2159 | 5.8062 | 2.6497 | 8.4559
2016-08-12 17:00 | 0.24 | 0 | 0 | 21.399 | 8.841 | 132.8132 | 30 | 42.7273 | 9.1827 | 0.8 | 23.1257 | 2.5955 | 65.853 | 0 | 11.7782 | 65.853 | 0 | 0 | 8.841 | 30.24 | 3.448 | 0 | 3.448 | 8.3456 | 11.7936
2016-08-12 18:00 | 0.05 | 0 | 20.002 | 0 | 10.048 | 151.8151 | 30 | 42.7273 | 9.1827 | 0.8 | 22.7917 | 2.558 | 65.519 | 0 | 11.7407 | 65.519 | 0 | 0 | 10.048 | 10.048 | 3.9187 | 0 | 3.9187 | 0 | 3.9187
2016-08-12 19:00 | 0 | 0 | 0 | 12.926 | 17.074 | 151.8151 | 30 | 42.7273 | 9.1827 | 0.8 | 22.7927 | 2.5581 | 65.52 | 0 | 11.7408 | 65.52 | 0 | 0 | 17.074 | 30 | 6.6589 | 0 | 6.6589 | 5.0411 | 11.7
2016-08-12 20:00 | 0 | 21.243 | 0 | 0 | 21.243 | 129.4541 | 0 | 0 | 0 | 0 | 0 | 0 | 0 | 0 | 0 | 0 | 0 | 0 | 21.243 | 21.243 | 8.2848 | 0 | 8.2848 | 0 | 8.2848
2016-08-12 21:00 | 0 | 21.374 | 0 | 0 | 21.374 | 106.9551 | 0 | 0 | 0 | 0 | 0 | 0 | 0 | 0 | 0 | 0 | 0 | 0 | 21.374 | 21.374 | 8.3359 | 0 | 8.3359 | 0 | 8.3359
2016-08-12 22:00 | 0 | 20.352 | 0 | 0 | 20.352 | 85.532 | 0 | 0 | 0 | 0 | 0 | 0 | 0 | 0 | 0 | 0 | 0 | 0 | 20.352 | 20.352 | 7.9373 | 0 | 7.9373 | 0 | 7.9373
2016-08-12 23:00 | 0 | 17.37 | 0 | 0 | 17.37 | 67.2477 | 0 | 0 | 0 | 0 | 0 | 0 | 0 | 0 | 0 | 0 | 0 | 0 | 17.37 | 17.37 | 6.7743 | 0 | 6.7743 | 0 | 6.7743
2016-08-13 | 0 | 0 | 0 | 0 | 13.856 | 67.2477 | 13.856 | 19.7343 | 4.2412 | 0.63292 | 0 | 0 | 12.719 | 7.0153 | 4.2412 | 0 | 7.441 | 2.4803 | 16.3363 | 16.3363 | 5.4038 | 0.96733 | 6.3712 | 0 | 6.3712
2016-08-13 01:00 | 0 | 0 | 0 | 0 | 12.342 | 67.2477 | 12.342 | 17.578 | 3.7778 | 0.62706 | 0 | 0 | 11.11 | 6.468 | 3.7778 | 0 | 6.499 | 2.1663 | 14.5083 | 14.5083 | 4.8134 | 0.84487 | 5.6582 | 0 | 5.6582
2016-08-13 02:00 | 0 | 2.4865 | 0 | 0 | 11.712 | 64.6304 | 9.2255 | 13.1394 | 2.8238 | 0.67708 | 0 | 0 | 9.703 | 3.4364 | 2.8238 | 0 | 5.677 | 1.8923 | 13.6043 | 13.6043 | 4.5677 | 0.73801 | 5.3057 | 0 | 5.3057
2016-08-13 03:00 | 0 | 3.043 | 0 | 0 | 10.543 | 61.4272 | 7.5 | 10.6818 | 2.2957 | 0.69978 | 0 | 0 | 8.404 | 2.2778 | 2.2957 | 0 | 4.916 | 1.6387 | 12.1817 | 12.1817 | 4.1118 | 0.63908 | 4.7508 | 0 | 4.7508
2016-08-13 04:00 | 0 | 2.527 | 0 | 0 | 10.027 | 58.7672 | 7.5 | 10.6818 | 2.2957 | 0.64002 | 0 | 0 | 7.046 | 3.6358 | 2.2957 | 0 | 4.122 | 1.374 | 11.401 | 11.401 | 3.9105 | 0.53586 | 4.4464 | 0 | 4.4464
2016-08-13 05:00 | 0 | 9.686 | 0 | 0 | 9.686 | 48.5714 | 0 | 0 | 0 | 0 | 0 | 0 | 0 | 0 | 0 | 0 | 0 | 0 | 9.686 | 9.686 | 3.7775 | 0 | 3.7775 | 0 | 3.7775
2016-08-13 06:00 | 0 | 9.76 | 0 | 0 | 9.76 | 38.2978 | 0 | 0 | 0 | 0 | 0 | 0 | 0 | 0 | 0 | 0 | 0 | 0 | 9.76 | 9.76 | 3.8064 | 0 | 3.8064 | 0 | 3.8064
2016-08-13 07:00 | 0.01 | 0 | 0 | 0 | 9.344 | 38.2978 | 9.334 | 13.2939 | 2.8571 | 0.33 | 0 | 0 | 0 | 13.2939 | 2.8571 | 0 | 0 | 0 | 9.344 | 9.344 | 3.6442 | 0 | 3.6442 | 0 | 3.6442
2016-08-13 08:00 | 0.19 | 7.538 | 0 | 0 | 7.728 | 30.363 | 0 | 0 | 0 | 0 | 0 | 0 | 0 | 0 | 0 | 0 | 0 | 0 | 7.728 | 7.728 | 3.0139 | 0 | 3.0139 | 0 | 3.0139
2016-08-13 09:00 | 0.57 | 0 | 22.685 | 0 | 7.885 | 51.9138 | 30 | 42.7273 | 9.1827 | 0.8 | 31.9167 | 3.5821 | 74.644 | 0 | 12.7649 | 74.644 | 0 | 0 | 7.885 | 7.885 | 3.0751 | 0 | 3.0751 | 0 | 3.0751
2016-08-13 10:00 | 1 | 0 | 23.188 | 0 | 7.812 | 73.9424 | 30 | 42.7273 | 9.1827 | 0.8 | 32.1067 | 3.6034 | 74.834 | 0 | 12.7862 | 74.834 | 0 | 0 | 7.812 | 7.812 | 3.0467 | 0 | 3.0467 | 0 | 3.0467
2016-08-13 11:00 | 1.24 | 0 | 0 | 23.53 | 7.71 | 73.9424 | 30 | 42.7273 | 9.1827 | 0.8 | 32.2557 | 3.6202 | 74.983 | 0 | 12.8029 | 74.983 | 0 | 0 | 7.71 | 31.24 | 3.0069 | 0 | 3.0069 | 9.1767 | 12.1836
2016-08-13 12:00 | 1.41 | 0 | 3.0249 | 20.0511 | 8.334 | 76.8161 | 30 | 42.7273 | 9.1827 | 0.8 | 33.6147 | 3.7727 | 76.342 | 0 | 12.9554 | 73.688 | 1.553 | 0.51767 | 8.8517 | 28.9027 | 3.2503 | 0.20189 | 3.4522 | 7.8199 | 11.2721
2016-08-13 13:00 | 1.44 | 0 | 18.5303 | 0 | 8.312 | 94.4199 | 25.4023 | 36.1791 | 7.7754 | 0.8 | 46.5509 | 5.2246 | 82.73 | 0 | 13 | 71.323 | 6.673 | 2.2243 | 10.5363 | 10.5363 | 3.2417 | 0.86749 | 4.1092 | 0 | 4.1092
2016-08-13 14:00 | 1.25 | 0 | 7.2966 | 0 | 8.868 | 101.3516 | 14.9146 | 21.242 | 4.5652 | 0.8 | 0 | 0 | 21.242 | 0 | 4.5652 | 0 | 12.426 | 4.142 | 13.01 | 13.01 | 3.4585 | 1.6154 | 5.0739 | 0 | 5.0739
2016-08-13 15:00 | 1.03 | 0 | 6.751 | 0 | 9.279 | 107.7651 | 15 | 21.3636 | 4.5914 | 0.8 | 73.1174 | 8.2062 | 94.481 | 0 | 12.7976 | 66.973 | 16.092 | 5.364 | 14.643 | 14.643 | 3.6188 | 2.092 | 5.7108 | 0 | 5.7108
2016-08-13 16:00 | 0.76 | 0 | 5.7285 | 0 | 9.253 | 113.2071 | 14.2215 | 20.2548 | 4.3531 | 0.8 | 77.0442 | 8.6469 | 97.299 | 0 | 13 | 65.93 | 18.351 | 6.117 | 15.37 | 15.37 | 3.6087 | 2.3856 | 5.9943 | 0 | 5.9943
2016-08-13 17:00 | 0.47 | 0 | 20.983 | 0 | 9.487 | 133.141 | 30 | 42.7273 | 9.1827 | 0.8 | 22.6127 | 2.5379 | 65.34 | 0 | 11.7206 | 65.34 | 0 | 0 | 9.487 | 9.487 | 3.6999 | 0 | 3.6999 | 0 | 3.6999
2016-08-13 18:00 | 0.11 | 0 | 19.657 | 0 | 10.453 | 151.8151 | 30 | 42.7273 | 9.1827 | 0.8 | 22.3847 | 2.5123 | 65.112 | 0 | 11.6951 | 65.112 | 0 | 0 | 10.453 | 10.453 | 4.0767 | 0 | 4.0767 | 0 | 4.0767
2016-08-13 19:00 | 0 | 0 | 0 | 13.328 | 16.672 | 151.8151 | 30 | 42.7273 | 9.1827 | 0.8 | 22.4987 | 2.5251 | 65.226 | 0 | 11.7078 | 65.226 | 0 | 0 | 16.672 | 30 | 6.5021 | 0 | 6.5021 | 5.1979 | 11.7
2016-08-13 20:00 | 0 | 20.933 | 0 | 0 | 20.933 | 129.7804 | 0 | 0 | 0 | 0 | 0 | 0 | 0 | 0 | 0 | 0 | 0 | 0 | 20.933 | 20.933 | 8.1639 | 0 | 8.1639 | 0 | 8.1639
2016-08-13 21:00 | 0 | 20.984 | 0 | 0 | 20.984 | 107.692 | 0 | 0 | 0 | 0 | 0 | 0 | 0 | 0 | 0 | 0 | 0 | 0 | 20.984 | 20.984 | 8.1838 | 0 | 8.1838 | 0 | 8.1838
2016-08-13 22:00 | 0 | 20.154 | 0 | 0 | 20.154 | 86.4772 | 0 | 0 | 0 | 0 | 0 | 0 | 0 | 0 | 0 | 0 | 0 | 0 | 20.154 | 20.154 | 7.8601 | 0 | 7.8601 | 0 | 7.8601
2016-08-13 23:00 | 0 | 9.657 | 0 | 0 | 17.157 | 76.312 | 7.5 | 10.6818 | 2.2957 | 0.33 | 0 | 0 | 0 | 10.6818 | 2.2957 | 0 | 0 | 0 | 17.157 | 17.157 | 6.6912 | 0 | 6.6912 | 0 | 6.6912
2016-08-14 | 0 | 3.7065 | 0 | 0 | 14.062 | 72.4104 | 10.3555 | 14.7488 | 3.1697 | 0.76887 | 0 | 0 | 13.772 | 0.97676 | 3.1697 | 0 | 8.057 | 2.6857 | 16.7477 | 16.7477 | 5.4842 | 1.0474 | 6.5316 | 0 | 6.5316
2016-08-14 01:00 | 0 | 0 | 0 | 0 | 12.677 | 72.4104 | 12.677 | 18.0551 | 3.8803 | 0.64285 | 0 | 0 | 12.018 | 6.0371 | 3.8803 | 0 | 7.031 | 2.3437 | 15.0207 | 15.0207 | 4.944 | 0.91403 | 5.8581 | 0 | 5.8581
2016-08-14 02:00 | 0 | 0 | 0 | 0 | 11.806 | 72.4104 | 11.806 | 16.8146 | 3.6137 | 0.62735 | 0 | 0 | 10.638 | 6.1766 | 3.6137 | 0 | 6.223 | 2.0743 | 13.8803 | 13.8803 | 4.6043 | 0.80899 | 5.4133 | 0 | 5.4133
2016-08-14 03:00 | 0 | 3.154 | 0 | 0 | 10.654 | 69.0904 | 7.5 | 10.6818 | 2.2957 | 0.7238 | 0 | 0 | 8.95 | 1.7318 | 2.2957 | 0 | 5.236 | 1.7453 | 12.3993 | 12.3993 | 4.1551 | 0.68068 | 4.8357 | 0 | 4.8357
2016-08-14 04:00 | 0 | 2.549 | 0 | 0 | 10.049 | 66.4072 | 7.5 | 10.6818 | 2.2957 | 0.65336 | 0 | 0 | 7.349 | 3.3328 | 2.2957 | 0 | 4.299 | 1.433 | 11.482 | 11.482 | 3.9191 | 0.55887 | 4.478 | 0 | 4.478
2016-08-14 05:00 | 0 | 9.539 | 0 | 0 | 9.539 | 56.3662 | 0 | 0 | 0 | 0 | 0 | 0 | 0 | 0 | 0 | 0 | 0 | 0 | 9.539 | 9.539 | 3.7202 | 0 | 3.7202 | 0 | 3.7202
2016-08-14 06:00 | 0 | 9.188 | 0 | 0 | 9.188 | 46.6946 | 0 | 0 | 0 | 0 | 0 | 0 | 0 | 0 | 0 | 0 | 0 | 0 | 9.188 | 9.188 | 3.5833 | 0 | 3.5833 | 0 | 3.5833
2016-08-14 07:00 | 0.01 | 8.34 | 0 | 0 | 8.35 | 37.9157 | 0 | 0 | 0 | 0 | 0 | 0 | 0 | 0 | 0 | 0 | 0 | 0 | 8.35 | 8.35 | 3.2565 | 0 | 3.2565 | 0 | 3.2565
2016-08-14 08:00 | 0.19 | 7.175 | 0 | 0 | 7.365 | 30.363 | 0 | 0 | 0 | 0 | 0 | 0 | 0 | 0 | 0 | 0 | 0 | 0 | 7.365 | 7.365 | 2.8723 | 0 | 2.8723 | 0 | 2.8723
2016-08-14 09:00 | 0.66 | 0 | 23.107 | 0 | 7.553 | 52.3147 | 30 | 42.7273 | 9.1827 | 0.8 | 31.0117 | 3.4806 | 73.739 | 0 | 12.6633 | 73.739 | 0 | 0 | 7.553 | 7.553 | 2.9457 | 0 | 2.9457 | 0 | 2.9457
2016-08-14 10:00 | 1.21 | 0 | 0 | 23.228 | 7.982 | 52.3147 | 30 | 42.7273 | 9.1827 | 0.8 | 30.9617 | 3.4749 | 73.689 | 0 | 12.6577 | 73.689 | 0 | 0 | 7.982 | 31.21 | 3.113 | 0 | 3.113 | 9.0589 | 12.1719
2016-08-14 11:00 | 1.47 | 0 | 23.664 | 0 | 7.806 | 74.7955 | 30 | 42.7273 | 9.1827 | 0.8 | 31.0937 | 3.4898 | 73.821 | 0 | 12.6725 | 73.821 | 0 | 0 | 7.806 | 7.806 | 3.0443 | 0 | 3.0443 | 0 | 3.0443
2016-08-14 12:00 | 1.6 | 0 | 9.2748 | 12.8195 | 8.063 | 83.6066 | 28.5573 | 40.6725 | 8.7411 | 0.8 | 37.9465 | 4.2589 | 78.619 | 0 | 13 | 72.845 | 3.378 | 1.126 | 9.189 | 22.0085 | 3.1446 | 0.43914 | 3.5837 | 4.9996 | 8.5833
2016-08-14 13:00 | 1.62 | 0 | 17.3931 | 0 | 8.587 | 100.13 | 24.3601 | 34.6947 | 7.4564 | 0.8 | 49.3933 | 5.5436 | 84.088 | 0 | 13 | 70.82 | 7.762 | 2.5873 | 11.1743 | 11.1743 | 3.3489 | 1.0091 | 4.358 | 0 | 4.358
2016-08-14 14:00 | 1.56 | 0 | 7.704 | 0 | 8.856 | 107.4488 | 15 | 21.3636 | 4.5914 | 0.8 | 0.23936 | 0.026865 | 21.603 | 0 | 4.6182 | 0 | 12.638 | 4.2127 | 13.0687 | 13.0687 | 3.4538 | 1.6429 | 5.0968 | 0 | 5.0968
2016-08-14 15:00 | 1.38 | 0 | 7.343 | 0 | 9.037 | 114.4247 | 15 | 21.3636 | 4.5914 | 0.8 | 72.5554 | 8.1431 | 93.919 | 0 | 12.7345 | 67.182 | 15.641 | 5.2137 | 14.2507 | 14.2507 | 3.5244 | 2.0333 | 5.5578 | 0 | 5.5578
2016-08-14 16:00 | 1.05 | 0 | 7.0013 | 0 | 8.947 | 121.076 | 14.8983 | 21.2189 | 4.5603 | 0.8 | 75.1981 | 8.4397 | 96.417 | 0 | 13 | 66.257 | 17.644 | 5.8813 | 14.8283 | 14.8283 | 3.4893 | 2.2937 | 5.7831 | 0 | 5.7831
2016-08-14 17:00 | 0.52 | 0 | 0 | 21.657 | 8.863 | 121.076 | 30 | 42.7273 | 9.1827 | 0.8 | 22.9947 | 2.5808 | 65.722 | 0 | 11.7635 | 65.722 | 0 | 0 | 8.863 | 30.52 | 3.4566 | 0 | 3.4566 | 8.4462 | 11.9028
2016-08-14 18:00 | 0.11 | 0 | 19.784 | 0 | 10.326 | 139.8708 | 30 | 42.7273 | 9.1827 | 0.8 | 22.7967 | 2.5586 | 65.524 | 0 | 11.7413 | 65.524 | 0 | 0 | 10.326 | 10.326 | 4.0271 | 0 | 4.0271 | 0 | 4.0271
2016-08-14 19:00 | 0 | 0 | 12.573 | 0 | 17.427 | 151.8151 | 30 | 42.7273 | 9.1827 | 0.8 | 22.9017 | 2.5703 | 65.629 | 0 | 11.7531 | 65.629 | 0 | 0 | 17.427 | 17.427 | 6.7965 | 0 | 6.7965 | 0 | 6.7965
2016-08-14 20:00 | 0 | 20.542 | 0 | 0 | 20.542 | 130.192 | 0 | 0 | 0 | 0 | 0 | 0 | 0 | 0 | 0 | 0 | 0 | 0 | 20.542 | 20.542 | 8.0114 | 0 | 8.0114 | 0 | 8.0114
2016-08-14 21:00 | 0 | 20.081 | 0 | 0 | 20.081 | 109.0541 | 0 | 0 | 0 | 0 | 0 | 0 | 0 | 0 | 0 | 0 | 0 | 0 | 20.081 | 20.081 | 7.8316 | 0 | 7.8316 | 0 | 7.8316
2016-08-14 22:00 | 0 | 19.245 | 0 | 0 | 19.245 | 88.7962 | 0 | 0 | 0 | 0 | 0 | 0 | 0 | 0 | 0 | 0 | 0 | 0 | 19.245 | 19.245 | 7.5056 | 0 | 7.5056 | 0 | 7.5056
2016-08-14 23:00 | 0 | 18.07 | 0 | 0 | 18.07 | 69.7751 | 0 | 0 | 0 | 0 | 0 | 0 | 0 | 0 | 0 | 0 | 0 | 0 | 18.07 | 18.07 | 7.0473 | 0 | 7.0473 | 0 | 7.0473
2016-08-15 | 0 | 2.7565 | 0 | 0 | 15.835 | 66.8735 | 13.0785 | 18.627 | 4.0032 | 0.72584 | 0 | 0 | 15.688 | 2.939 | 4.0032 | 0 | 9.177 | 3.059 | 18.894 | 18.894 | 6.1757 | 1.193 | 7.3687 | 0 | 7.3687
2016-08-15 01:00 | 0 | 0 | 0 | 0 | 13.417 | 66.8735 | 13.417 | 19.1091 | 4.1068 | 0.69146 | 0 | 0 | 14.696 | 4.4131 | 4.1068 | 0 | 8.597 | 2.8657 | 16.2827 | 16.2827 | 5.2326 | 1.1176 | 6.3502 | 0 | 6.3502
2016-08-15 02:00 | 0 | 0 | 0 | 0 | 12.02 | 66.8735 | 12.02 | 17.1194 | 3.6792 | 0.72512 | 0 | 0 | 14.392 | 2.7274 | 3.6792 | 0 | 8.419 | 2.8063 | 14.8263 | 14.8263 | 4.6878 | 1.0945 | 5.7823 | 0 | 5.7823
2016-08-15 03:00 | 0 | 0 | 0 | 0 | 10.692 | 66.8735 | 10.692 | 15.228 | 3.2727 | 0.75932 | 0 | 0 | 13.91 | 1.318 | 3.2727 | 0 | 8.137 | 2.7123 | 13.4043 | 13.4043 | 4.1699 | 1.0578 | 5.2277 | 0 | 5.2277
2016-08-15 04:00 | 0 | 0 | 0 | 0 | 9.832 | 66.8735 | 9.832 | 14.0032 | 3.0095 | 0.76539 | 0 | 0 | 12.972 | 1.0312 | 3.0095 | 0 | 7.589 | 2.5297 | 12.3617 | 12.3617 | 3.8345 | 0.98657 | 4.8211 | 0 | 4.8211
2016-08-15 05:00 | 0 | 9.103 | 0 | 0 | 9.103 | 57.2914 | 0 | 0 | 0 | 0 | 0 | 0 | 0 | 0 | 0 | 0 | 0 | 0 | 9.103 | 9.103 | 3.5502 | 0 | 3.5502 | 0 | 3.5502
2016-08-15 06:00 | 0 | 9.461 | 0 | 0 | 9.461 | 47.3325 | 0 | 0 | 0 | 0 | 0 | 0 | 0 | 0 | 0 | 0 | 0 | 0 | 9.461 | 9.461 | 3.6898 | 0 | 3.6898 | 0 | 3.6898
2016-08-15 07:00 | 0.01 | 8.618 | 0 | 0 | 8.628 | 38.2609 | 0 | 0 | 0 | 0 | 0 | 0 | 0 | 0 | 0 | 0 | 0 | 0 | 8.628 | 8.628 | 3.3649 | 0 | 3.3649 | 0 | 3.3649
2016-08-15 08:00 | 0.22 | 7.503 | 0 | 0 | 7.723 | 30.363 | 0 | 0 | 0 | 0 | 0 | 0 | 0 | 0 | 0 | 0 | 0 | 0 | 7.723 | 7.723 | 3.012 | 0 | 3.012 | 0 | 3.012
2016-08-15 09:00 | 0.84 | 0 | 22.813 | 0 | 8.027 | 52.0354 | 30 | 42.7273 | 9.1827 | 0.8 | 29.3657 | 3.2958 | 72.093 | 0 | 12.4786 | 72.093 | 0 | 0 | 8.027 | 8.027 | 3.1305 | 0 | 3.1305 | 0 | 3.1305
2016-08-15 10:00 | 1.24 | 0 | 23.353 | 0 | 7.887 | 74.2207 | 30 | 42.7273 | 9.1827 | 0.8 | 29.6117 | 3.3234 | 72.339 | 0 | 12.5062 | 72.339 | 0 | 0 | 7.887 | 7.887 | 3.0759 | 0 | 3.0759 | 0 | 3.0759
2016-08-15 11:00 | 1.51 | 0 | 22.972 | 0 | 8.538 | 96.0441 | 30 | 42.7273 | 9.1827 | 0.8 | 29.6757 | 3.3306 | 72.403 | 0 | 12.5133 | 72.403 | 0 | 0 | 8.538 | 8.538 | 3.3298 | 0 | 3.3298 | 0 | 3.3298
2016-08-15 12:00 | 1.65 | 0 | 0 | 19.8406 | 8.917 | 96.0441 | 27.1076 | 38.6078 | 8.2974 | 0.8 | 41.9002 | 4.7026 | 80.508 | 0 | 13 | 72.146 | 4.892 | 1.6307 | 10.5477 | 30.3882 | 3.4776 | 0.63596 | 4.1136 | 7.7378 | 11.8514
2016-08-15 13:00 | 1.61 | 0 | 3.5083 | 12.8087 | 8.954 | 99.377 | 23.661 | 33.699 | 7.2424 | 0.8 | 51.3 | 5.7576 | 84.999 | 0 | 13 | 70.483 | 8.492 | 2.8307 | 11.7847 | 24.5934 | 3.4921 | 1.104 | 4.596 | 4.9954 | 9.5914
2016-08-15 14:00 | 1.59 | 0 | 7.469 | 0 | 9.121 | 106.4726 | 15 | 21.3636 | 4.5914 | 0.8 | 1.3164 | 0.14774 | 22.68 | 0 | 4.7391 | 0 | 13.268 | 4.4227 | 13.5437 | 13.5437 | 3.5572 | 1.7248 | 5.282 | 0 | 5.282
2016-08-15 15:00 | 1.35 | 0 | 6.971 | 0 | 9.379 | 113.095 | 15 | 21.3636 | 4.5914 | 0.8 | 73.5074 | 8.25 | 94.871 | 0 | 12.8414 | 66.829 | 16.404 | 5.468 | 14.847 | 14.847 | 3.6578 | 2.1325 | 5.7903 | 0 | 5.7903
2016-08-15 16:00 | 1.15 | 0 | 0 | 5.9561 | 9.357 | 113.095 | 14.1631 | 20.1717 | 4.3352 | 0.8 | 77.2033 | 8.6648 | 97.375 | 0 | 13 | 65.902 | 18.412 | 6.1373 | 15.4943 | 21.4505 | 3.6492 | 2.3936 | 6.0428 | 2.3229 | 8.3657
2016-08-15 17:00 | 0.56 | 0 | 21.117 | 0 | 9.443 | 133.1562 | 30 | 42.7273 | 9.1827 | 0.8 | 22.6167 | 2.5384 | 65.344 | 0 | 11.7211 | 65.344 | 0 | 0 | 9.443 | 9.443 | 3.6828 | 0 | 3.6828 | 0 | 3.6828
2016-08-15 18:00 | 0.1 | 0 | 19.641 | 0 | 10.459 | 151.8151 | 30 | 42.7273 | 9.1827 | 0.8 | 22.3767 | 2.5114 | 65.104 | 0 | 11.6942 | 65.104 | 0 | 0 | 10.459 | 10.459 | 4.079 | 0 | 4.079 | 0 | 4.079
2016-08-15 19:00 | 0 | 0 | 0 | 13.514 | 16.486 | 151.8151 | 30 | 42.7273 | 9.1827 | 0.8 | 22.4597 | 2.5207 | 65.187 | 0 | 11.7035 | 65.187 | 0 | 0 | 16.486 | 30 | 6.4295 | 0 | 6.4295 | 5.2705 | 11.7
2016-08-15 20:00 | 0 | 12.042 | 0 | 0 | 19.542 | 139.1393 | 7.5 | 10.6818 | 2.2957 | 0.33 | 0 | 0 | 0 | 10.6818 | 2.2957 | 0 | 0 | 0 | 19.542 | 19.542 | 7.6214 | 0 | 7.6214 | 0 | 7.6214
2016-08-15 21:00 | 0 | 19.578 | 0 | 0 | 19.578 | 118.5309 | 0 | 0 | 0 | 0 | 0 | 0 | 0 | 0 | 0 | 0 | 0 | 0 | 19.578 | 19.578 | 7.6354 | 0 | 7.6354 | 0 | 7.6354
2016-08-15 22:00 | 0 | 17.757 | 0 | 0 | 17.757 | 99.8393 | 0 | 0 | 0 | 0 | 0 | 0 | 0 | 0 | 0 | 0 | 0 | 0 | 17.757 | 17.757 | 6.9252 | 0 | 6.9252 | 0 | 6.9252
2016-08-15 23:00 | 0 | 16.932 | 0 | 0 | 16.932 | 82.0162 | 0 | 0 | 0 | 0 | 0 | 0 | 0 | 0 | 0 | 0 | 0 | 0 | 16.932 | 16.932 | 6.6035 | 0 | 6.6035 | 0 | 6.6035
2016-08-16 | 0 | 4.151 | 0 | 0 | 15.166 | 77.6467 | 11.015 | 15.688 | 3.3716 | 0.8 | 0 | 0 | 15.688 | 0 | 3.3716 | 0 | 9.177 | 3.059 | 18.225 | 18.225 | 5.9147 | 1.193 | 7.1078 | 0 | 7.1078
2016-08-16 01:00 | 0 | 3.5959 | 0 | 0 | 13.649 | 73.8615 | 10.0531 | 14.318 | 3.0772 | 0.8 | 0 | 0 | 14.318 | 0 | 3.0772 | 0 | 8.376 | 2.792 | 16.441 | 16.441 | 5.3231 | 1.0889 | 6.412 | 0 | 6.412
2016-08-16 02:00 | 0 | 3.7689 | 0 | 0 | 12.865 | 69.8942 | 9.0961 | 12.955 | 2.7842 | 0.8 | 0 | 0 | 12.955 | 0 | 2.7842 | 0 | 7.578 | 2.526 | 15.391 | 15.391 | 5.0174 | 0.98514 | 6.0025 | 0 | 6.0025
2016-08-16 03:00 | 0 | 0.8896 | 0 | 0 | 12.057 | 68.9578 | 11.1674 | 15.9051 | 3.4182 | 0.6766 | 0 | 0 | 11.729 | 4.1761 | 3.4182 | 0 | 6.862 | 2.2873 | 14.3443 | 14.3443 | 4.7022 | 0.89206 | 5.5943 | 0 | 5.5943
2016-08-16 04:00 | 0 | 0 | 0 | 0 | 10.553 | 68.9578 | 10.553 | 15.03 | 3.2302 | 0.66779 | 0 | 0 | 10.802 | 4.228 | 3.2302 | 0 | 6.319 | 2.1063 | 12.6593 | 12.6593 | 4.1157 | 0.82147 | 4.9371 | 0 | 4.9371
2016-08-16 05:00 | 0 | 9.484 | 0 | 0 | 9.484 | 58.9746 | 0 | 0 | 0 | 0 | 0 | 0 | 0 | 0 | 0 | 0 | 0 | 0 | 9.484 | 9.484 | 3.6988 | 0 | 3.6988 | 0 | 3.6988
2016-08-16 06:00 | 0 | 9.857 | 0 | 0 | 9.857 | 48.5988 | 0 | 0 | 0 | 0 | 0 | 0 | 0 | 0 | 0 | 0 | 0 | 0 | 9.857 | 9.857 | 3.8442 | 0 | 3.8442 | 0 | 3.8442
2016-08-16 07:00 | 0.01 | 9.229 | 0 | 0 | 9.239 | 38.8841 | 0 | 0 | 0 | 0 | 0 | 0 | 0 | 0 | 0 | 0 | 0 | 0 | 9.239 | 9.239 | 3.6032 | 0 | 3.6032 | 0 | 3.6032
2016-08-16 08:00 | 0.24 | 8.095 | 0 | 0 | 8.335 | 30.363 | 0 | 0 | 0 | 0 | 0 | 0 | 0 | 0 | 0 | 0 | 0 | 0 | 8.335 | 8.335 | 3.2506 | 0 | 3.2506 | 0 | 3.2506
2016-08-16 09:00 | 0.84 | 0 | 18.056 | 4.335 | 8.449 | 47.5162 | 30 | 42.7273 | 9.1827 | 0.8 | 29.5227 | 3.3134 | 72.25 | 0 | 12.4962 | 72.25 | 0 | 0 | 8.449 | 12.784 | 3.2951 | 0 | 3.2951 | 1.6906 | 4.9858
2016-08-16 10:00 | 1.23 | 0 | 0 | 23.411 | 7.819 | 47.5162 | 30 | 42.7273 | 9.1827 | 0.8 | 29.5267 | 3.3139 | 72.254 | 0 | 12.4966 | 72.254 | 0 | 0 | 7.819 | 31.23 | 3.0494 | 0 | 3.0494 | 9.1303 | 12.1797
2016-08-16 11:00 | 1.48 | 0 | 0 | 23.063 | 8.417 | 47.5162 | 30 | 42.7273 | 9.1827 | 0.8 | 29.5777 | 3.3196 | 72.305 | 0 | 12.5023 | 72.305 | 0 | 0 | 8.417 | 31.48 | 3.2826 | 0 | 3.2826 | 8.9946 | 12.2772
2016-08-16 12:00 | 1.61 | 0 | 18.3293 | 0 | 8.825 | 64.9291 | 25.5443 | 36.3813 | 7.8189 | 0.8 | 46.1637 | 5.1811 | 82.545 | 0 | 13 | 71.392 | 6.524 | 2.1747 | 10.9997 | 10.9997 | 3.4417 | 0.84812 | 4.2899 | 0 | 4.2899
2016-08-16 13:00 | 1.63 | 0 | 7.295 | 0 | 9.335 | 71.8593 | 15 | 21.3636 | 4.5914 | 0.8 | 66.2504 | 7.4355 | 87.614 | 0 | 12.0269 | 69.515 | 10.588 | 3.5293 | 12.8643 | 12.8643 | 3.6406 | 1.3764 | 5.0171 | 0 | 5.0171
2016-08-16 14:00 | 1.56 | 0 | 14.35 | 0 | 9.71 | 85.4918 | 22.5 | 32.0455 | 6.8871 | 0.67709 | 0 | 0 | 23.665 | 8.3805 | 6.8871 | 0 | 13.844 | 4.6147 | 14.3247 | 14.3247 | 3.7869 | 1.7997 | 5.5866 | 0 | 5.5866
2016-08-16 15:00 | 1.41 | 0 | 6.786 | 0 | 9.624 | 91.9385 | 15 | 21.3636 | 4.5914 | 0.8 | 72.9484 | 8.1872 | 94.312 | 0 | 12.7786 | 67.036 | 15.956 | 5.3187 | 14.9427 | 14.9427 | 3.7534 | 2.0743 | 5.8276 | 0 | 5.8276
2016-08-16 16:00 | 1.11 | 0 | 6.928 | 0 | 9.182 | 98.5201 | 15 | 21.3636 | 4.5914 | 0.8 | 74.7544 | 8.3899 | 96.118 | 0 | 12.9813 | 66.367 | 17.404 | 5.8013 | 14.9833 | 14.9833 | 3.581 | 2.2625 | 5.8435 | 0 | 5.8435
2016-08-16 17:00 | 0.58 | 0 | 21.559 | 0 | 9.021 | 119.0012 | 30 | 42.7273 | 9.1827 | 0.8 | 23.1747 | 2.601 | 65.902 | 0 | 11.7837 | 65.902 | 0 | 0 | 9.021 | 9.021 | 3.5182 | 0 | 3.5182 | 0 | 3.5182
2016-08-16 18:00 | 0.1 | 0 | 20.123 | 0 | 9.977 | 138.118 | 30 | 42.7273 | 9.1827 | 0.8 | 22.9537 | 2.5762 | 65.681 | 0 | 11.7589 | 65.681 | 0 | 0 | 9.977 | 9.977 | 3.891 | 0 | 3.891 | 0 | 3.891
2016-08-16 19:00 | 0 | 0 | 14.418 | 0 | 15.582 | 151.8151 | 30 | 42.7273 | 9.1827 | 0.8 | 23.0147 | 2.583 | 65.742 | 0 | 11.7658 | 65.742 | 0 | 0 | 15.582 | 15.582 | 6.077 | 0 | 6.077 | 0 | 6.077
2016-08-16 20:00 | 0 | 17.966 | 0 | 0 | 17.966 | 132.9035 | 0 | 0 | 0 | 0 | 0 | 0 | 0 | 0 | 0 | 0 | 0 | 0 | 17.966 | 17.966 | 7.0067 | 0 | 7.0067 | 0 | 7.0067
2016-08-16 21:00 | 0 | 19.168 | 0 | 0 | 19.168 | 112.7267 | 0 | 0 | 0 | 0 | 0 | 0 | 0 | 0 | 0 | 0 | 0 | 0 | 19.168 | 19.168 | 7.4755 | 0 | 7.4755 | 0 | 7.4755
2016-08-16 22:00 | 0 | 18.065 | 0 | 0 | 18.065 | 93.7109 | 0 | 0 | 0 | 0 | 0 | 0 | 0 | 0 | 0 | 0 | 0 | 0 | 18.065 | 18.065 | 7.0454 | 0 | 7.0454 | 0 | 7.0454
2016-08-16 23:00 | 0 | 17.659 | 0 | 0 | 17.659 | 75.1225 | 0 | 0 | 0 | 0 | 0 | 0 | 0 | 0 | 0 | 0 | 0 | 0 | 17.659 | 17.659 | 6.887 | 0 | 6.887 | 0 | 6.887
2016-08-17 | 0 | 1.6487 | 0 | 0 | 16.014 | 73.387 | 14.3653 | 20.4596 | 4.3971 | 0.69631 | 0 | 0 | 15.946 | 4.5136 | 4.3971 | 0 | 9.328 | 3.1093 | 19.1233 | 19.1233 | 6.2455 | 1.2126 | 7.4581 | 0 | 7.4581
2016-08-17 01:00 | 0 | 3.5048 | 0 | 0 | 13.779 | 69.6978 | 10.2742 | 14.633 | 3.1449 | 0.8 | 0 | 0 | 14.633 | 1.7764e-15 | 3.1449 | 0 | 8.56 | 2.8533 | 16.6323 | 16.6323 | 5.3738 | 1.1128 | 6.4866 | 0 | 6.4866
2016-08-17 02:00 | 0 | 0 | 0 | 0 | 12.709 | 69.6978 | 12.709 | 18.1007 | 3.8901 | 0.67638 | 0 | 0 | 13.34 | 4.7607 | 3.8901 | 0 | 7.804 | 2.6013 | 15.3103 | 15.3103 | 4.9565 | 1.0145 | 5.971 | 0 | 5.971
2016-08-17 03:00 | 0 | 0 | 0 | 0 | 12.018 | 69.6978 | 12.018 | 17.1165 | 3.6786 | 0.66305 | 0 | 0 | 12.129 | 4.9875 | 3.6786 | 0 | 7.095 | 2.365 | 14.383 | 14.383 | 4.687 | 0.92235 | 5.6094 | 0 | 5.6094
2016-08-17 04:00 | 0 | 0 | 0 | 0 | 10.907 | 69.6978 | 10.907 | 15.5342 | 3.3385 | 0.66061 | 0 | 0 | 10.927 | 4.6072 | 3.3385 | 0 | 6.392 | 2.1307 | 13.0377 | 13.0377 | 4.2537 | 0.83096 | 5.0847 | 0 | 5.0847
2016-08-17 05:00 | 0 | 10.081 | 0 | 0 | 10.081 | 59.0862 | 0 | 0 | 0 | 0 | 0 | 0 | 0 | 0 | 0 | 0 | 0 | 0 | 10.081 | 10.081 | 3.9316 | 0 | 3.9316 | 0 | 3.9316
2016-08-17 06:00 | 0 | 10.286 | 0 | 0 | 10.286 | 48.2588 | 0 | 0 | 0 | 0 | 0 | 0 | 0 | 0 | 0 | 0 | 0 | 0 | 10.286 | 10.286 | 4.0115 | 0 | 4.0115 | 0 | 4.0115
2016-08-17 07:00 | 0.01 | 9.3 | 0 | 0 | 9.31 | 38.4693 | 0 | 0 | 0 | 0 | 0 | 0 | 0 | 0 | 0 | 0 | 0 | 0 | 9.31 | 9.31 | 3.6309 | 0 | 3.6309 | 0 | 3.6309
2016-08-17 08:00 | 0.25 | 7.701 | 0 | 0 | 7.951 | 30.363 | 0 | 0 | 0 | 0 | 0 | 0 | 0 | 0 | 0 | 0 | 0 | 0 | 7.951 | 7.951 | 3.1009 | 0 | 3.1009 | 0 | 3.1009
2016-08-17 09:00 | 0.85 | 0 | 23.224 | 0 | 7.626 | 52.4258 | 30 | 42.7273 | 9.1827 | 0.8 | 30.1467 | 3.3835 | 72.874 | 0 | 12.5662 | 72.874 | 0 | 0 | 7.626 | 7.626 | 2.9741 | 0 | 2.9741 | 0 | 2.9741
2016-08-17 10:00 | 1.24 | 0 | 0 | 23.753 | 7.487 | 52.4258 | 30 | 42.7273 | 9.1827 | 0.8 | 30.3157 | 3.4024 | 73.043 | 0 | 12.5852 | 73.043 | 0 | 0 | 7.487 | 31.24 | 2.9199 | 0 | 2.9199 | 9.2637 | 12.1836
2016-08-17 11:00 | 1.47 | 0 | 1.2266 | 22.0114 | 8.232 | 53.5911 | 30 | 42.7273 | 9.1827 | 0.8 | 30.4587 | 3.4185 | 73.186 | 0 | 12.6012 | 73.186 | 0 | 0 | 8.232 | 30.2434 | 3.2105 | 0 | 3.2105 | 8.5845 | 11.7949
2016-08-17 12:00 | 1.62 | 0 | 20.0662 | 0 | 8.778 | 72.654 | 27.2242 | 38.7739 | 8.3331 | 0.8 | 41.5821 | 4.6669 | 80.356 | 0 | 13 | 72.202 | 4.77 | 1.59 | 10.368 | 10.368 | 3.4234 | 0.6201 | 4.0435 | 0 | 4.0435
2016-08-17 13:00 | 1.63 | 0 | 15.5016 | 0 | 9.322 | 87.3806 | 23.1936 | 33.0333 | 7.0994 | 0.8 | 52.5747 | 5.9006 | 85.608 | 0 | 13 | 70.258 | 8.98 | 2.9933 | 12.3153 | 12.3153 | 3.6356 | 1.1674 | 4.803 | 0 | 4.803
2016-08-17 14:00 | 1.57 | 0 | 7.202 | 0 | 9.368 | 94.2225 | 15 | 21.3636 | 4.5914 | 0.8 | 2.3064 | 0.25885 | 23.67 | 0 | 4.8502 | 0 | 13.847 | 4.6157 | 13.9837 | 13.9837 | 3.6535 | 1.8001 | 5.4536 | 0 | 5.4536
2016-08-17 15:00 | 1.37 | 0 | 0 | 6.833 | 9.537 | 94.2225 | 15 | 21.3636 | 4.5914 | 0.8 | 74.0344 | 8.3091 | 95.398 | 0 | 12.9005 | 66.634 | 16.827 | 5.609 | 15.146 | 21.979 | 3.7194 | 2.1875 | 5.9069 | 2.6649 | 8.5718
2016-08-17 16:00 | 1.09 | 0 | 5.6659 | 0 | 9.212 | 99.605 | 13.7879 | 19.6373 | 4.2203 | 0.8 | 78.2267 | 8.7797 | 97.864 | 0 | 13 | 65.721 | 18.804 | 6.268 | 15.48 | 15.48 | 3.5927 | 2.4445 | 6.0372 | 0 | 6.0372
2016-08-17 17:00 | 0.52 | 0 | 21.471 | 0 | 9.049 | 120.0025 | 30 | 42.7273 | 9.1827 | 0.8 | 22.4047 | 2.5146 | 65.132 | 0 | 11.6973 | 65.132 | 0 | 0 | 9.049 | 9.049 | 3.5291 | 0 | 3.5291 | 0 | 3.5291
2016-08-17 18:00 | 0.11 | 0 | 20.118 | 0 | 9.992 | 139.1146 | 30 | 42.7273 | 9.1827 | 0.8 | 22.0917 | 2.4794 | 64.819 | 0 | 11.6622 | 64.819 | 0 | 0 | 9.992 | 9.992 | 3.8969 | 0 | 3.8969 | 0 | 3.8969
2016-08-17 19:00 | 0 | 0 | 13.369 | 0 | 16.631 | 151.8151 | 30 | 42.7273 | 9.1827 | 0.8 | 22.0997 | 2.4803 | 64.827 | 0 | 11.6631 | 64.827 | 0 | 0 | 16.631 | 16.631 | 6.4861 | 0 | 6.4861 | 0 | 6.4861
2016-08-17 20:00 | 0 | 20.219 | 0 | 0 | 20.219 | 130.532 | 0 | 0 | 0 | 0 | 0 | 0 | 0 | 0 | 0 | 0 | 0 | 0 | 20.219 | 20.219 | 7.8854 | 0 | 7.8854 | 0 | 7.8854
2016-08-17 21:00 | 0 | 20.473 | 0 | 0 | 20.473 | 108.9814 | 0 | 0 | 0 | 0 | 0 | 0 | 0 | 0 | 0 | 0 | 0 | 0 | 20.473 | 20.473 | 7.9845 | 0 | 7.9845 | 0 | 7.9845
2016-08-17 22:00 | 0 | 19.509 | 0 | 0 | 19.509 | 88.4456 | 0 | 0 | 0 | 0 | 0 | 0 | 0 | 0 | 0 | 0 | 0 | 0 | 19.509 | 19.509 | 7.6085 | 0 | 7.6085 | 0 | 7.6085
2016-08-17 23:00 | 0 | 17.383 | 0 | 0 | 17.383 | 70.1477 | 0 | 0 | 0 | 0 | 0 | 0 | 0 | 0 | 0 | 0 | 0 | 0 | 17.383 | 17.383 | 6.7794 | 0 | 6.7794 | 0 | 6.7794
2016-08-18 | 0 | 0.27649 | 0 | 0 | 14.805 | 69.8567 | 14.5285 | 20.6921 | 4.447 | 0.74914 | 0 | 0 | 18.453 | 2.2391 | 4.447 | 0 | 10.795 | 3.5983 | 18.4033 | 18.4033 | 5.774 | 1.4034 | 7.1773 | 0 | 7.1773
2016-08-18 01:00 | 0 | 0 | 0 | 0 | 12.82 | 69.8567 | 12.82 | 18.2588 | 3.9241 | 0.75951 | 0 | 0 | 16.686 | 1.5728 | 3.9241 | 0 | 9.761 | 3.2537 | 16.0737 | 16.0737 | 4.9998 | 1.2689 | 6.2687 | 0 | 6.2687
2016-08-18 02:00 | 0 | 0 | 0 | 0 | 12 | 69.8567 | 12 | 17.0909 | 3.6731 | 0.73629 | 0 | 0 | 14.774 | 2.3169 | 3.6731 | 0 | 8.643 | 2.881 | 14.881 | 14.881 | 4.68 | 1.1236 | 5.8036 | 0 | 5.8036
2016-08-18 03:00 | 0 | 0 | 0 | 0 | 10.985 | 69.8567 | 10.985 | 15.6453 | 3.3624 | 0.71338 | 0 | 0 | 12.762 | 2.8833 | 3.3624 | 0 | 7.466 | 2.4887 | 13.4737 | 13.4737 | 4.2842 | 0.97058 | 5.2547 | 0 | 5.2547
2016-08-18 04:00 | 0 | 0 | 0 | 0 | 10.273 | 69.8567 | 10.273 | 14.6312 | 3.1445 | 0.65753 | 0 | 0 | 10.196 | 4.4352 | 3.1445 | 0 | 5.964 | 1.988 | 12.261 | 12.261 | 4.0065 | 0.77532 | 4.7818 | 0 | 4.7818
2016-08-18 05:00 | 0 | 10.261 | 0 | 0 | 10.261 | 59.0557 | 0 | 0 | 0 | 0 | 0 | 0 | 0 | 0 | 0 | 0 | 0 | 0 | 10.261 | 10.261 | 4.0018 | 0 | 4.0018 | 0 | 4.0018
2016-08-18 06:00 | 0 | 10.135 | 0 | 0 | 10.135 | 48.3872 | 0 | 0 | 0 | 0 | 0 | 0 | 0 | 0 | 0 | 0 | 0 | 0 | 10.135 | 10.135 | 3.9527 | 0 | 3.9527 | 0 | 3.9527
2016-08-18 07:00 | 0.01 | 9.431 | 0 | 0 | 9.441 | 38.4599 | 0 | 0 | 0 | 0 | 0 | 0 | 0 | 0 | 0 | 0 | 0 | 0 | 9.441 | 9.441 | 3.682 | 0 | 3.682 | 0 | 3.682
2016-08-18 08:00 | 0.21 | 7.692 | 0 | 0 | 7.902 | 30.363 | 0 | 0 | 0 | 0 | 0 | 0 | 0 | 0 | 0 | 0 | 0 | 0 | 7.902 | 7.902 | 3.0818 | 0 | 3.0818 | 0 | 3.0818
2016-08-18 09:00 | 0.74 | 0 | 23.011 | 0 | 7.729 | 52.2235 | 30 | 42.7273 | 9.1827 | 0.8 | 31.0377 | 3.4835 | 73.765 | 0 | 12.6662 | 73.765 | 0 | 0 | 7.729 | 7.729 | 3.0143 | 0 | 3.0143 | 0 | 3.0143
2016-08-18 10:00 | 1.19 | 0 | 14.0069 | 9.4931 | 7.69 | 65.53 | 30 | 42.7273 | 9.1827 | 0.8 | 31.2627 | 3.5087 | 73.99 | 0 | 12.6915 | 73.99 | 0 | 0 | 7.69 | 17.1831 | 2.9991 | 0 | 2.9991 | 3.7023 | 6.7014
2016-08-18 11:00 | 1.37 | 0 | 0 | 23.481 | 7.889 | 65.53 | 30 | 42.7273 | 9.1827 | 0.8 | 31.5077 | 3.5362 | 74.235 | 0 | 12.719 | 74.235 | 0 | 0 | 7.889 | 31.37 | 3.0767 | 0 | 3.0767 | 9.1576 | 12.2343
2016-08-18 12:00 | 1.59 | 0 | 22.4733 | 0 | 8.238 | 86.8797 | 29.1213 | 41.4759 | 8.9138 | 0.8 | 36.4081 | 4.0862 | 77.884 | 0 | 13 | 73.117 | 2.789 | 0.92967 | 9.1677 | 9.1677 | 3.2128 | 0.36257 | 3.5754 | 0 | 3.5754
2016-08-18 13:00 | 1.63 | 0 | 17.1443 | 0 | 9.096 | 103.1668 | 24.6103 | 35.0511 | 7.533 | 0.8 | 48.7109 | 5.467 | 83.762 | 0 | 13 | 70.941 | 7.5 | 2.5 | 11.596 | 11.596 | 3.5474 | 0.975 | 4.5224 | 0 | 4.5224
2016-08-18 14:00 | 1.54 | 0 | 6.966 | 0 | 9.574 | 109.7845 | 15 | 21.3636 | 4.5914 | 0.8 | 1.3474 | 0.15122 | 22.711 | 0 | 4.7426 | 0 | 13.286 | 4.4287 | 14.0027 | 14.0027 | 3.7339 | 1.7272 | 5.461 | 0 | 5.461
2016-08-18 15:00 | 1.38 | 0 | 6.643 | 0 | 9.737 | 116.0954 | 15 | 21.3636 | 4.5914 | 0.8 | 74.3814 | 8.3481 | 95.745 | 0 | 12.9394 | 66.505 | 17.105 | 5.7017 | 15.4387 | 15.4387 | 3.7974 | 2.2237 | 6.0211 | 0 | 6.0211
2016-08-18 16:00 | 1.08 | 0 | 4.7817 | 0 | 9.707 | 120.638 | 13.4087 | 19.0973 | 4.1043 | 0.8 | 79.2607 | 8.8957 | 98.358 | 0 | 13 | 65.538 | 19.199 | 6.3997 | 16.1067 | 16.1067 | 3.7857 | 2.4959 | 6.2816 | 0 | 6.2816
2016-08-18 17:00 | 0.55 | 0 | 0 | 21.013 | 9.537 | 120.638 | 30 | 42.7273 | 9.1827 | 0.8 | 22.2577 | 2.4981 | 64.985 | 0 | 11.6808 | 64.985 | 0 | 0 | 9.537 | 30.55 | 3.7194 | 0 | 3.7194 | 8.1951 | 11.9145
2016-08-18 18:00 | 0.1 | 0 | 19.748 | 0 | 10.352 | 139.3986 | 30 | 42.7273 | 9.1827 | 0.8 | 22.0127 | 2.4706 | 64.74 | 0 | 11.6533 | 64.74 | 0 | 0 | 10.352 | 10.352 | 4.0373 | 0 | 4.0373 | 0 | 4.0373
2016-08-18 19:00 | 0 | 0 | 13.07 | 0 | 16.93 | 151.8151 | 30 | 42.7273 | 9.1827 | 0.8 | 22.0617 | 2.4761 | 64.789 | 0 | 11.6588 | 64.789 | 0 | 0 | 16.93 | 16.93 | 6.6027 | 0 | 6.6027 | 0 | 6.6027
2016-08-18 20:00 | 0 | 21.088 | 0 | 0 | 21.088 | 129.6172 | 0 | 0 | 0 | 0 | 0 | 0 | 0 | 0 | 0 | 0 | 0 | 0 | 21.088 | 21.088 | 8.2243 | 0 | 8.2243 | 0 | 8.2243
2016-08-18 21:00 | 0 | 19.711 | 0 | 0 | 19.711 | 108.8688 | 0 | 0 | 0 | 0 | 0 | 0 | 0 | 0 | 0 | 0 | 0 | 0 | 19.711 | 19.711 | 7.6873 | 0 | 7.6873 | 0 | 7.6873
2016-08-18 22:00 | 0 | 19.003 | 0 | 0 | 19.003 | 88.8656 | 0 | 0 | 0 | 0 | 0 | 0 | 0 | 0 | 0 | 0 | 0 | 0 | 19.003 | 19.003 | 7.4112 | 0 | 7.4112 | 0 | 7.4112
2016-08-18 23:00 | 0 | 16.935 | 0 | 0 | 16.935 | 71.0393 | 0 | 0 | 0 | 0 | 0 | 0 | 0 | 0 | 0 | 0 | 0 | 0 | 16.935 | 16.935 | 6.6046 | 0 | 6.6046 | 0 | 6.6046
2016-08-19 | 0 | 0 | 0 | 0 | 14.596 | 71.0393 | 14.596 | 20.7882 | 4.4677 | 0.69226 | 0 | 0 | 16.023 | 4.7652 | 4.4677 | 0 | 9.374 | 3.1247 | 17.7207 | 17.7207 | 5.6924 | 1.2186 | 6.9111 | 0 | 6.9111
2016-08-19 01:00 | 0 | 1.2227 | 0 | 0 | 12.568 | 69.7523 | 11.3453 | 16.1585 | 3.4727 | 0.76613 | 0 | 0 | 14.994 | 1.1645 | 3.4727 | 0 | 8.772 | 2.924 | 15.492 | 15.492 | 4.9015 | 1.1404 | 6.0419 | 0 | 6.0419
2016-08-19 02:00 | 0 | 1.8618 | 0 | 0 | 11.759 | 67.7925 | 9.8972 | 14.096 | 3.0294 | 0.8 | 0 | 0 | 14.096 | 1.7764e-15 | 3.0294 | 0 | 8.246 | 2.7487 | 14.5077 | 14.5077 | 4.586 | 1.072 | 5.658 | 0 | 5.658
2016-08-19 03:00 | 0 | 0 | 0 | 0 | 10.964 | 67.7925 | 10.964 | 15.6154 | 3.356 | 0.72158 | 0 | 0 | 13.01 | 2.6054 | 3.356 | 0 | 7.611 | 2.537 | 13.501 | 13.501 | 4.276 | 0.98943 | 5.2654 | 0 | 5.2654
2016-08-19 04:00 | 0 | 0 | 0 | 0 | 10.404 | 67.7925 | 10.404 | 14.8178 | 3.1846 | 0.69188 | 0 | 0 | 11.409 | 3.4088 | 3.1846 | 0 | 6.674 | 2.2247 | 12.6287 | 12.6287 | 4.0576 | 0.86762 | 4.9252 | 0 | 4.9252
2016-08-19 05:00 | 0 | 9.936 | 0 | 0 | 9.936 | 57.3335 | 0 | 0 | 0 | 0 | 0 | 0 | 0 | 0 | 0 | 0 | 0 | 0 | 9.936 | 9.936 | 3.875 | 0 | 3.875 | 0 | 3.875
2016-08-19 06:00 | 0 | 9.539 | 0 | 0 | 9.539 | 47.2925 | 0 | 0 | 0 | 0 | 0 | 0 | 0 | 0 | 0 | 0 | 0 | 0 | 9.539 | 9.539 | 3.7202 | 0 | 3.7202 | 0 | 3.7202
2016-08-19 07:00 | 0 | 8.549 | 0 | 0 | 8.549 | 38.2935 | 0 | 0 | 0 | 0 | 0 | 0 | 0 | 0 | 0 | 0 | 0 | 0 | 8.549 | 8.549 | 3.3341 | 0 | 3.3341 | 0 | 3.3341
2016-08-19 08:00 | 0.17 | 7.534 | 0 | 0 | 7.704 | 30.363 | 0 | 0 | 0 | 0 | 0 | 0 | 0 | 0 | 0 | 0 | 0 | 0 | 7.704 | 7.704 | 3.0046 | 0 | 3.0046 | 0 | 3.0046
2016-08-19 09:00 | 0.69 | 0 | 22.959 | 0 | 7.731 | 52.1741 | 30 | 42.7273 | 9.1827 | 0.8 | 30.2537 | 3.3955 | 72.981 | 0 | 12.5782 | 72.981 | 0 | 0 | 7.731 | 7.731 | 3.0151 | 0 | 3.0151 | 0 | 3.0151
2016-08-19 10:00 | 0.97 | 0 | 23.238 | 0 | 7.732 | 74.2502 | 30 | 42.7273 | 9.1827 | 0.8 | 30.4087 | 3.4129 | 73.136 | 0 | 12.5956 | 73.136 | 0 | 0 | 7.732 | 7.732 | 3.0155 | 0 | 3.0155 | 0 | 3.0155
2016-08-19 11:00 | 1.3 | 0 | 23.114 | 0 | 8.186 | 96.2085 | 30 | 42.7273 | 9.1827 | 0.8 | 30.4697 | 3.4197 | 73.197 | 0 | 12.6025 | 73.197 | 0 | 0 | 8.186 | 8.186 | 3.1925 | 0 | 3.1925 | 0 | 3.1925
2016-08-19 12:00 | 1.56 | 0 | 19.8834 | 0 | 8.613 | 115.0977 | 26.9364 | 38.364 | 8.245 | 0.8 | 42.367 | 4.755 | 80.731 | 0 | 13 | 72.063 | 5.07 | 1.69 | 10.303 | 10.303 | 3.3591 | 0.6591 | 4.0182 | 0 | 4.0182
2016-08-19 13:00 | 1.6 | 0 | 15.227 | 0 | 9.09 | 129.5634 | 22.717 | 32.3546 | 6.9535 | 0.8 | 53.8744 | 6.0465 | 86.229 | 0 | 13 | 70.028 | 9.477 | 3.159 | 12.249 | 12.249 | 3.5451 | 1.232 | 4.7771 | 0 | 4.7771
2016-08-19 14:00 | 1.52 | 0 | 0 | 6.925 | 9.595 | 129.5634 | 15 | 21.3636 | 4.5914 | 0.8 | 1.1944 | 0.13405 | 22.558 | 0 | 4.7254 | 0 | 13.197 | 4.399 | 13.994 | 20.919 | 3.742 | 1.7156 | 5.4577 | 2.7008 | 8.1584
2016-08-19 15:00 | 1.28 | 0 | 0 | 6.626 | 9.654 | 129.5634 | 15 | 21.3636 | 4.5914 | 0.8 | 73.1454 | 8.2094 | 94.509 | 0 | 12.8007 | 66.963 | 16.114 | 5.3713 | 15.0253 | 21.6513 | 3.7651 | 2.0948 | 5.8599 | 2.5841 | 8.444
2016-08-19 16:00 | 1.07 | 0 | 6.3022 | 0 | 9.056 | 135.5506 | 14.2882 | 20.3499 | 4.3735 | 0.8 | 76.8621 | 8.6265 | 97.212 | 0 | 13 | 65.962 | 18.281 | 6.0937 | 15.1497 | 15.1497 | 3.5318 | 2.3765 | 5.9084 | 0 | 5.9084
2016-08-19 17:00 | 0.45 | 0 | 3.4076 | 17.8064 | 9.236 | 138.7878 | 30 | 42.7273 | 9.1827 | 0.8 | 22.6297 | 2.5398 | 65.357 | 0 | 11.7225 | 65.357 | 0 | 0 | 9.236 | 27.0424 | 3.602 | 0 | 3.602 | 6.9445 | 10.5465
2016-08-19 18:00 | 0.1 | 0 | 0 | 20.471 | 9.629 | 138.7878 | 30 | 42.7273 | 9.1827 | 0.8 | 22.3327 | 2.5065 | 65.06 | 0 | 11.6892 | 65.06 | 0 | 0 | 9.629 | 30.1 | 3.7553 | 0 | 3.7553 | 7.9837 | 11.739
2016-08-19 19:00 | 0 | 0 | 13.713 | 0 | 16.287 | 151.8151 | 30 | 42.7273 | 9.1827 | 0.8 | 22.3647 | 2.5101 | 65.092 | 0 | 11.6928 | 65.092 | 0 | 0 | 16.287 | 16.287 | 6.3519 | 0 | 6.3519 | 0 | 6.3519
2016-08-19 20:00 | 0 | 19.345 | 0 | 0 | 19.345 | 131.452 | 0 | 0 | 0 | 0 | 0 | 0 | 0 | 0 | 0 | 0 | 0 | 0 | 19.345 | 19.345 | 7.5446 | 0 | 7.5446 | 0 | 7.5446
2016-08-19 21:00 | 0 | 20.028 | 0 | 0 | 20.028 | 110.3699 | 0 | 0 | 0 | 0 | 0 | 0 | 0 | 0 | 0 | 0 | 0 | 0 | 20.028 | 20.028 | 7.8109 | 0 | 7.8109 | 0 | 7.8109
2016-08-19 22:00 | 0 | 19.597 | 0 | 0 | 19.597 | 89.7414 | 0 | 0 | 0 | 0 | 0 | 0 | 0 | 0 | 0 | 0 | 0 | 0 | 19.597 | 19.597 | 7.6428 | 0 | 7.6428 | 0 | 7.6428
2016-08-19 23:00 | 0 | 17.342 | 0 | 0 | 17.342 | 71.4867 | 0 | 0 | 0 | 0 | 0 | 0 | 0 | 0 | 0 | 0 | 0 | 0 | 17.342 | 17.342 | 6.7634 | 0 | 6.7634 | 0 | 6.7634
2016-08-20 | 0 | 2.1175 | 0 | 0 | 14.437 | 69.2578 | 12.3195 | 17.546 | 3.7709 | 0.8 | 0 | 0 | 17.546 | 0 | 3.7709 | 0 | 10.265 | 3.4217 | 17.8587 | 17.8587 | 5.6304 | 1.3344 | 6.9649 | 0 | 6.9649
2016-08-20 01:00 | 0 | 0.82632 | 0 | 0 | 12.502 | 68.388 | 11.6757 | 16.629 | 3.5738 | 0.8 | 0 | 0 | 16.629 | 0 | 3.5738 | 0 | 9.728 | 3.2427 | 15.7447 | 15.7447 | 4.8758 | 1.2646 | 6.1404 | 0 | 6.1404
2016-08-20 02:00 | 0 | 0.23519 | 0 | 0 | 11.557 | 68.1404 | 11.3218 | 16.125 | 3.4655 | 0.8 | 0 | 0 | 16.125 | 0 | 3.4655 | 0 | 9.433 | 3.1443 | 14.7013 | 14.7013 | 4.5072 | 1.2263 | 5.7335 | 0 | 5.7335
2016-08-20 03:00 | 0 | 0 | 0.2763 | 0 | 10.91 | 68.4029 | 11.1863 | 15.932 | 3.424 | 0.8 | 0 | 0 | 15.932 | 0 | 3.424 | 0 | 9.32 | 3.1067 | 14.0167 | 14.0167 | 4.2549 | 1.2116 | 5.4665 | 0 | 5.4665
2016-08-20 04:00 | 0 | 0 | 0.97736 | 0 | 10.065 | 69.3314 | 11.0424 | 15.727 | 3.38 | 0.8 | 0 | 0 | 15.727 | 0 | 3.38 | 0 | 9.2 | 3.0667 | 13.1317 | 13.1317 | 3.9253 | 1.196 | 5.1213 | 0 | 5.1213
2016-08-20 05:00 | 0 | 9.321 | 0 | 0 | 9.321 | 59.5198 | 0 | 0 | 0 | 0 | 0 | 0 | 0 | 0 | 0 | 0 | 0 | 0 | 9.321 | 9.321 | 3.6352 | 0 | 3.6352 | 0 | 3.6352
2016-08-20 06:00 | 0 | 8.976 | 0 | 0 | 8.976 | 50.0714 | 0 | 0 | 0 | 0 | 0 | 0 | 0 | 0 | 0 | 0 | 0 | 0 | 8.976 | 8.976 | 3.5006 | 0 | 3.5006 | 0 | 3.5006
2016-08-20 07:00 | 0.01 | 8.549 | 0 | 0 | 8.559 | 41.0724 | 0 | 0 | 0 | 0 | 0 | 0 | 0 | 0 | 0 | 0 | 0 | 0 | 8.559 | 8.559 | 3.338 | 0 | 3.338 | 0 | 3.338
2016-08-20 08:00 | 0.25 | 7.284 | 0 | 0 | 7.534 | 33.4051 | 0 | 0 | 0 | 0 | 0 | 0 | 0 | 0 | 0 | 0 | 0 | 0 | 7.534 | 7.534 | 2.9383 | 0 | 2.9383 | 0 | 2.9383
2016-08-20 09:00 | 0.81 | 0 | 23.021 | 0 | 7.789 | 55.275 | 30 | 42.7273 | 9.1827 | 0.8 | 28.8627 | 3.2394 | 71.59 | 0 | 12.4221 | 71.59 | 0 | 0 | 7.789 | 7.789 | 3.0377 | 0 | 3.0377 | 0 | 3.0377
2016-08-20 10:00 | 1.21 | 0 | 16.7727 | 6.9353 | 7.502 | 71.2091 | 30 | 42.7273 | 9.1827 | 0.8 | 29.2877 | 3.2871 | 72.015 | 0 | 12.4698 | 72.015 | 0 | 0 | 7.502 | 14.4373 | 2.9258 | 0 | 2.9258 | 2.7048 | 5.6306
2016-08-20 11:00 | 1.46 | 0 | 23.034 | 0 | 8.426 | 93.0914 | 30 | 42.7273 | 9.1827 | 0.8 | 29.6717 | 3.3302 | 72.399 | 0 | 12.5129 | 72.399 | 0 | 0 | 8.426 | 8.426 | 3.2861 | 0 | 3.2861 | 0 | 3.2861
2016-08-20 12:00 | 1.61 | 0 | 19.2013 | 0 | 8.692 | 111.3326 | 26.2833 | 37.4339 | 8.0451 | 0.8 | 44.1481 | 4.9549 | 81.582 | 0 | 13 | 71.748 | 5.753 | 1.9177 | 10.6097 | 10.6097 | 3.3899 | 0.74789 | 4.1378 | 0 | 4.1378
2016-08-20 13:00 | 1.65 | 0 | 15.7151 | 0 | 9.008 | 126.262 | 23.0731 | 32.8617 | 7.0625 | 0.8 | 52.9033 | 5.9375 | 85.765 | 0 | 13 | 70.2 | 9.106 | 3.0353 | 12.0433 | 12.0433 | 3.5131 | 1.1838 | 4.6969 | 0 | 4.6969
2016-08-20 14:00 | 1.53 | 0 | 7.298 | 0 | 9.232 | 133.1951 | 15 | 21.3636 | 4.5914 | 0.8 | 0.18236 | 0.020467 | 21.546 | 0 | 4.6118 | 0 | 12.605 | 4.2017 | 13.4337 | 13.4337 | 3.6005 | 1.6386 | 5.2391 | 0 | 5.2391
2016-08-20 15:00 | 1.17 | 0 | 0 | 7.249 | 8.921 | 133.1951 | 15 | 21.3636 | 4.5914 | 0.8 | 72.2534 | 8.1092 | 93.617 | 0 | 12.7006 | 67.293 | 15.4 | 5.1333 | 14.0543 | 21.3033 | 3.4792 | 2.002 | 5.4812 | 2.8271 | 8.3083
2016-08-20 16:00 | 0.93 | 0 | 6.903 | 0 | 9.027 | 139.753 | 15 | 21.3636 | 4.5914 | 0.8 | 74.7154 | 8.3856 | 96.079 | 0 | 12.9769 | 66.382 | 17.373 | 5.791 | 14.818 | 14.818 | 3.5205 | 2.2585 | 5.779 | 0 | 5.779
2016-08-20 17:00 | 0.28 | 0 | 0 | 21.311 | 8.969 | 139.753 | 30 | 42.7273 | 9.1827 | 0.8 | 23.0347 | 2.5853 | 65.762 | 0 | 11.768 | 65.762 | 0 | 0 | 8.969 | 30.28 | 3.4979 | 0 | 3.4979 | 8.3113 | 11.8092
2016-08-20 18:00 | 0.05 | 0 | 0 | 20.022 | 10.028 | 139.753 | 30 | 42.7273 | 9.1827 | 0.8 | 22.6547 | 2.5426 | 65.382 | 0 | 11.7254 | 65.382 | 0 | 0 | 10.028 | 30.05 | 3.9109 | 0 | 3.9109 | 7.8086 | 11.7195
2016-08-20 19:00 | 0 | 0 | 12.697 | 0 | 17.303 | 151.8151 | 30 | 42.7273 | 9.1827 | 0.8 | 22.6027 | 2.5368 | 65.33 | 0 | 11.7195 | 65.33 | 0 | 0 | 17.303 | 17.303 | 6.7482 | 0 | 6.7482 | 0 | 6.7482
2016-08-20 20:00 | 0 | 20.474 | 0 | 0 | 20.474 | 130.2635 | 0 | 0 | 0 | 0 | 0 | 0 | 0 | 0 | 0 | 0 | 0 | 0 | 20.474 | 20.474 | 7.9849 | 0 | 7.9849 | 0 | 7.9849
2016-08-20 21:00 | 0 | 20.507 | 0 | 0 | 20.507 | 108.6772 | 0 | 0 | 0 | 0 | 0 | 0 | 0 | 0 | 0 | 0 | 0 | 0 | 20.507 | 20.507 | 7.9977 | 0 | 7.9977 | 0 | 7.9977
2016-08-20 22:00 | 0 | 19.308 | 0 | 0 | 19.308 | 88.353 | 0 | 0 | 0 | 0 | 0 | 0 | 0 | 0 | 0 | 0 | 0 | 0 | 19.308 | 19.308 | 7.5301 | 0 | 7.5301 | 0 | 7.5301
2016-08-20 23:00 | 0 | 9.66 | 0 | 0 | 17.16 | 78.1846 | 7.5 | 10.6818 | 2.2957 | 0.33 | 0 | 0 | 0 | 10.6818 | 2.2957 | 0 | 0 | 0 | 17.16 | 17.16 | 6.6924 | 0 | 6.6924 | 0 | 6.6924
2016-08-21 | 0 | 3.4352 | 0 | 0 | 14.955 | 74.5686 | 11.5198 | 16.407 | 3.5261 | 0.8 | 0 | 0 | 16.407 | 0 | 3.5261 | 0 | 9.598 | 3.1993 | 18.1543 | 18.1543 | 5.8325 | 1.2477 | 7.0802 | 0 | 7.0802
2016-08-21 01:00 | 0 | 3.145 | 0 | 0 | 12.939 | 71.2581 | 9.794 | 13.949 | 2.9979 | 0.8 | 0 | 0 | 13.949 | 0 | 2.9979 | 0 | 8.16 | 2.72 | 15.659 | 15.659 | 5.0462 | 1.0608 | 6.107 | 0 | 6.107
2016-08-21 02:00 | 0 | 1.0763 | 0 | 0 | 12.131 | 70.1251 | 11.0547 | 15.7446 | 3.3838 | 0.69174 | 0 | 0 | 12.118 | 3.6266 | 3.3838 | 0 | 7.089 | 2.363 | 14.494 | 14.494 | 4.7311 | 0.92157 | 5.6527 | 0 | 5.6527
2016-08-21 03:00 | 0 | 0 | 0 | 0 | 10.82 | 70.1251 | 10.82 | 15.4103 | 3.3119 | 0.65735 | 0 | 0 | 10.733 | 4.6773 | 3.3119 | 0 | 6.279 | 2.093 | 12.913 | 12.913 | 4.2198 | 0.81627 | 5.0361 | 0 | 5.0361
2016-08-21 04:00 | 0 | 2.997 | 0 | 0 | 10.497 | 66.9704 | 7.5 | 10.6818 | 2.2957 | 0.76393 | 0 | 0 | 9.862 | 0.81982 | 2.2957 | 0 | 5.769 | 1.923 | 12.42 | 12.42 | 4.0938 | 0.74997 | 4.8438 | 0 | 4.8438
2016-08-21 05:00 | 0 | 9.663 | 0 | 0 | 9.663 | 56.7988 | 0 | 0 | 0 | 0 | 0 | 0 | 0 | 0 | 0 | 0 | 0 | 0 | 9.663 | 9.663 | 3.7686 | 0 | 3.7686 | 0 | 3.7686
2016-08-21 06:00 | 0 | 9.348 | 0 | 0 | 9.348 | 46.9588 | 0 | 0 | 0 | 0 | 0 | 0 | 0 | 0 | 0 | 0 | 0 | 0 | 9.348 | 9.348 | 3.6457 | 0 | 3.6457 | 0 | 3.6457
2016-08-21 07:00 | 0.01 | 8.547 | 0 | 0 | 8.557 | 37.962 | 0 | 0 | 0 | 0 | 0 | 0 | 0 | 0 | 0 | 0 | 0 | 0 | 8.557 | 8.557 | 3.3372 | 0 | 3.3372 | 0 | 3.3372
2016-08-21 08:00 | 0.15 | 7.219 | 0 | 0 | 7.369 | 30.363 | 0 | 0 | 0 | 0 | 0 | 0 | 0 | 0 | 0 | 0 | 0 | 0 | 7.369 | 7.369 | 2.8739 | 0 | 2.8739 | 0 | 2.8739
2016-08-21 09:00 | 0.61 | 0 | 13.9608 | 9.0652 | 7.584 | 43.6258 | 30 | 42.7273 | 9.1827 | 0.8 | 29.9967 | 3.3666 | 72.724 | 0 | 12.5494 | 72.724 | 0 | 0 | 7.584 | 16.6492 | 2.9578 | 0 | 2.9578 | 3.5354 | 6.4932
2016-08-21 10:00 | 0.97 | 0 | 23.274 | 0 | 7.696 | 65.7361 | 30 | 42.7273 | 9.1827 | 0.8 | 30.3017 | 3.4009 | 73.029 | 0 | 12.5836 | 73.029 | 0 | 0 | 7.696 | 7.696 | 3.0014 | 0 | 3.0014 | 0 | 3.0014
2016-08-21 11:00 | 1.3 | 0 | 23.012 | 0 | 8.288 | 87.5975 | 30 | 42.7273 | 9.1827 | 0.8 | 30.5447 | 3.4281 | 73.272 | 0 | 12.6109 | 73.272 | 0 | 0 | 8.288 | 8.288 | 3.2323 | 0 | 3.2323 | 0 | 3.2323
2016-08-21 12:00 | 1.61 | 0 | 21.2195 | 0 | 8.706 | 107.756 | 28.3155 | 40.3282 | 8.6671 | 0.8 | 38.6058 | 4.3329 | 78.934 | 0 | 13 | 72.728 | 3.631 | 1.2103 | 9.9163 | 9.9163 | 3.3953 | 0.47203 | 3.8674 | 0 | 3.8674
2016-08-21 13:00 | 1.74 | 0 | 0 | 17.2339 | 9.197 | 107.756 | 24.6909 | 35.1658 | 7.5577 | 0.8 | 48.4912 | 5.4423 | 83.657 | 0 | 13 | 70.98 | 7.416 | 2.472 | 11.669 | 28.9029 | 3.5868 | 0.96408 | 4.5509 | 6.7212 | 11.2721
2016-08-21 14:00 | 1.62 | 0 | 0 | 5.7992 | 9.506 | 107.756 | 13.6852 | 19.491 | 4.1889 | 0.8 | 0 | 0 | 19.491 | 0 | 4.1889 | 0 | 11.402 | 3.8007 | 13.3067 | 19.1058 | 3.7073 | 1.4823 | 5.1896 | 2.2617 | 7.4513
2016-08-21 15:00 | 1.45 | 0 | 6.911 | 0 | 9.539 | 114.3215 | 15 | 21.3636 | 4.5914 | 0.8 | 69.9824 | 7.8544 | 91.346 | 0 | 12.4457 | 68.134 | 13.579 | 4.5263 | 14.0653 | 14.0653 | 3.7202 | 1.7653 | 5.4855 | 0 | 5.4855
2016-08-21 16:00 | 1.18 | 0 | 7.067 | 0 | 9.113 | 121.0351 | 15 | 21.3636 | 4.5914 | 0.8 | 71.6494 | 8.0415 | 93.013 | 0 | 12.6328 | 67.517 | 14.915 | 4.9717 | 14.0847 | 14.0847 | 3.5541 | 1.9389 | 5.493 | 0 | 5.493
2016-08-21 17:00 | 0.58 | 0 | 0 | 21.208 | 9.372 | 121.0351 | 30 | 42.7273 | 9.1827 | 0.8 | 24.4237 | 2.7412 | 67.151 | 0 | 11.9239 | 67.151 | 0 | 0 | 9.372 | 30.58 | 3.6551 | 0 | 3.6551 | 8.2711 | 11.9262
2016-08-21 18:00 | 0.12 | 0 | 19.882 | 0 | 10.238 | 139.923 | 30 | 42.7273 | 9.1827 | 0.8 | 24.3117 | 2.7286 | 67.039 | 0 | 11.9113 | 67.039 | 0 | 0 | 10.238 | 10.238 | 3.9928 | 0 | 3.9928 | 0 | 3.9928
2016-08-21 19:00 | 0 | 0 | 12.518 | 0 | 17.482 | 151.8151 | 30 | 42.7273 | 9.1827 | 0.8 | 24.4327 | 2.7422 | 67.16 | 0 | 11.9249 | 67.16 | 0 | 0 | 17.482 | 17.482 | 6.818 | 0 | 6.818 | 0 | 6.818
2016-08-21 20:00 | 0 | 21.918 | 0 | 0 | 21.918 | 128.7435 | 0 | 0 | 0 | 0 | 0 | 0 | 0 | 0 | 0 | 0 | 0 | 0 | 21.918 | 21.918 | 8.548 | 0 | 8.548 | 0 | 8.548
2016-08-21 21:00 | 0 | 20.995 | 0 | 0 | 20.995 | 106.6435 | 0 | 0 | 0 | 0 | 0 | 0 | 0 | 0 | 0 | 0 | 0 | 0 | 20.995 | 20.995 | 8.1881 | 0 | 8.1881 | 0 | 8.1881
2016-08-21 22:00 | 0 | 19.467 | 0 | 0 | 19.467 | 86.152 | 0 | 0 | 0 | 0 | 0 | 0 | 0 | 0 | 0 | 0 | 0 | 0 | 19.467 | 19.467 | 7.5921 | 0 | 7.5921 | 0 | 7.5921
2016-08-21 23:00 | 0 | 17.109 | 0 | 0 | 17.109 | 68.1425 | 0 | 0 | 0 | 0 | 0 | 0 | 0 | 0 | 0 | 0 | 0 | 0 | 17.109 | 17.109 | 6.6725 | 0 | 6.6725 | 0 | 6.6725
2016-08-22 | 0 | 3.2595 | 0 | 0 | 14.625 | 64.7114 | 11.3655 | 16.1872 | 3.4789 | 0.67985 | 0 | 0 | 12.049 | 4.1382 | 3.4789 | 0 | 7.049 | 2.3497 | 16.9747 | 16.9747 | 5.7038 | 0.91637 | 6.6201 | 0 | 6.6201
2016-08-22 01:00 | 0 | 0 | 0 | 0 | 13.41 | 64.7114 | 13.41 | 19.0991 | 4.1047 | 0.60805 | 0 | 0 | 11.299 | 7.8001 | 4.1047 | 0 | 6.61 | 2.2033 | 15.6133 | 15.6133 | 5.2299 | 0.8593 | 6.0892 | 0 | 6.0892
2016-08-22 02:00 | 0 | 5.199 | 0 | 0 | 12.699 | 59.2388 | 7.5 | 10.6818 | 2.2957 | 0.79882 | 0 | 0 | 10.655 | 0.026818 | 2.2957 | 0 | 6.233 | 2.0777 | 14.7767 | 14.7767 | 4.9526 | 0.81029 | 5.7629 | 0 | 5.7629
2016-08-22 03:00 | 0 | 0 | 0 | 0 | 11.473 | 59.2388 | 11.473 | 16.3403 | 3.5118 | 0.62307 | 0 | 0 | 10.189 | 6.1513 | 3.5118 | 0 | 5.96 | 1.9867 | 13.4597 | 13.4597 | 4.4745 | 0.7748 | 5.2493 | 0 | 5.2493
2016-08-22 04:00 | 0 | 0 | 0 | 0 | 10.283 | 59.2388 | 10.283 | 14.6455 | 3.1475 | 0.63423 | 0 | 0 | 9.48 | 5.1655 | 3.1475 | 0 | 5.546 | 1.8487 | 12.1317 | 12.1317 | 4.0104 | 0.72098 | 4.7313 | 0 | 4.7313
2016-08-22 05:00 | 0 | 10.021 | 0 | 0 | 10.021 | 48.6904 | 0 | 0 | 0 | 0 | 0 | 0 | 0 | 0 | 0 | 0 | 0 | 0 | 10.021 | 10.021 | 3.9082 | 0 | 3.9082 | 0 | 3.9082
2016-08-22 06:00 | 0 | 9.754 | 0 | 0 | 9.754 | 38.423 | 0 | 0 | 0 | 0 | 0 | 0 | 0 | 0 | 0 | 0 | 0 | 0 | 9.754 | 9.754 | 3.8041 | 0 | 3.8041 | 0 | 3.8041
2016-08-22 07:00 | 0.01 | 0 | 0 | 0 | 9.027 | 38.423 | 9.017 | 12.8424 | 2.76 | 0.33 | 0 | 0 | 0 | 12.8424 | 2.76 | 0 | 0 | 0 | 9.027 | 9.027 | 3.5205 | 0 | 3.5205 | 0 | 3.5205
2016-08-22 08:00 | 0.27 | 7.657 | 0 | 0 | 7.927 | 30.363 | 0 | 0 | 0 | 0 | 0 | 0 | 0 | 0 | 0 | 0 | 0 | 0 | 7.927 | 7.927 | 3.0915 | 0 | 3.0915 | 0 | 3.0915
2016-08-22 09:00 | 0.86 | 0 | 0 | 23.071 | 7.789 | 30.363 | 30 | 42.7273 | 9.1827 | 0.8 | 30.5447 | 3.4281 | 73.272 | 0 | 12.6109 | 73.272 | 0 | 0 | 7.789 | 30.86 | 3.0377 | 0 | 3.0377 | 8.9977 | 12.0354
2016-08-22 10:00 | 1.26 | 0 | 23.613 | 0 | 7.647 | 52.7954 | 30 | 42.7273 | 9.1827 | 0.8 | 30.7687 | 3.4533 | 73.496 | 0 | 12.636 | 73.496 | 0 | 0 | 7.647 | 7.647 | 2.9823 | 0 | 2.9823 | 0 | 2.9823
2016-08-22 11:00 | 1.49 | 0 | 13.9769 | 9.2101 | 8.303 | 66.0735 | 30 | 42.7273 | 9.1827 | 0.8 | 30.9747 | 3.4764 | 73.702 | 0 | 12.6591 | 73.702 | 0 | 0 | 8.303 | 17.5131 | 3.2382 | 0 | 3.2382 | 3.5919 | 6.8301
2016-08-22 12:00 | 1.63 | 0 | 0 | 21.9443 | 8.88 | 66.0735 | 29.1943 | 41.5797 | 8.9361 | 0.8 | 36.2093 | 4.0639 | 77.789 | 0 | 13 | 73.152 | 2.712 | 0.904 | 9.784 | 31.7283 | 3.4632 | 0.35256 | 3.8158 | 8.5583 | 12.374
2016-08-22 13:00 | 1.63 | 0 | 17.4384 | 0 | 9.366 | 82.6399 | 25.1744 | 35.8544 | 7.7057 | 0.8 | 47.1726 | 5.2943 | 83.027 | 0 | 13 | 71.213 | 6.911 | 2.3037 | 11.6697 | 11.6697 | 3.6527 | 0.89843 | 4.5512 | 0 | 4.5512
2016-08-22 14:00 | 1.54 | 0 | 5.315 | 0 | 9.814 | 87.6892 | 13.589 | 19.354 | 4.1595 | 0.8 | 0 | 0 | 19.354 | 0 | 4.1595 | 0 | 11.322 | 3.774 | 13.588 | 13.588 | 3.8275 | 1.4719 | 5.2993 | 0 | 5.2993
2016-08-22 15:00 | 1.33 | 0 | 6.428 | 0 | 9.902 | 93.7958 | 15 | 21.3636 | 4.5914 | 0.8 | 71.6054 | 8.0365 | 92.969 | 0 | 12.6279 | 67.533 | 14.88 | 4.96 | 14.862 | 14.862 | 3.8618 | 1.9344 | 5.7962 | 0 | 5.7962
2016-08-22 16:00 | 1 | 0 | 6.445 | 0 | 9.555 | 99.9185 | 15 | 21.3636 | 4.5914 | 0.8 | 73.7234 | 8.2742 | 95.087 | 0 | 12.8656 | 66.749 | 16.578 | 5.526 | 15.081 | 15.081 | 3.7264 | 2.1551 | 5.8816 | 0 | 5.8816
2016-08-22 17:00 | 0.61 | 0 | 21.565 | 0 | 9.045 | 120.4053 | 30 | 42.7273 | 9.1827 | 0.8 | 23.5757 | 2.646 | 66.303 | 0 | 11.8287 | 66.303 | 0 | 0 | 9.045 | 9.045 | 3.5276 | 0 | 3.5276 | 0 | 3.5276
2016-08-22 18:00 | 0.13 | 0 | 20.034 | 0 | 10.096 | 139.4376 | 30 | 42.7273 | 9.1827 | 0.8 | 23.4137 | 2.6278 | 66.141 | 0 | 11.8105 | 66.141 | 0 | 0 | 10.096 | 10.096 | 3.9374 | 0 | 3.9374 | 0 | 3.9374
2016-08-22 19:00 | 0 | 0 | 13.029 | 0 | 16.971 | 151.8151 | 30 | 42.7273 | 9.1827 | 0.8 | 23.5367 | 2.6416 | 66.264 | 0 | 11.8243 | 66.264 | 0 | 0 | 16.971 | 16.971 | 6.6187 | 0 | 6.6187 | 0 | 6.6187
2016-08-22 20:00 | 0 | 21.358 | 0 | 0 | 21.358 | 129.333 | 0 | 0 | 0 | 0 | 0 | 0 | 0 | 0 | 0 | 0 | 0 | 0 | 21.358 | 21.358 | 8.3296 | 0 | 8.3296 | 0 | 8.3296
2016-08-22 21:00 | 0 | 21.582 | 0 | 0 | 21.582 | 106.6151 | 0 | 0 | 0 | 0 | 0 | 0 | 0 | 0 | 0 | 0 | 0 | 0 | 21.582 | 21.582 | 8.417 | 0 | 8.417 | 0 | 8.417
2016-08-22 22:00 | 0 | 19.799 | 0 | 0 | 19.799 | 85.7741 | 0 | 0 | 0 | 0 | 0 | 0 | 0 | 0 | 0 | 0 | 0 | 0 | 19.799 | 19.799 | 7.7216 | 0 | 7.7216 | 0 | 7.7216
2016-08-22 23:00 | 0 | 11.119 | 0 | 0 | 18.619 | 74.0699 | 7.5 | 10.6818 | 2.2957 | 0.33 | 0 | 0 | 0 | 10.6818 | 2.2957 | 0 | 0 | 0 | 18.619 | 18.619 | 7.2614 | 0 | 7.2614 | 0 | 7.2614
2016-08-23 | 0 | 7.1246 | 0 | 0 | 14.914 | 66.5703 | 7.7894 | 11.094 | 2.3843 | 0.8 | 0 | 0 | 11.094 | 0 | 2.3843 | 0 | 6.49 | 2.1633 | 17.0773 | 17.0773 | 5.8165 | 0.8437 | 6.6602 | 0 | 6.6602
2016-08-23 01:00 | 0 | 0.23789 | 0 | 0 | 12.897 | 66.3199 | 12.6591 | 18.0296 | 3.8748 | 0.63077 | 0 | 0 | 11.538 | 6.4916 | 3.8748 | 0 | 6.75 | 2.25 | 15.147 | 15.147 | 5.0298 | 0.8775 | 5.9073 | 0 | 5.9073
2016-08-23 02:00 | 0 | 0 | 0 | 0 | 11.46 | 66.3199 | 11.46 | 16.3218 | 3.5078 | 0.6577 | 0 | 0 | 11.38 | 4.9418 | 3.5078 | 0 | 6.657 | 2.219 | 13.679 | 13.679 | 4.4694 | 0.86541 | 5.3348 | 0 | 5.3348
2016-08-23 03:00 | 0 | 0 | 0 | 0 | 10.931 | 66.3199 | 10.931 | 15.5684 | 3.3459 | 0.61737 | 0 | 0 | 9.519 | 6.0494 | 3.3459 | 0 | 5.569 | 1.8563 | 12.7873 | 12.7873 | 4.2631 | 0.72397 | 4.9871 | 0 | 4.9871
2016-08-23 04:00 | 0 | 0 | 0 | 0 | 10.061 | 66.3199 | 10.061 | 14.3293 | 3.0796 | 0.56167 | 0 | 0 | 7.063 | 7.2663 | 3.0796 | 0 | 4.132 | 1.3773 | 11.4383 | 11.4383 | 3.9238 | 0.53716 | 4.461 | 0 | 4.461
2016-08-23 05:00 | 0 | 9.161 | 0 | 0 | 9.161 | 56.6767 | 0 | 0 | 0 | 0 | 0 | 0 | 0 | 0 | 0 | 0 | 0 | 0 | 9.161 | 9.161 | 3.5728 | 0 | 3.5728 | 0 | 3.5728
2016-08-23 06:00 | 0 | 9.162 | 0 | 0 | 9.162 | 47.0325 | 0 | 0 | 0 | 0 | 0 | 0 | 0 | 0 | 0 | 0 | 0 | 0 | 9.162 | 9.162 | 3.5732 | 0 | 3.5732 | 0 | 3.5732
2016-08-23 07:00 | 0.01 | 8.184 | 0 | 0 | 8.194 | 38.4178 | 0 | 0 | 0 | 0 | 0 | 0 | 0 | 0 | 0 | 0 | 0 | 0 | 8.194 | 8.194 | 3.1957 | 0 | 3.1957 | 0 | 3.1957
2016-08-23 08:00 | 0.2 | 7.652 | 0 | 0 | 7.852 | 30.363 | 0 | 0 | 0 | 0 | 0 | 0 | 0 | 0 | 0 | 0 | 0 | 0 | 7.852 | 7.852 | 3.0623 | 0 | 3.0623 | 0 | 3.0623
2016-08-23 09:00 | 0.53 | 0 | 0 | 22.65 | 7.88 | 30.363 | 30 | 42.7273 | 9.1827 | 0.8 | 31.7227 | 3.5604 | 74.45 | 0 | 12.7431 | 74.45 | 0 | 0 | 7.88 | 30.53 | 3.0732 | 0 | 3.0732 | 8.8335 | 11.9067
2016-08-23 10:00 | 0.8 | 0 | 23.035 | 0 | 7.765 | 52.2463 | 30 | 42.7273 | 9.1827 | 0.8 | 31.9217 | 3.5827 | 74.649 | 0 | 12.7654 | 74.649 | 0 | 0 | 7.765 | 7.765 | 3.0284 | 0 | 3.0284 | 0 | 3.0284
2016-08-23 11:00 | 1.2 | 0 | 23.05 | 0 | 8.15 | 74.1438 | 30 | 42.7273 | 9.1827 | 0.8 | 32.0767 | 3.6001 | 74.804 | 0 | 12.7828 | 74.804 | 0 | 0 | 8.15 | 8.15 | 3.1785 | 0 | 3.1785 | 0 | 3.1785
2016-08-23 12:00 | 1.39 | 0 | 0 | 23.028 | 8.362 | 74.1438 | 30 | 42.7273 | 9.1827 | 0.8 | 32.7197 | 3.6722 | 75.447 | 0 | 12.855 | 74.019 | 0.836 | 0.27867 | 8.6407 | 31.6687 | 3.2612 | 0.10868 | 3.3699 | 8.9809 | 12.3508
2016-08-23 13:00 | 1.25 | 0 | 17.8386 | 0 | 8.77 | 91.0904 | 25.3586 | 36.1168 | 7.762 | 0.8 | 46.6702 | 5.238 | 82.787 | 0 | 13 | 71.302 | 6.719 | 2.2397 | 11.0097 | 11.0097 | 3.4203 | 0.87347 | 4.2938 | 0 | 4.2938
2016-08-23 14:00 | 1.14 | 0 | 5.6188 | 0 | 9.384 | 96.4283 | 13.8628 | 19.744 | 4.2433 | 0.8 | 0 | 0 | 19.744 | 0 | 4.2433 | 0 | 11.55 | 3.85 | 13.234 | 13.234 | 3.6598 | 1.5015 | 5.1613 | 0 | 5.1613
2016-08-23 15:00 | 1.06 | 0 | 6.597 | 0 | 9.463 | 102.6954 | 15 | 21.3636 | 4.5914 | 0.8 | 71.2374 | 7.9952 | 92.601 | 0 | 12.5866 | 67.669 | 14.585 | 4.8617 | 14.3247 | 14.3247 | 3.6906 | 1.8961 | 5.5866 | 0 | 5.5866
2016-08-23 16:00 | 0.94 | 0 | 6.858 | 0 | 9.082 | 109.2105 | 15 | 21.3636 | 4.5914 | 0.8 | 73.5584 | 8.2557 | 94.922 | 0 | 12.8471 | 66.81 | 16.446 | 5.482 | 14.564 | 14.564 | 3.542 | 2.138 | 5.68 | 0 | 5.68
2016-08-23 17:00 | 0.49 | 0 | 11.3089 | 10.2571 | 8.924 | 119.954 | 30 | 42.7273 | 9.1827 | 0.8 | 23.5447 | 2.6425 | 66.272 | 0 | 11.8252 | 66.272 | 0 | 0 | 8.924 | 19.1811 | 3.4804 | 0 | 3.4804 | 4.0003 | 7.4806
2016-08-23 18:00 | 0.12 | 0 | 20.421 | 0 | 9.699 | 139.354 | 30 | 42.7273 | 9.1827 | 0.8 | 23.3137 | 2.6166 | 66.041 | 0 | 11.7993 | 66.041 | 0 | 0 | 9.699 | 9.699 | 3.7826 | 0 | 3.7826 | 0 | 3.7826
2016-08-23 19:00 | 0 | 0 | 13.117 | 0 | 16.883 | 151.8151 | 30 | 42.7273 | 9.1827 | 0.8 | 23.3767 | 2.6237 | 66.104 | 0 | 11.8064 | 66.104 | 0 | 0 | 16.883 | 16.883 | 6.5844 | 0 | 6.5844 | 0 | 6.5844
2016-08-23 20:00 | 0 | 20.319 | 0 | 0 | 20.319 | 130.4267 | 0 | 0 | 0 | 0 | 0 | 0 | 0 | 0 | 0 | 0 | 0 | 0 | 20.319 | 20.319 | 7.9244 | 0 | 7.9244 | 0 | 7.9244
2016-08-23 21:00 | 0 | 20.268 | 0 | 0 | 20.268 | 109.092 | 0 | 0 | 0 | 0 | 0 | 0 | 0 | 0 | 0 | 0 | 0 | 0 | 20.268 | 20.268 | 7.9045 | 0 | 7.9045 | 0 | 7.9045
2016-08-23 22:00 | 0 | 19.658 | 0 | 0 | 19.658 | 88.3993 | 0 | 0 | 0 | 0 | 0 | 0 | 0 | 0 | 0 | 0 | 0 | 0 | 19.658 | 19.658 | 7.6666 | 0 | 7.6666 | 0 | 7.6666
2016-08-23 23:00 | 0 | 17.685 | 0 | 0 | 17.685 | 69.7835 | 0 | 0 | 0 | 0 | 0 | 0 | 0 | 0 | 0 | 0 | 0 | 0 | 17.685 | 17.685 | 6.8971 | 0 | 6.8971 | 0 | 6.8971
2016-08-24 | 0 | 0 | 0 | 0 | 14.572 | 69.7835 | 14.572 | 20.7541 | 4.4604 | 0.61453 | 0 | 0 | 12.564 | 8.1901 | 4.4604 | 0 | 7.35 | 2.45 | 17.022 | 17.022 | 5.6831 | 0.9555 | 6.6386 | 0 | 6.6386
2016-08-24 01:00 | 0 | 0 | 0 | 0 | 12.78 | 69.7835 | 12.78 | 18.2018 | 3.9118 | 0.6482 | 0 | 0 | 12.323 | 5.8788 | 3.9118 | 0 | 7.209 | 2.403 | 15.183 | 15.183 | 4.9842 | 0.93717 | 5.9214 | 0 | 5.9214
2016-08-24 02:00 | 0 | 0 | 0 | 0 | 12.14 | 69.7835 | 12.14 | 17.2903 | 3.7159 | 0.63181 | 0 | 0 | 11.103 | 6.1873 | 3.7159 | 0 | 6.495 | 2.165 | 14.305 | 14.305 | 4.7346 | 0.84435 | 5.5789 | 0 | 5.5789
2016-08-24 03:00 | 0 | 0 | 0 | 0 | 10.989 | 69.7835 | 10.989 | 15.651 | 3.3636 | 0.5952 | 0 | 0 | 8.831 | 6.82 | 3.3636 | 0 | 5.166 | 1.722 | 12.711 | 12.711 | 4.2857 | 0.67158 | 4.9573 | 0 | 4.9573
2016-08-24 04:00 | 0 | 0.30849 | 0 | 0 | 10.11 | 69.4588 | 9.8015 | 13.9597 | 3.0002 | 0.5842 | 0 | 0 | 7.55 | 6.4097 | 3.0002 | 0 | 4.417 | 1.4723 | 11.5823 | 11.5823 | 3.9429 | 0.57421 | 4.5171 | 0 | 4.5171
2016-08-24 05:00 | 0 | 9.659 | 0 | 0 | 9.659 | 59.2914 | 0 | 0 | 0 | 0 | 0 | 0 | 0 | 0 | 0 | 0 | 0 | 0 | 9.659 | 9.659 | 3.767 | 0 | 3.767 | 0 | 3.767
2016-08-24 06:00 | 0 | 9.962 | 0 | 0 | 9.962 | 48.8051 | 0 | 0 | 0 | 0 | 0 | 0 | 0 | 0 | 0 | 0 | 0 | 0 | 9.962 | 9.962 | 3.8852 | 0 | 3.8852 | 0 | 3.8852
2016-08-24 07:00 | 0.01 | 9.304 | 0 | 0 | 9.314 | 39.0114 | 0 | 0 | 0 | 0 | 0 | 0 | 0 | 0 | 0 | 0 | 0 | 0 | 9.314 | 9.314 | 3.6325 | 0 | 3.6325 | 0 | 3.6325
2016-08-24 08:00 | 0.09 | 8.216 | 0 | 0 | 8.306 | 30.363 | 0 | 0 | 0 | 0 | 0 | 0 | 0 | 0 | 0 | 0 | 0 | 0 | 8.306 | 8.306 | 3.2393 | 0 | 3.2393 | 0 | 3.2393
2016-08-24 09:00 | 0.37 | 0 | 22.262 | 0 | 8.108 | 51.5119 | 30 | 42.7273 | 9.1827 | 0.8 | 31.4587 | 3.5307 | 74.186 | 0 | 12.7135 | 74.186 | 0 | 0 | 8.108 | 8.108 | 3.1621 | 0 | 3.1621 | 0 | 3.1621
2016-08-24 10:00 | 0.7 | 0 | 22.402 | 0 | 8.298 | 72.7938 | 30 | 42.7273 | 9.1827 | 0.8 | 31.7657 | 3.5652 | 74.493 | 0 | 12.7479 | 74.493 | 0 | 0 | 8.298 | 8.298 | 3.2362 | 0 | 3.2362 | 0 | 3.2362
2016-08-24 11:00 | 0.89 | 0 | 0 | 22.436 | 8.454 | 72.7938 | 30 | 42.7273 | 9.1827 | 0.8 | 32.0957 | 3.6022 | 74.823 | 0 | 12.785 | 74.823 | 0 | 0 | 8.454 | 30.89 | 3.2971 | 0 | 3.2971 | 8.75 | 12.0471
2016-08-24 12:00 | 1.09 | 0 | 0 | 22.543 | 8.547 | 72.7938 | 30 | 42.7273 | 9.1827 | 0.8 | 32.4757 | 3.6449 | 75.203 | 0 | 12.8276 | 74.11 | 0.639 | 0.213 | 8.76 | 31.303 | 3.3333 | 0.08307 | 3.4164 | 8.7918 | 12.2082
2016-08-24 13:00 | 1.01 | 0 | 12.6803 | 4.8333 | 8.812 | 84.8401 | 25.3156 | 36.0556 | 7.7489 | 0.8 | 46.7874 | 5.2511 | 82.843 | 0 | 13 | 71.281 | 6.764 | 2.2547 | 11.0667 | 15.9 | 3.4367 | 0.87932 | 4.316 | 1.885 | 6.201
2016-08-24 14:00 | 0.66 | 0 | 6.1741 | 0 | 9.133 | 90.7055 | 14.6471 | 20.861 | 4.4833 | 0.8 | 0 | 0 | 20.861 | 0 | 4.4833 | 0 | 12.204 | 4.068 | 13.201 | 13.201 | 3.5619 | 1.5865 | 5.1484 | 0 | 5.1484
2016-08-24 15:00 | 0.7 | 0 | 0 | 6.499 | 9.201 | 90.7055 | 15 | 21.3636 | 4.5914 | 0.8 | 73.1374 | 8.2085 | 94.501 | 0 | 12.7998 | 66.966 | 16.108 | 5.3693 | 14.5703 | 21.0693 | 3.5884 | 2.094 | 5.6824 | 2.5346 | 8.217
2016-08-24 16:00 | 0.46 | 0 | 5.8169 | 0 | 9.071 | 96.2316 | 14.4279 | 20.5488 | 4.4163 | 0.8 | 76.4812 | 8.5837 | 97.03 | 0 | 13 | 66.03 | 18.135 | 6.045 | 15.116 | 15.116 | 3.5377 | 2.3575 | 5.8952 | 0 | 5.8952
2016-08-24 17:00 | 0.32 | 0 | 21.734 | 0 | 8.586 | 116.8789 | 30 | 42.7273 | 9.1827 | 0.8 | 22.8067 | 2.5597 | 65.534 | 0 | 11.7424 | 65.534 | 0 | 0 | 8.586 | 8.586 | 3.3485 | 0 | 3.3485 | 0 | 3.3485
2016-08-24 18:00 | 0.08 | 0 | 20.333 | 0 | 9.747 | 136.1952 | 30 | 42.7273 | 9.1827 | 0.8 | 22.6897 | 2.5465 | 65.417 | 0 | 11.7293 | 65.417 | 0 | 0 | 9.747 | 9.747 | 3.8013 | 0 | 3.8013 | 0 | 3.8013
2016-08-24 19:00 | 0 | 0 | 13.427 | 0 | 16.573 | 148.9509 | 30 | 42.7273 | 9.1827 | 0.8 | 22.8947 | 2.5696 | 65.622 | 0 | 11.7523 | 65.622 | 0 | 0 | 16.573 | 16.573 | 6.4635 | 0 | 6.4635 | 0 | 6.4635
2016-08-24 20:00 | 0 | 0 | 3.015 | 0 | 19.485 | 151.8151 | 22.5 | 32.0455 | 6.8871 | 0.33 | 0 | 0 | 0 | 32.0455 | 6.8871 | 0 | 0 | 0 | 19.485 | 19.485 | 7.5991 | 0 | 7.5991 | 0 | 7.5991
2016-08-24 21:00 | 0 | 20.278 | 0 | 0 | 20.278 | 130.4699 | 0 | 0 | 0 | 0 | 0 | 0 | 0 | 0 | 0 | 0 | 0 | 0 | 20.278 | 20.278 | 7.9084 | 0 | 7.9084 | 0 | 7.9084
2016-08-24 22:00 | 0 | 19.083 | 0 | 0 | 19.083 | 110.3825 | 0 | 0 | 0 | 0 | 0 | 0 | 0 | 0 | 0 | 0 | 0 | 0 | 19.083 | 19.083 | 7.4424 | 0 | 7.4424 | 0 | 7.4424
2016-08-24 23:00 | 0 | 16.796 | 0 | 0 | 16.796 | 92.7025 | 0 | 0 | 0 | 0 | 0 | 0 | 0 | 0 | 0 | 0 | 0 | 0 | 16.796 | 16.796 | 6.5504 | 0 | 6.5504 | 0 | 6.5504
2016-08-25 | 0 | 6.2679 | 0 | 0 | 13.874 | 86.1047 | 7.6061 | 10.833 | 2.3282 | 0.8 | 0 | 0 | 10.833 | 0 | 2.3282 | 0 | 6.337 | 2.1123 | 15.9863 | 15.9863 | 5.4109 | 0.82381 | 6.2347 | 0 | 6.2347
2016-08-25 01:00 | 0 | 4.518 | 0 | 0 | 12.018 | 81.349 | 7.5 | 10.6818 | 2.2957 | 0.77339 | 0 | 0 | 10.077 | 0.60482 | 2.2957 | 0 | 5.895 | 1.965 | 13.983 | 13.983 | 4.687 | 0.76635 | 5.4534 | 0 | 5.4534
2016-08-25 02:00 | 0 | 3.805 | 0 | 0 | 11.305 | 77.3437 | 7.5 | 10.6818 | 2.2957 | 0.71623 | 0 | 0 | 8.778 | 1.9038 | 2.2957 | 0 | 5.135 | 1.7117 | 13.0167 | 13.0167 | 4.4089 | 0.66755 | 5.0765 | 0 | 5.0765
2016-08-25 03:00 | 0 | 3.752 | 0 | 0 | 11.252 | 73.3942 | 7.5 | 10.6818 | 2.2957 | 0.65639 | 0 | 0 | 7.418 | 3.2638 | 2.2957 | 0 | 4.339 | 1.4463 | 12.6983 | 12.6983 | 4.3883 | 0.56407 | 4.9524 | 0 | 4.9524
2016-08-25 04:00 | 0 | 2.904 | 0 | 0 | 10.404 | 70.3374 | 7.5 | 10.6818 | 2.2957 | 0.60034 | 0 | 0 | 6.144 | 4.5378 | 2.2957 | 0 | 3.594 | 1.198 | 11.602 | 11.602 | 4.0576 | 0.46722 | 4.5248 | 0 | 4.5248
2016-08-25 05:00 | 0 | 10.183 | 0 | 0 | 10.183 | 59.6184 | 0 | 0 | 0 | 0 | 0 | 0 | 0 | 0 | 0 | 0 | 0 | 0 | 10.183 | 10.183 | 3.9714 | 0 | 3.9714 | 0 | 3.9714
2016-08-25 06:00 | 0 | 10.156 | 0 | 0 | 10.156 | 48.9279 | 0 | 0 | 0 | 0 | 0 | 0 | 0 | 0 | 0 | 0 | 0 | 0 | 10.156 | 10.156 | 3.9608 | 0 | 3.9608 | 0 | 3.9608
2016-08-25 07:00 | 0.01 | 9.457 | 0 | 0 | 9.467 | 38.9732 | 0 | 0 | 0 | 0 | 0 | 0 | 0 | 0 | 0 | 0 | 0 | 0 | 9.467 | 9.467 | 3.6921 | 0 | 3.6921 | 0 | 3.6921
2016-08-25 08:00 | 0.15 | 8.09 | 0 | 0 | 8.24 | 30.4574 | 0 | 0 | 0 | 0 | 0 | 0 | 0 | 0 | 0 | 0 | 0 | 0 | 8.24 | 8.24 | 3.2136 | 0 | 3.2136 | 0 | 3.2136
2016-08-25 09:00 | 0.48 | 0 | 22.463 | 0 | 8.017 | 51.7972 | 30 | 42.7273 | 9.1827 | 0.8 | 31.1827 | 3.4997 | 73.91 | 0 | 12.6825 | 73.91 | 0 | 0 | 8.017 | 8.017 | 3.1266 | 0 | 3.1266 | 0 | 3.1266
2016-08-25 10:00 | 0.82 | 0 | 23.062 | 0 | 7.758 | 73.7061 | 30 | 42.7273 | 9.1827 | 0.8 | 31.4667 | 3.5316 | 74.194 | 0 | 12.7144 | 74.194 | 0 | 0 | 7.758 | 7.758 | 3.0256 | 0 | 3.0256 | 0 | 3.0256
2016-08-25 11:00 | 1.1 | 0 | 0 | 23.214 | 7.886 | 73.7061 | 30 | 42.7273 | 9.1827 | 0.8 | 31.7467 | 3.563 | 74.474 | 0 | 12.7458 | 74.474 | 0 | 0 | 7.886 | 31.1 | 3.0755 | 0 | 3.0755 | 9.0535 | 12.129
2016-08-25 12:00 | 1.35 | 0 | 22.888 | 0 | 8.462 | 95.4497 | 30 | 42.7273 | 9.1827 | 0.8 | 33.9387 | 3.8091 | 76.666 | 0 | 12.9918 | 73.568 | 1.812 | 0.604 | 9.066 | 9.066 | 3.3002 | 0.23556 | 3.5357 | 0 | 3.5357
2016-08-25 13:00 | 1.23 | 0 | 4.8024 | 12.0972 | 8.798 | 100.012 | 24.4676 | 34.8478 | 7.4893 | 0.8 | 49.1002 | 5.5107 | 83.948 | 0 | 13 | 70.872 | 7.649 | 2.5497 | 11.3477 | 23.4449 | 3.4312 | 0.99437 | 4.4256 | 4.7179 | 9.1435
2016-08-25 14:00 | 1.14 | 0 | 6.648 | 0 | 9.492 | 106.3276 | 15 | 21.3636 | 4.5914 | 0.8 | 1.0174 | 0.11418 | 22.381 | 0 | 4.7056 | 0 | 13.093 | 4.3643 | 13.8563 | 13.8563 | 3.7019 | 1.7021 | 5.404 | 0 | 5.404
2016-08-25 15:00 | 1.06 | 0 | 0 | 6.482 | 9.578 | 106.3276 | 15 | 21.3636 | 4.5914 | 0.8 | 74.0854 | 8.3149 | 95.449 | 0 | 12.9062 | 66.615 | 16.868 | 5.6227 | 15.2007 | 21.6827 | 3.7354 | 2.1928 | 5.9283 | 2.528 | 8.4562
2016-08-25 16:00 | 0.86 | 0 | 5.9676 | 0 | 9.12 | 111.9968 | 14.2276 | 20.2636 | 4.3549 | 0.8 | 77.0274 | 8.6451 | 97.291 | 0 | 13 | 65.933 | 18.345 | 6.115 | 15.235 | 15.235 | 3.5568 | 2.3849 | 5.9417 | 0 | 5.9417
2016-08-25 17:00 | 0.42 | 0 | 0 | 21.751 | 8.669 | 111.9968 | 30 | 42.7273 | 9.1827 | 0.8 | 23.0347 | 2.5853 | 65.762 | 0 | 11.768 | 65.762 | 0 | 0 | 8.669 | 30.42 | 3.3809 | 0 | 3.3809 | 8.4829 | 11.8638
2016-08-25 18:00 | 0.1 | 0 | 20.759 | 0 | 9.341 | 131.7179 | 30 | 42.7273 | 9.1827 | 0.8 | 23.2307 | 2.6073 | 65.958 | 0 | 11.79 | 65.958 | 0 | 0 | 9.341 | 9.341 | 3.643 | 0 | 3.643 | 0 | 3.643
2016-08-25 19:00 | 0 | 0 | 13.583 | 0 | 16.417 | 144.6217 | 30 | 42.7273 | 9.1827 | 0.8 | 23.7007 | 2.66 | 66.428 | 0 | 11.8428 | 66.428 | 0 | 0 | 16.417 | 16.417 | 6.4026 | 0 | 6.4026 | 0 | 6.4026
2016-08-25 20:00 | 0 | 0 | 2.326 | 0 | 20.174 | 146.8314 | 22.5 | 32.0455 | 6.8871 | 0.33 | 0 | 0 | 0 | 32.0455 | 6.8871 | 0 | 0 | 0 | 20.174 | 20.174 | 7.8679 | 0 | 7.8679 | 0 | 7.8679
2016-08-25 21:00 | 0 | 20.797 | 0 | 0 | 20.797 | 124.9398 | 0 | 0 | 0 | 0 | 0 | 0 | 0 | 0 | 0 | 0 | 0 | 0 | 20.797 | 20.797 | 8.1108 | 0 | 8.1108 | 0 | 8.1108
2016-08-25 22:00 | 0 | 19.85 | 0 | 0 | 19.85 | 104.0451 | 0 | 0 | 0 | 0 | 0 | 0 | 0 | 0 | 0 | 0 | 0 | 0 | 19.85 | 19.85 | 7.7415 | 0 | 7.7415 | 0 | 7.7415
2016-08-25 23:00 | 0 | 17.506 | 0 | 0 | 17.506 | 85.6177 | 0 | 0 | 0 | 0 | 0 | 0 | 0 | 0 | 0 | 0 | 0 | 0 | 17.506 | 17.506 | 6.8273 | 0 | 6.8273 | 0 | 6.8273
2016-08-26 | 0 | 7.264 | 0 | 0 | 14.764 | 77.9714 | 7.5 | 10.6818 | 2.2957 | 0.66933 | 0 | 0 | 7.712 | 2.9698 | 2.2957 | 0 | 4.512 | 1.504 | 16.268 | 16.268 | 5.758 | 0.58656 | 6.3445 | 0 | 6.3445
2016-08-26 01:00 | 0 | 4.764 | 0 | 0 | 12.264 | 72.9567 | 7.5 | 10.6818 | 2.2957 | 0.62634 | 0 | 0 | 6.735 | 3.9468 | 2.2957 | 0 | 3.94 | 1.3133 | 13.5773 | 13.5773 | 4.783 | 0.5122 | 5.2952 | 0 | 5.2952
2016-08-26 02:00 | 0 | 4.148 | 0 | 0 | 11.648 | 68.5904 | 7.5 | 10.6818 | 2.2957 | 0.59171 | 0 | 0 | 5.948 | 4.7338 | 2.2957 | 0 | 3.48 | 1.16 | 12.808 | 12.808 | 4.5427 | 0.4524 | 4.9951 | 0 | 4.9951
2016-08-26 03:00 | 0 | 3.801 | 0 | 0 | 11.301 | 64.5893 | 7.5 | 10.6818 | 2.2957 | 0.54652 | 0 | 0 | 4.921 | 5.7608 | 2.2957 | 0 | 2.879 | 0.95967 | 12.2607 | 12.2607 | 4.4074 | 0.37427 | 4.7817 | 0 | 4.7817
2016-08-26 04:00 | 0 | 2.934 | 0 | 0 | 10.434 | 61.5009 | 7.5 | 10.6818 | 2.2957 | 0.50402 | 0 | 0 | 3.955 | 6.7268 | 2.2957 | 0 | 2.314 | 0.77133 | 11.2053 | 11.2053 | 4.0693 | 0.30082 | 4.3701 | 0 | 4.3701
2016-08-26 05:00 | 0 | 2.633 | 0 | 0 | 10.133 | 58.7293 | 7.5 | 10.6818 | 2.2957 | 0.33 | 0 | 0 | 0 | 10.6818 | 2.2957 | 0 | 0 | 0 | 10.133 | 10.133 | 3.9519 | 0 | 3.9519 | 0 | 3.9519
2016-08-26 06:00 | 0 | 9.76 | 0 | 0 | 9.76 | 48.4556 | 0 | 0 | 0 | 0 | 0 | 0 | 0 | 0 | 0 | 0 | 0 | 0 | 9.76 | 9.76 | 3.8064 | 0 | 3.8064 | 0 | 3.8064
2016-08-26 07:00 | 0.02 | 8.919 | 0 | 0 | 8.939 | 39.0672 | 0 | 0 | 0 | 0 | 0 | 0 | 0 | 0 | 0 | 0 | 0 | 0 | 8.939 | 8.939 | 3.4862 | 0 | 3.4862 | 0 | 3.4862
2016-08-26 08:00 | 0.35 | 7.359 | 0 | 0 | 7.709 | 31.3209 | 0 | 0 | 0 | 0 | 0 | 0 | 0 | 0 | 0 | 0 | 0 | 0 | 7.709 | 7.709 | 3.0065 | 0 | 3.0065 | 0 | 3.0065
2016-08-26 09:00 | 0.8 | 0 | 23.071 | 0 | 7.729 | 53.2383 | 30 | 42.7273 | 9.1827 | 0.8 | 32.0457 | 3.5966 | 74.773 | 0 | 12.7793 | 74.773 | 0 | 0 | 7.729 | 7.729 | 3.0143 | 0 | 3.0143 | 0 | 3.0143
2016-08-26 10:00 | 1.21 | 0 | 23.33 | 0 | 7.88 | 75.4018 | 30 | 42.7273 | 9.1827 | 0.8 | 32.2817 | 3.6231 | 75.009 | 0 | 12.8058 | 75.009 | 0 | 0 | 7.88 | 7.88 | 3.0732 | 0 | 3.0732 | 0 | 3.0732
2016-08-26 11:00 | 1.49 | 0 | 23.759 | 0 | 7.731 | 97.9729 | 30 | 42.7273 | 9.1827 | 0.8 | 32.4717 | 3.6444 | 75.199 | 0 | 12.8272 | 75.199 | 0 | 0 | 7.731 | 7.731 | 3.0151 | 0 | 3.0151 | 0 | 3.0151
2016-08-26 12:00 | 1.67 | 0 | 23.714 | 0 | 7.956 | 120.5012 | 30 | 42.7273 | 9.1827 | 0.8 | 31.8137 | 3.5706 | 74.541 | 0 | 12.7533 | 74.355 | 0.109 | 0.036333 | 7.9923 | 7.9923 | 3.1028 | 0.01417 | 3.117 | 0 | 3.117
2016-08-26 13:00 | 1.66 | 0 | 20.2157 | 0 | 8.304 | 139.7061 | 26.8597 | 38.2547 | 8.2215 | 0.8 | 42.5763 | 4.7785 | 80.831 | 0 | 13 | 72.026 | 5.151 | 1.717 | 10.021 | 10.021 | 3.2386 | 0.66963 | 3.9082 | 0 | 3.9082
2016-08-26 14:00 | 1.62 | 0 | 5.5553 | 0 | 8.585 | 144.9837 | 12.5203 | 17.832 | 3.8324 | 0.8 | 0 | 0 | 17.832 | 0 | 3.8324 | 0 | 10.432 | 3.4773 | 12.0623 | 12.0623 | 3.3481 | 1.3562 | 4.7043 | 0 | 4.7043
2016-08-26 15:00 | 1.42 | 0 | 7.191 | 0 | 9.229 | 151.8151 | 15 | 21.3636 | 4.5914 | 0.8 | 70.6554 | 7.9299 | 92.019 | 0 | 12.5213 | 67.885 | 14.119 | 4.7063 | 13.9353 | 13.9353 | 3.5993 | 1.8355 | 5.4348 | 0 | 5.4348
2016-08-26 16:00 | 1.12 | 0 | 0 | 7.082 | 9.038 | 151.8151 | 15 | 21.3636 | 4.5914 | 0.8 | 73.5114 | 8.2504 | 94.875 | 0 | 12.8418 | 66.828 | 16.407 | 5.469 | 14.507 | 21.589 | 3.5248 | 2.1329 | 5.6577 | 2.762 | 8.4197
2016-08-26 17:00 | 0.46 | 0 | 0 | 21.375 | 9.085 | 151.8151 | 30 | 42.7273 | 9.1827 | 0.8 | 23.5207 | 2.6398 | 66.248 | 0 | 11.8225 | 66.248 | 0 | 0 | 9.085 | 30.46 | 3.5431 | 0 | 3.5431 | 8.3362 | 11.8794
2016-08-26 18:00 | 0.11 | 0 | 0 | 20.702 | 9.408 | 151.8151 | 30 | 42.7273 | 9.1827 | 0.8 | 23.3157 | 2.6168 | 66.043 | 0 | 11.7995 | 66.043 | 0 | 0 | 9.408 | 30.11 | 3.6691 | 0 | 3.6691 | 8.0738 | 11.7429
2016-08-26 19:00 | 0 | 0 | 0 | 13.526 | 16.474 | 151.8151 | 30 | 42.7273 | 9.1827 | 0.8 | 23.4657 | 2.6336 | 66.193 | 0 | 11.8164 | 66.193 | 0 | 0 | 16.474 | 30 | 6.4249 | 0 | 6.4249 | 5.2751 | 11.7
2016-08-26 20:00 | 0 | 20.631 | 0 | 0 | 20.631 | 130.0983 | 0 | 0 | 0 | 0 | 0 | 0 | 0 | 0 | 0 | 0 | 0 | 0 | 20.631 | 20.631 | 8.0461 | 0 | 8.0461 | 0 | 8.0461
2016-08-26 21:00 | 0 | 20.592 | 0 | 0 | 20.592 | 108.4225 | 0 | 0 | 0 | 0 | 0 | 0 | 0 | 0 | 0 | 0 | 0 | 0 | 20.592 | 20.592 | 8.0309 | 0 | 8.0309 | 0 | 8.0309
2016-08-26 22:00 | 0 | 0 | 3.298 | 0 | 19.202 | 111.5556 | 22.5 | 32.0455 | 6.8871 | 0.33 | 0 | 0 | 0 | 32.0455 | 6.8871 | 0 | 0 | 0 | 19.202 | 19.202 | 7.4888 | 0 | 7.4888 | 0 | 7.4888
2016-08-26 23:00 | 0 | 9.883 | 0 | 0 | 17.383 | 101.1524 | 7.5 | 10.6818 | 2.2957 | 0.33 | 0 | 0 | 0 | 10.6818 | 2.2957 | 0 | 0 | 0 | 17.383 | 17.383 | 6.7794 | 0 | 6.7794 | 0 | 6.7794
2016-08-27 | 0 | 7.586 | 0 | 0 | 15.086 | 93.1672 | 7.5 | 10.6818 | 2.2957 | 0.61481 | 0 | 0 | 6.473 | 4.2088 | 2.2957 | 0 | 3.787 | 1.2623 | 16.3483 | 16.3483 | 5.8835 | 0.49231 | 6.3758 | 0 | 6.3758
2016-08-27 01:00 | 0 | 3.8709 | 0 | 0 | 12.918 | 89.0925 | 9.0471 | 12.8852 | 2.7692 | 0.51986 | 0 | 0 | 5.205 | 7.6802 | 2.7692 | 0 | 3.045 | 1.015 | 13.933 | 13.933 | 5.038 | 0.39585 | 5.4339 | 0 | 5.4339
2016-08-27 02:00 | 0 | 4.326 | 0 | 0 | 11.826 | 84.5388 | 7.5 | 10.6818 | 2.2957 | 0.5188 | 0 | 0 | 4.291 | 6.3908 | 2.2957 | 0 | 2.51 | 0.83667 | 12.6627 | 12.6627 | 4.6121 | 0.3263 | 4.9384 | 0 | 4.9384
2016-08-27 03:00 | 0 | 10.928 | 0 | 0 | 10.928 | 73.0357 | 0 | 0 | 0 | 0 | 3.317 | 0.37228 | 3.317 | 0 | 0.37228 | 0 | 1.94 | 0.64667 | 11.5747 | 11.5747 | 4.2619 | 0.2522 | 4.5141 | 0 | 4.5141
2016-08-27 04:00 | 0 | 3.212 | 0 | 0 | 10.712 | 69.6546 | 7.5 | 10.6818 | 2.2957 | 0.42768 | 0 | 0 | 2.22 | 8.4618 | 2.2957 | 0 | 1.299 | 0.433 | 11.145 | 11.145 | 4.1777 | 0.16887 | 4.3465 | 0 | 4.3465
2016-08-27 05:00 | 0 | 10.144 | 0 | 0 | 10.144 | 58.9767 | 0 | 0 | 0 | 0 | 0 | 0 | 0 | 0 | 0 | 0 | 0 | 0 | 10.144 | 10.144 | 3.9562 | 0 | 3.9562 | 0 | 3.9562
2016-08-27 06:00 | 0 | 10.24 | 0 | 0 | 10.24 | 48.1978 | 0 | 0 | 0 | 0 | 0 | 0 | 0 | 0 | 0 | 0 | 0 | 0 | 10.24 | 10.24 | 3.9936 | 0 | 3.9936 | 0 | 3.9936
2016-08-27 07:00 | 0.02 | 9.223 | 0 | 0 | 9.243 | 38.4893 | 0 | 0 | 0 | 0 | 0 | 0 | 0 | 0 | 0 | 0 | 0 | 0 | 9.243 | 9.243 | 3.6048 | 0 | 3.6048 | 0 | 3.6048
2016-08-27 08:00 | 0.32 | 7.72 | 0 | 0 | 8.04 | 30.363 | 0 | 0 | 0 | 0 | 0 | 0 | 0 | 0 | 0 | 0 | 0 | 0 | 8.04 | 8.04 | 3.1356 | 0 | 3.1356 | 0 | 3.1356
2016-08-27 09:00 | 0.9 | 0 | 23.114 | 0 | 7.786 | 52.3213 | 30 | 42.7273 | 9.1827 | 0.8 | 32.4627 | 3.6434 | 75.19 | 0 | 12.8261 | 75.19 | 0 | 0 | 7.786 | 7.786 | 3.0365 | 0 | 3.0365 | 0 | 3.0365
2016-08-27 10:00 | 1.27 | 0 | 23.528 | 0 | 7.742 | 74.6729 | 30 | 42.7273 | 9.1827 | 0.8 | 32.6397 | 3.6633 | 75.367 | 0 | 12.846 | 75.367 | 0 | 0 | 7.742 | 7.742 | 3.0194 | 0 | 3.0194 | 0 | 3.0194
2016-08-27 11:00 | 1.49 | 0 | 23.309 | 0 | 8.181 | 96.8165 | 30 | 42.7273 | 9.1827 | 0.8 | 32.8147 | 3.6829 | 75.542 | 0 | 12.8656 | 75.542 | 0 | 0 | 8.181 | 8.181 | 3.1906 | 0 | 3.1906 | 0 | 3.1906
2016-08-27 12:00 | 1.64 | 0 | 0 | 23.343 | 8.297 | 96.8165 | 30 | 42.7273 | 9.1827 | 0.8 | 31.1357 | 3.4945 | 73.863 | 0 | 12.6772 | 74.605 | -0.434 | -0.14467 | 8.1523 | 31.4953 | 3.2358 | -0.05642 | 3.1794 | 9.1038 | 12.2832
2016-08-27 13:00 | 1.61 | 0 | 17.9943 | 1.7602 | 9.069 | 113.9111 | 27.2135 | 38.7586 | 8.3298 | 0.8 | 41.6114 | 4.6702 | 80.37 | 0 | 13 | 72.197 | 4.781 | 1.5937 | 10.6627 | 12.4228 | 3.5369 | 0.62153 | 4.1584 | 0.68647 | 4.8449
2016-08-27 14:00 | 1.54 | 0 | 0 | 3.7912 | 9.6 | 113.9111 | 11.8512 | 16.879 | 3.6276 | 0.8 | 0 | 0 | 16.879 | 0 | 3.6276 | 0 | 9.874 | 3.2913 | 12.8913 | 16.6825 | 3.744 | 1.2836 | 5.0276 | 1.4786 | 6.5062
2016-08-27 15:00 | 1.35 | 0 | 0 | 6.697 | 9.653 | 113.9111 | 15 | 21.3636 | 4.5914 | 0.8 | 69.8934 | 7.8444 | 91.257 | 0 | 12.4357 | 68.167 | 13.508 | 4.5027 | 14.1557 | 20.8527 | 3.7647 | 1.756 | 5.5207 | 2.6118 | 8.1325
2016-08-27 16:00 | 1.04 | 0 | 6.319 | 0 | 9.721 | 119.9141 | 15 | 21.3636 | 4.5914 | 0.8 | 73.0034 | 8.1934 | 94.367 | 0 | 12.7848 | 67.016 | 16.001 | 5.3337 | 15.0547 | 15.0547 | 3.7912 | 2.0801 | 5.8713 | 0 | 5.8713
2016-08-27 17:00 | 0.44 | 0 | 0 | 21.043 | 9.397 | 119.9141 | 30 | 42.7273 | 9.1827 | 0.8 | 23.5627 | 2.6445 | 66.29 | 0 | 11.8273 | 66.29 | 0 | 0 | 9.397 | 30.44 | 3.6648 | 0 | 3.6648 | 8.2068 | 11.8716
2016-08-27 18:00 | 0.1 | 0 | 19.943 | 0 | 10.157 | 138.86 | 30 | 42.7273 | 9.1827 | 0.8 | 23.2167 | 2.6057 | 65.944 | 0 | 11.7884 | 65.944 | 0 | 0 | 10.157 | 10.157 | 3.9612 | 0 | 3.9612 | 0 | 3.9612
2016-08-27 19:00 | 0 | 0 | 13.637 | 0 | 16.363 | 151.8151 | 30 | 42.7273 | 9.1827 | 0.8 | 23.2097 | 2.6049 | 65.937 | 0 | 11.7876 | 65.937 | 0 | 0 | 16.363 | 16.363 | 6.3816 | 0 | 6.3816 | 0 | 6.3816
2016-08-27 20:00 | 0 | 20.896 | 0 | 0 | 20.896 | 129.8193 | 0 | 0 | 0 | 0 | 0 | 0 | 0 | 0 | 0 | 0 | 0 | 0 | 20.896 | 20.896 | 8.1494 | 0 | 8.1494 | 0 | 8.1494
2016-08-27 21:00 | 0 | 19.921 | 0 | 0 | 19.921 | 108.8499 | 0 | 0 | 0 | 0 | 0 | 0 | 0 | 0 | 0 | 0 | 0 | 0 | 19.921 | 19.921 | 7.7692 | 0 | 7.7692 | 0 | 7.7692
2016-08-27 22:00 | 0 | 0 | 3.074 | 0 | 19.426 | 111.7702 | 22.5 | 32.0455 | 6.8871 | 0.33 | 0 | 0 | 0 | 32.0455 | 6.8871 | 0 | 0 | 0 | 19.426 | 19.426 | 7.5761 | 0 | 7.5761 | 0 | 7.5761
2016-08-27 23:00 | 0 | 10.749 | 0 | 0 | 18.249 | 100.4554 | 7.5 | 10.6818 | 2.2957 | 0.33 | 0 | 0 | 0 | 10.6818 | 2.2957 | 0 | 0 | 0 | 18.249 | 18.249 | 7.1171 | 0 | 7.1171 | 0 | 7.1171
2016-08-28 | 0 | 8.046 | 0 | 0 | 15.546 | 91.9859 | 7.5 | 10.6818 | 2.2957 | 0.79407 | 0 | 0 | 10.547 | 0.13482 | 2.2957 | 0 | 6.17 | 2.0567 | 17.6027 | 17.6027 | 6.0629 | 0.8021 | 6.865 | 0 | 6.865
2016-08-28 01:00 | 0 | 6.255 | 0 | 0 | 13.755 | 85.4017 | 7.5 | 10.6818 | 2.2957 | 0.71364 | 0 | 0 | 8.719 | 1.9628 | 2.2957 | 0 | 5.101 | 1.7003 | 15.4553 | 15.4553 | 5.3645 | 0.66313 | 6.0276 | 0 | 6.0276
2016-08-28 02:00 | 0 | 13.266 | 0 | 0 | 13.266 | 71.4375 | 0 | 0 | 0 | 0 | 6.869 | 0.77093 | 6.869 | 0 | 0.77093 | 0 | 4.018 | 1.3393 | 14.6053 | 14.6053 | 5.1737 | 0.52234 | 5.6961 | 0 | 5.6961
2016-08-28 03:00 | 0 | 4.259 | 0 | 0 | 11.759 | 66.9544 | 7.5 | 10.6818 | 2.2957 | 0.58626 | 0 | 0 | 5.824 | 4.8578 | 2.2957 | 0 | 3.407 | 1.1357 | 12.8947 | 12.8947 | 4.586 | 0.44291 | 5.0289 | 0 | 5.0289
2016-08-28 04:00 | 0 | 3.373 | 0 | 0 | 10.873 | 63.4038 | 7.5 | 10.6818 | 2.2957 | 0.54551 | 0 | 0 | 4.898 | 5.7838 | 2.2957 | 0 | 2.865 | 0.955 | 11.828 | 11.828 | 4.2405 | 0.37245 | 4.6129 | 0 | 4.6129
2016-08-28 05:00 | 0 | 10.474 | 0 | 0 | 10.474 | 52.3786 | 0 | 0 | 0 | 0 | 0 | 0 | 0 | 0 | 0 | 0 | 0 | 0 | 10.474 | 10.474 | 4.0849 | 0 | 4.0849 | 0 | 4.0849
2016-08-28 06:00 | 0 | 10.206 | 0 | 0 | 10.206 | 41.6354 | 0 | 0 | 0 | 0 | 0 | 0 | 0 | 0 | 0 | 0 | 0 | 0 | 10.206 | 10.206 | 3.9803 | 0 | 3.9803 | 0 | 3.9803
2016-08-28 07:00 | 0.01 | 1.788 | 0 | 0 | 9.298 | 39.7533 | 7.5 | 10.6818 | 2.2957 | 0.33 | 0 | 0 | 0 | 10.6818 | 2.2957 | 0 | 0 | 0 | 9.298 | 9.298 | 3.6262 | 0 | 3.6262 | 0 | 3.6262
2016-08-28 08:00 | 0.2 | 8.277 | 0 | 0 | 8.477 | 31.0407 | 0 | 0 | 0 | 0 | 0 | 0 | 0 | 0 | 0 | 0 | 0 | 0 | 8.477 | 8.477 | 3.306 | 0 | 3.306 | 0 | 3.306
2016-08-28 09:00 | 0.52 | 0 | 9.9631 | 12.2409 | 8.316 | 40.5057 | 30 | 42.7273 | 9.1827 | 0.8 | 31.5727 | 3.5435 | 74.3 | 0 | 12.7263 | 74.3 | 0 | 0 | 8.316 | 20.5569 | 3.2432 | 0 | 3.2432 | 4.7739 | 8.0172
2016-08-28 10:00 | 0.73 | 0 | 22.294 | 0 | 8.436 | 61.685 | 30 | 42.7273 | 9.1827 | 0.8 | 31.7697 | 3.5656 | 74.497 | 0 | 12.7484 | 74.497 | 0 | 0 | 8.436 | 8.436 | 3.29 | 0 | 3.29 | 0 | 3.29
2016-08-28 11:00 | 0.81 | 0 | 22.396 | 0 | 8.414 | 82.9612 | 30 | 42.7273 | 9.1827 | 0.8 | 31.9427 | 3.585 | 74.67 | 0 | 12.7678 | 74.67 | 0 | 0 | 8.414 | 8.414 | 3.2815 | 0 | 3.2815 | 0 | 3.2815
2016-08-28 12:00 | 0.98 | 0 | 0 | 22.281 | 8.699 | 82.9612 | 30 | 42.7273 | 9.1827 | 0.8 | 33.9057 | 3.8054 | 76.633 | 0 | 12.9881 | 73.58 | 1.786 | 0.59533 | 9.2943 | 31.5753 | 3.3926 | 0.23218 | 3.6248 | 8.6896 | 12.3144
2016-08-28 13:00 | 1.05 | 0 | 0 | 17.2048 | 9.226 | 82.9612 | 25.3808 | 36.1485 | 7.7689 | 0.8 | 46.6095 | 5.2311 | 82.758 | 0 | 13 | 71.313 | 6.695 | 2.2317 | 11.4577 | 28.6625 | 3.5981 | 0.87035 | 4.4685 | 6.7099 | 11.1784
2016-08-28 14:00 | 0.89 | 0 | 6.592 | 0 | 9.298 | 89.2236 | 15 | 21.3636 | 4.5914 | 0.8 | 0.088364 | 0.0099174 | 21.452 | 0 | 4.6013 | 0 | 12.549 | 4.183 | 13.481 | 13.481 | 3.6262 | 1.6314 | 5.2576 | 0 | 5.2576
2016-08-28 15:00 | 0.83 | 0 | 6.448 | 0 | 9.382 | 95.3492 | 15 | 21.3636 | 4.5914 | 0.8 | 73.3454 | 8.2318 | 94.709 | 0 | 12.8232 | 66.889 | 16.274 | 5.4247 | 14.8067 | 14.8067 | 3.659 | 2.1156 | 5.7746 | 0 | 5.7746
2016-08-28 16:00 | 0.59 | 0 | 5.8668 | 0 | 9.016 | 100.9227 | 14.2928 | 20.3565 | 4.3749 | 0.8 | 76.8495 | 8.6251 | 97.206 | 0 | 13 | 65.965 | 18.276 | 6.092 | 15.108 | 15.108 | 3.5162 | 2.3759 | 5.8921 | 0 | 5.8921
2016-08-28 17:00 | 0.25 | 0 | 20.674 | 0 | 9.576 | 120.563 | 30 | 42.7273 | 9.1827 | 0.8 | 22.6767 | 2.5451 | 65.404 | 0 | 11.7278 | 65.404 | 0 | 0 | 9.576 | 9.576 | 3.7346 | 0 | 3.7346 | 0 | 3.7346
2016-08-28 18:00 | 0.07 | 0 | 19.644 | 0 | 10.426 | 139.2248 | 30 | 42.7273 | 9.1827 | 0.8 | 22.4377 | 2.5183 | 65.165 | 0 | 11.701 | 65.165 | 0 | 0 | 10.426 | 10.426 | 4.0661 | 0 | 4.0661 | 0 | 4.0661
2016-08-28 19:00 | 0 | 0 | 13.253 | 0 | 16.747 | 151.8151 | 30 | 42.7273 | 9.1827 | 0.8 | 22.4947 | 2.5247 | 65.222 | 0 | 11.7074 | 65.222 | 0 | 0 | 16.747 | 16.747 | 6.5313 | 0 | 6.5313 | 0 | 6.5313
2016-08-28 20:00 | 0 | 12.056 | 0 | 0 | 19.556 | 139.1246 | 7.5 | 10.6818 | 2.2957 | 0.33 | 0 | 0 | 0 | 10.6818 | 2.2957 | 0 | 0 | 0 | 19.556 | 19.556 | 7.6268 | 0 | 7.6268 | 0 | 7.6268
2016-08-28 21:00 | 0 | 20.221 | 0 | 0 | 20.221 | 117.8393 | 0 | 0 | 0 | 0 | 0 | 0 | 0 | 0 | 0 | 0 | 0 | 0 | 20.221 | 20.221 | 7.8862 | 0 | 7.8862 | 0 | 7.8862
2016-08-28 22:00 | 0 | 19.81 | 0 | 0 | 19.81 | 96.9867 | 0 | 0 | 0 | 0 | 0 | 0 | 0 | 0 | 0 | 0 | 0 | 0 | 19.81 | 19.81 | 7.7259 | 0 | 7.7259 | 0 | 7.7259
2016-08-28 23:00 | 0 | 18.223 | 0 | 0 | 18.223 | 77.8046 | 0 | 0 | 0 | 0 | 0 | 0 | 0 | 0 | 0 | 0 | 0 | 0 | 18.223 | 18.223 | 7.107 | 0 | 7.107 | 0 | 7.107
2016-08-29 | 0 | 4.5983 | 0 | 0 | 15.357 | 72.9643 | 10.7587 | 15.323 | 3.2931 | 0.8 | 0 | 0 | 15.323 | 1.7764e-15 | 3.2931 | 0 | 8.964 | 2.988 | 18.345 | 18.345 | 5.9892 | 1.1653 | 7.1546 | 0 | 7.1546
2016-08-29 01:00 | 0 | 3.5108 | 0 | 0 | 13.422 | 69.2687 | 9.9112 | 14.116 | 3.0337 | 0.8 | 0 | 0 | 14.116 | 1.7764e-15 | 3.0337 | 0 | 8.258 | 2.7527 | 16.1747 | 16.1747 | 5.2346 | 1.0735 | 6.3081 | 0 | 6.3081
2016-08-29 02:00 | 0 | 0.0014255 | 0 | 0 | 12.304 | 69.2672 | 12.3026 | 17.5218 | 3.7657 | 0.67436 | 0 | 0 | 12.838 | 4.6838 | 3.7657 | 0 | 7.51 | 2.5033 | 14.8073 | 14.8073 | 4.7986 | 0.9763 | 5.7749 | 0 | 5.7749
2016-08-29 03:00 | 0 | 0 | 0 | 0 | 11.446 | 69.2672 | 11.446 | 16.3019 | 3.5035 | 0.6658 | 0 | 0 | 11.647 | 4.6549 | 3.5035 | 0 | 6.813 | 2.271 | 13.717 | 13.717 | 4.4639 | 0.88569 | 5.3496 | 0 | 5.3496
2016-08-29 04:00 | 0 | 0 | 0 | 0 | 10.321 | 69.2672 | 10.321 | 14.6996 | 3.1592 | 0.67167 | 0 | 0 | 10.686 | 4.0136 | 3.1592 | 0 | 6.251 | 2.0837 | 12.4047 | 12.4047 | 4.0252 | 0.81263 | 4.8378 | 0 | 4.8378
2016-08-29 05:00 | 0 | 9.802 | 0 | 0 | 9.802 | 58.9493 | 0 | 0 | 0 | 0 | 0 | 0 | 0 | 0 | 0 | 0 | 0 | 0 | 9.802 | 9.802 | 3.8228 | 0 | 3.8228 | 0 | 3.8228
2016-08-29 06:00 | 0 | 10.13 | 0 | 0 | 10.13 | 48.2862 | 0 | 0 | 0 | 0 | 0 | 0 | 0 | 0 | 0 | 0 | 0 | 0 | 10.13 | 10.13 | 3.9507 | 0 | 3.9507 | 0 | 3.9507
2016-08-29 07:00 | 0.01 | 9.333 | 0 | 0 | 9.343 | 38.462 | 0 | 0 | 0 | 0 | 0 | 0 | 0 | 0 | 0 | 0 | 0 | 0 | 9.343 | 9.343 | 3.6438 | 0 | 3.6438 | 0 | 3.6438
2016-08-29 08:00 | 0.2 | 7.694 | 0 | 0 | 7.894 | 30.363 | 0 | 0 | 0 | 0 | 0 | 0 | 0 | 0 | 0 | 0 | 0 | 0 | 7.894 | 7.894 | 3.0787 | 0 | 3.0787 | 0 | 3.0787
2016-08-29 09:00 | 0.56 | 0 | 22.912 | 0 | 7.648 | 52.1294 | 30 | 42.7273 | 9.1827 | 0.8 | 30.6147 | 3.436 | 73.342 | 0 | 12.6187 | 73.342 | 0 | 0 | 7.648 | 7.648 | 2.9827 | 0 | 2.9827 | 0 | 2.9827
2016-08-29 10:00 | 0.73 | 0 | 0 | 22.966 | 7.764 | 52.1294 | 30 | 42.7273 | 9.1827 | 0.8 | 30.9687 | 3.4757 | 73.696 | 0 | 12.6585 | 73.696 | 0 | 0 | 7.764 | 30.73 | 3.028 | 0 | 3.028 | 8.9567 | 11.9847
2016-08-29 11:00 | 0.87 | 0 | 22.952 | 0 | 7.918 | 73.9338 | 30 | 42.7273 | 9.1827 | 0.8 | 31.1727 | 3.4986 | 73.9 | 0 | 12.6814 | 73.9 | 0 | 0 | 7.918 | 7.918 | 3.088 | 0 | 3.088 | 0 | 3.088
2016-08-29 12:00 | 0.95 | 0 | 21.3407 | 0 | 8.36 | 94.2075 | 28.7507 | 40.9479 | 8.8003 | 0.8 | 37.4191 | 4.1997 | 78.367 | 0 | 13 | 72.938 | 3.176 | 1.0587 | 9.4187 | 9.4187 | 3.2604 | 0.41288 | 3.6733 | 0 | 3.6733
2016-08-29 13:00 | 0.92 | 0 | 6.1916 | 10.6559 | 8.471 | 100.0895 | 24.3985 | 34.7494 | 7.4682 | 0.8 | 49.2886 | 5.5318 | 84.038 | 0 | 13 | 70.839 | 7.721 | 2.5737 | 11.0447 | 21.7005 | 3.3037 | 1.0037 | 4.3074 | 4.1558 | 8.4632
2016-08-29 14:00 | 0.86 | 0 | 0 | 6.575 | 9.285 | 100.0895 | 15 | 21.3636 | 4.5914 | 0.8 | 0.87236 | 0.097908 | 22.236 | 0 | 4.6893 | 0 | 13.008 | 4.336 | 13.621 | 20.196 | 3.6212 | 1.691 | 5.3122 | 2.5642 | 7.8764
2016-08-29 15:00 | 0.75 | 0 | 0 | 6.649 | 9.101 | 100.0895 | 15 | 21.3636 | 4.5914 | 0.8 | 73.4884 | 8.2479 | 94.852 | 0 | 12.8392 | 66.836 | 16.389 | 5.463 | 14.564 | 21.213 | 3.5494 | 2.1306 | 5.68 | 2.5931 | 8.2731
2016-08-29 16:00 | 0.58 | 0 | 0 | 5.8347 | 9.052 | 100.0895 | 14.3067 | 20.3761 | 4.3791 | 0.8 | 76.8119 | 8.6209 | 97.188 | 0 | 13 | 65.971 | 18.262 | 6.0873 | 15.1393 | 20.974 | 3.5303 | 2.3741 | 5.9043 | 2.2755 | 8.1799
2016-08-29 17:00 | 0.21 | 0 | 20.964 | 0 | 9.246 | 120.0053 | 30 | 42.7273 | 9.1827 | 0.8 | 22.7487 | 2.5532 | 65.476 | 0 | 11.7359 | 65.476 | 0 | 0 | 9.246 | 9.246 | 3.6059 | 0 | 3.6059 | 0 | 3.6059
2016-08-29 18:00 | 0.06 | 0 | 19.991 | 0 | 10.069 | 138.9968 | 30 | 42.7273 | 9.1827 | 0.8 | 22.5537 | 2.5313 | 65.281 | 0 | 11.714 | 65.281 | 0 | 0 | 10.069 | 10.069 | 3.9269 | 0 | 3.9269 | 0 | 3.9269
2016-08-29 19:00 | 0 | 0 | 13.493 | 0 | 16.507 | 151.8151 | 30 | 42.7273 | 9.1827 | 0.8 | 22.6667 | 2.544 | 65.394 | 0 | 11.7267 | 65.394 | 0 | 0 | 16.507 | 16.507 | 6.4377 | 0 | 6.4377 | 0 | 6.4377
2016-08-29 20:00 | 0 | 20.439 | 0 | 0 | 20.439 | 130.3004 | 0 | 0 | 0 | 0 | 0 | 0 | 0 | 0 | 0 | 0 | 0 | 0 | 20.439 | 20.439 | 7.9712 | 0 | 7.9712 | 0 | 7.9712
2016-08-29 21:00 | 0 | 21.818 | 0 | 0 | 21.818 | 107.3341 | 0 | 0 | 0 | 0 | 0 | 0 | 0 | 0 | 0 | 0 | 0 | 0 | 21.818 | 21.818 | 8.509 | 0 | 8.509 | 0 | 8.509
2016-08-29 22:00 | 0 | 20.834 | 0 | 0 | 20.834 | 85.4035 | 0 | 0 | 0 | 0 | 0 | 0 | 0 | 0 | 0 | 0 | 0 | 0 | 20.834 | 20.834 | 8.1253 | 0 | 8.1253 | 0 | 8.1253
2016-08-29 23:00 | 0 | 17.861 | 0 | 0 | 17.861 | 66.6025 | 0 | 0 | 0 | 0 | 0 | 0 | 0 | 0 | 0 | 0 | 0 | 0 | 17.861 | 17.861 | 6.9658 | 0 | 6.9658 | 0 | 6.9658
2016-08-30 | 0 | 0.448 | 0 | 0 | 15.448 | 66.1309 | 15 | 21.3636 | 4.5914 | 0.67324 | 0 | 0 | 15.602 | 5.7616 | 4.5914 | 0 | 9.127 | 3.0423 | 18.4903 | 18.4903 | 6.0247 | 1.1865 | 7.2112 | 0 | 7.2112
2016-08-30 01:00 | 0 | 0 | 0 | 0 | 13.258 | 66.1309 | 13.258 | 18.8826 | 4.0582 | 0.68394 | 0 | 0 | 14.22 | 4.6626 | 4.0582 | 0 | 8.318 | 2.7727 | 16.0307 | 16.0307 | 5.1706 | 1.0813 | 6.252 | 0 | 6.252
2016-08-30 02:00 | 0 | 0 | 0 | 0 | 11.681 | 66.1309 | 11.681 | 16.6366 | 3.5755 | 0.70071 | 0 | 0 | 13.122 | 3.5146 | 3.5755 | 0 | 7.676 | 2.5587 | 14.2397 | 14.2397 | 4.5556 | 0.99788 | 5.5535 | 0 | 5.5535
2016-08-30 03:00 | 0 | 0 | 2.5978 | 0 | 11.024 | 68.5988 | 13.6218 | 19.4007 | 4.1695 | 0.62565 | 0 | 0 | 12.204 | 7.1967 | 4.1695 | 0 | 7.139 | 2.3797 | 13.4037 | 13.4037 | 4.2994 | 0.92807 | 5.2274 | 0 | 5.2274
2016-08-30 04:00 | 0 | 0 | 0 | 0 | 9.64 | 68.5988 | 9.64 | 13.7297 | 2.9507 | 0.70919 | 0 | 0 | 11.077 | 2.6527 | 2.9507 | 0 | 6.48 | 2.16 | 11.8 | 11.8 | 3.7596 | 0.8424 | 4.602 | 0 | 4.602
2016-08-30 05:00 | 0 | 9.412 | 0 | 0 | 9.412 | 58.6914 | 0 | 0 | 0 | 0 | 0 | 0 | 0 | 0 | 0 | 0 | 0 | 0 | 9.412 | 9.412 | 3.6707 | 0 | 3.6707 | 0 | 3.6707
2016-08-30 06:00 | 0 | 9.845 | 0 | 0 | 9.845 | 48.3283 | 0 | 0 | 0 | 0 | 0 | 0 | 0 | 0 | 0 | 0 | 0 | 0 | 9.845 | 9.845 | 3.8396 | 0 | 3.8396 | 0 | 3.8396
2016-08-30 07:00 | 0.02 | 9.141 | 0 | 0 | 9.161 | 38.7062 | 0 | 0 | 0 | 0 | 0 | 0 | 0 | 0 | 0 | 0 | 0 | 0 | 9.161 | 9.161 | 3.5728 | 0 | 3.5728 | 0 | 3.5728
2016-08-30 08:00 | 0.25 | 7.926 | 0 | 0 | 8.176 | 30.363 | 0 | 0 | 0 | 0 | 0 | 0 | 0 | 0 | 0 | 0 | 0 | 0 | 8.176 | 8.176 | 3.1886 | 0 | 3.1886 | 0 | 3.1886
2016-08-30 09:00 | 0.66 | 0 | 22.768 | 0 | 7.892 | 51.9926 | 30 | 42.7273 | 9.1827 | 0.8 | 29.7687 | 3.341 | 72.496 | 0 | 12.5238 | 72.496 | 0 | 0 | 7.892 | 7.892 | 3.0779 | 0 | 3.0779 | 0 | 3.0779
2016-08-30 10:00 | 1.12 | 0 | 23.117 | 0 | 8.003 | 73.9538 | 30 | 42.7273 | 9.1827 | 0.8 | 29.9557 | 3.362 | 72.683 | 0 | 12.5448 | 72.683 | 0 | 0 | 8.003 | 8.003 | 3.1212 | 0 | 3.1212 | 0 | 3.1212
2016-08-30 11:00 | 1.46 | 0 | 0 | 23.401 | 8.059 | 73.9538 | 30 | 42.7273 | 9.1827 | 0.8 | 30.1287 | 3.3815 | 72.856 | 0 | 12.5642 | 72.856 | 0 | 0 | 8.059 | 31.46 | 3.143 | 0 | 3.143 | 9.1264 | 12.2694
2016-08-30 12:00 | 1.4 | 0 | 0 | 19.374 | 8.822 | 73.9538 | 26.796 | 38.164 | 8.202 | 0.8 | 42.75 | 4.798 | 80.914 | 0 | 13 | 71.995 | 5.217 | 1.739 | 10.561 | 29.935 | 3.4406 | 0.67821 | 4.1188 | 7.5559 | 11.6747
2016-08-30 13:00 | 1.39 | 0 | 14.9803 | 0 | 8.984 | 88.1851 | 22.5743 | 32.1513 | 6.9098 | 0.8 | 54.2637 | 6.0902 | 86.415 | 0 | 13 | 69.959 | 9.626 | 3.2087 | 12.1927 | 12.1927 | 3.5038 | 1.2514 | 4.7551 | 0 | 4.7551
2016-08-30 14:00 | 1.44 | 0 | 7.352 | 0 | 9.088 | 95.1695 | 15 | 21.3636 | 4.5914 | 0.8 | 1.6924 | 0.18994 | 23.056 | 0 | 4.7813 | 0 | 13.488 | 4.496 | 13.584 | 13.584 | 3.5443 | 1.7534 | 5.2978 | 0 | 5.2978
2016-08-30 15:00 | 1.31 | 0 | 6.817 | 0 | 9.493 | 101.6456 | 15 | 21.3636 | 4.5914 | 0.8 | 73.6604 | 8.2672 | 95.024 | 0 | 12.8585 | 66.772 | 16.527 | 5.509 | 15.002 | 15.002 | 3.7023 | 2.1485 | 5.8508 | 0 | 5.8508
2016-08-30 16:00 | 1.03 | 0 | 5.7848 | 0 | 9.403 | 107.1411 | 14.1578 | 20.1641 | 4.3336 | 0.8 | 77.2179 | 8.6664 | 97.382 | 0 | 13 | 65.9 | 18.417 | 6.139 | 15.542 | 15.542 | 3.6672 | 2.3942 | 6.0614 | 0 | 6.0614
2016-08-30 17:00 | 0.58 | 0 | 20.973 | 0 | 9.607 | 127.0655 | 30 | 42.7273 | 9.1827 | 0.8 | 22.7347 | 2.5516 | 65.462 | 0 | 11.7343 | 65.462 | 0 | 0 | 9.607 | 9.607 | 3.7467 | 0 | 3.7467 | 0 | 3.7467
2016-08-30 18:00 | 0.12 | 0 | 19.472 | 0 | 10.648 | 145.5639 | 30 | 42.7273 | 9.1827 | 0.8 | 22.6657 | 2.5439 | 65.393 | 0 | 11.7266 | 65.393 | 0 | 0 | 10.648 | 10.648 | 4.1527 | 0 | 4.1527 | 0 | 4.1527
2016-08-30 19:00 | 0 | 0 | 6.5802 | 5.0228 | 18.397 | 151.8151 | 30 | 42.7273 | 9.1827 | 0.8 | 22.8817 | 2.5681 | 65.609 | 0 | 11.7508 | 65.609 | 0 | 0 | 18.397 | 23.4198 | 7.1748 | 0 | 7.1748 | 1.9589 | 9.1337
2016-08-30 20:00 | 0 | 21.051 | 0 | 0 | 21.051 | 129.6562 | 0 | 0 | 0 | 0 | 0 | 0 | 0 | 0 | 0 | 0 | 0 | 0 | 21.051 | 21.051 | 8.2099 | 0 | 8.2099 | 0 | 8.2099
2016-08-30 21:00 | 0 | 21.697 | 0 | 0 | 21.697 | 106.8172 | 0 | 0 | 0 | 0 | 0 | 0 | 0 | 0 | 0 | 0 | 0 | 0 | 21.697 | 21.697 | 8.4618 | 0 | 8.4618 | 0 | 8.4618
2016-08-30 22:00 | 0 | 20.9 | 0 | 0 | 20.9 | 84.8172 | 0 | 0 | 0 | 0 | 0 | 0 | 0 | 0 | 0 | 0 | 0 | 0 | 20.9 | 20.9 | 8.151 | 0 | 8.151 | 0 | 8.151
2016-08-30 23:00 | 0 | 17.884 | 0 | 0 | 17.884 | 65.992 | 0 | 0 | 0 | 0 | 0 | 0 | 0 | 0 | 0 | 0 | 0 | 0 | 17.884 | 17.884 | 6.9748 | 0 | 6.9748 | 0 | 6.9748
2016-08-31 | 0 | 0.151 | 0 | 0 | 15.151 | 65.833 | 15 | 21.3636 | 4.5914 | 0.68721 | 0 | 0 | 16.237 | 5.1266 | 4.5914 | 0 | 9.498 | 3.166 | 18.317 | 18.317 | 5.9089 | 1.2347 | 7.1436 | 0 | 7.1436
2016-08-31 01:00 | 0 | 0 | 0 | 0 | 12.867 | 65.833 | 12.867 | 18.3257 | 3.9385 | 0.71319 | 0 | 0 | 14.941 | 3.3847 | 3.9385 | 0 | 8.74 | 2.9133 | 15.7803 | 15.7803 | 5.0181 | 1.1362 | 6.1543 | 0 | 6.1543
2016-08-31 02:00 | 0 | 0 | 2.2587 | 0 | 11.386 | 67.9788 | 13.6447 | 19.4334 | 4.1765 | 0.66646 | 0 | 0 | 13.912 | 5.5214 | 4.1765 | 0 | 8.138 | 2.7127 | 14.0987 | 14.0987 | 4.4405 | 1.0579 | 5.4985 | 0 | 5.4985
2016-08-31 03:00 | 0 | 0 | 0 | 0 | 10.739 | 67.9788 | 10.739 | 15.2949 | 3.2871 | 0.73824 | 0 | 0 | 13.285 | 2.0099 | 3.2871 | 0 | 7.772 | 2.5907 | 13.3297 | 13.3297 | 4.1882 | 1.0104 | 5.1986 | 0 | 5.1986
2016-08-31 04:00 | 0 | 0 | 0 | 0 | 9.847 | 67.9788 | 9.847 | 14.0245 | 3.0141 | 0.75156 | 0 | 0 | 12.579 | 1.4455 | 3.0141 | 0 | 7.359 | 2.453 | 12.3 | 12.3 | 3.8403 | 0.95667 | 4.797 | 0 | 4.797
2016-08-31 05:00 | 0 | 9.525 | 0 | 0 | 9.525 | 57.9525 | 0 | 0 | 0 | 0 | 0 | 0 | 0 | 0 | 0 | 0 | 0 | 0 | 9.525 | 9.525 | 3.7147 | 0 | 3.7147 | 0 | 3.7147
2016-08-31 06:00 | 0 | 9.533 | 0 | 0 | 9.533 | 47.9178 | 0 | 0 | 0 | 0 | 0 | 0 | 0 | 0 | 0 | 0 | 0 | 0 | 9.533 | 9.533 | 3.7179 | 0 | 3.7179 | 0 | 3.7179
2016-08-31 07:00 | 0.02 | 9.152 | 0 | 0 | 9.172 | 38.2841 | 0 | 0 | 0 | 0 | 0 | 0 | 0 | 0 | 0 | 0 | 0 | 0 | 9.172 | 9.172 | 3.5771 | 0 | 3.5771 | 0 | 3.5771
2016-08-31 08:00 | 0.32 | 7.525 | 0 | 0 | 7.845 | 30.363 | 0 | 0 | 0 | 0 | 0 | 0 | 0 | 0 | 0 | 0 | 0 | 0 | 7.845 | 7.845 | 3.0596 | 0 | 3.0596 | 0 | 3.0596
2016-08-31 09:00 | 0.91 | 0 | 22.854 | 0 | 8.056 | 52.0743 | 30 | 42.7273 | 9.1827 | 0.8 | 29.1897 | 3.2761 | 71.917 | 0 | 12.4588 | 71.917 | 0 | 0 | 8.056 | 8.056 | 3.1418 | 0 | 3.1418 | 0 | 3.1418
2016-08-31 10:00 | 1.24 | 0 | 0.28559 | 22.7684 | 8.186 | 52.3456 | 30 | 42.7273 | 9.1827 | 0.8 | 29.2617 | 3.2841 | 71.989 | 0 | 12.4669 | 71.989 | 0 | 0 | 8.186 | 30.9544 | 3.1925 | 0 | 3.1925 | 8.8797 | 12.0722
2016-08-31 11:00 | 1.49 | 0 | 22.709 | 0 | 8.781 | 73.9192 | 30 | 42.7273 | 9.1827 | 0.8 | 29.3667 | 3.2959 | 72.094 | 0 | 12.4787 | 72.094 | 0 | 0 | 8.781 | 8.781 | 3.4246 | 0 | 3.4246 | 0 | 3.4246
2016-08-31 12:00 | 1.58 | 0 | 18.228 | 0 | 9.059 | 91.2358 | 25.707 | 36.613 | 7.8687 | 0.8 | 45.72 | 5.1313 | 82.333 | 0 | 13 | 71.47 | 6.355 | 2.1183 | 11.1773 | 11.1773 | 3.533 | 0.82615 | 4.3592 | 0 | 4.3592
2016-08-31 13:00 | 1.54 | 0 | 14.7421 | 0 | 9.307 | 105.2407 | 22.5091 | 32.0584 | 6.8898 | 0.8 | 54.4416 | 6.1102 | 86.5 | 0 | 13 | 69.928 | 9.695 | 3.2317 | 12.5387 | 12.5387 | 3.6297 | 1.2604 | 4.8901 | 0 | 4.8901
2016-08-31 14:00 | 1.53 | 0 | 6.807 | 0 | 9.723 | 111.7074 | 15 | 21.3636 | 4.5914 | 0.8 | 1.6284 | 0.18276 | 22.992 | 0 | 4.7741 | 0 | 13.45 | 4.4833 | 14.2063 | 14.2063 | 3.792 | 1.7485 | 5.5405 | 0 | 5.5405
2016-08-31 15:00 | 1.36 | 0 | 6.213 | 0 | 10.147 | 117.6097 | 15 | 21.3636 | 4.5914 | 0.8 | 73.3434 | 8.2316 | 94.707 | 0 | 12.8229 | 66.89 | 16.273 | 5.4243 | 15.5713 | 15.5713 | 3.9573 | 2.1155 | 6.0728 | 0 | 6.0728
2016-08-31 16:00 | 1.08 | 0 | 5.5587 | 0 | 10.191 | 122.8905 | 14.6697 | 20.8931 | 4.4903 | 0.8 | 75.8219 | 8.5097 | 96.715 | 0 | 13 | 66.147 | 17.882 | 5.9607 | 16.1517 | 16.1517 | 3.9745 | 2.3247 | 6.2992 | 0 | 6.2992
2016-08-31 17:00 | 0.5 | 0 | 0 | 20.317 | 10.183 | 122.8905 | 30 | 42.7273 | 9.1827 | 0.8 | 23.0377 | 2.5856 | 65.765 | 0 | 11.7683 | 65.765 | 0 | 0 | 10.183 | 30.5 | 3.9714 | 0 | 3.9714 | 7.9236 | 11.895
2016-08-31 18:00 | 0.1 | 0 | 19.113 | 0 | 10.987 | 141.0478 | 30 | 42.7273 | 9.1827 | 0.8 | 22.8927 | 2.5693 | 65.62 | 0 | 11.7521 | 65.62 | 0 | 0 | 10.987 | 10.987 | 4.2849 | 0 | 4.2849 | 0 | 4.2849
2016-08-31 19:00 | 0 | 0 | 11.334 | 0 | 18.666 | 151.8151 | 30 | 42.7273 | 9.1827 | 0.8 | 23.0187 | 2.5835 | 65.746 | 0 | 11.7662 | 65.746 | 0 | 0 | 18.666 | 18.666 | 7.2797 | 0 | 7.2797 | 0 | 7.2797
2016-08-31 20:00 | 0 | 22.509 | 0 | 0 | 22.509 | 128.1214 | 0 | 0 | 0 | 0 | 0 | 0 | 0 | 0 | 0 | 0 | 0 | 0 | 22.509 | 22.509 | 8.7785 | 0 | 8.7785 | 0 | 8.7785
2016-08-31 21:00 | 0 | 22.148 | 0 | 0 | 22.148 | 104.8077 | 0 | 0 | 0 | 0 | 0 | 0 | 0 | 0 | 0 | 0 | 0 | 0 | 22.148 | 22.148 | 8.6377 | 0 | 8.6377 | 0 | 8.6377
2016-08-31 22:00 | 0 | 21.033 | 0 | 0 | 21.033 | 82.6677 | 0 | 0 | 0 | 0 | 0 | 0 | 0 | 0 | 0 | 0 | 0 | 0 | 21.033 | 21.033 | 8.2029 | 0 | 8.2029 | 0 | 8.2029
2016-08-31 23:00 | 0 | 18.559 | 0 | 0 | 18.559 | 63.132 | 0 | 0 | 0 | 0 | 0 | 0 | 0 | 0 | 0 | 0 | 0 | 0 | 18.559 | 18.559 | 7.238 | 0 | 7.238 | 0 | 7.238
2016-09-01 | 0 | 0.66 | 0 | 0 | 15.66 | 62.4372 | 15 | 21.3636 | 4.5914 | 0.7429 | 0 | 0 | 18.768 | 2.5956 | 4.5914 | 0 | 10.98 | 3.66 | 19.32 | 19.32 | 6.1074 | 1.4274 | 7.5348 | 0 | 7.5348
2016-09-01 01:00 | 0 | 0 | 0 | 0 | 13.774 | 62.4372 | 13.774 | 19.6175 | 4.2161 | 0.74122 | 0 | 0 | 17.164 | 2.4535 | 4.2161 | 0 | 10.041 | 3.347 | 17.121 | 17.121 | 5.3719 | 1.3053 | 6.6772 | 0 | 6.6772
2016-09-01 02:00 | 0 | 0 | 0 | 0 | 12.112 | 62.4372 | 12.112 | 17.2504 | 3.7074 | 0.761 | 0 | 0 | 15.819 | 1.4314 | 3.7074 | 0 | 9.254 | 3.0847 | 15.1967 | 15.1967 | 4.7237 | 1.203 | 5.9267 | 0 | 5.9267
2016-09-01 03:00 | 0 | 0 | 1.1712 | 0 | 11.799 | 63.5499 | 12.9702 | 18.4727 | 3.9701 | 0.70251 | 0 | 0 | 14.641 | 3.8317 | 3.9701 | 0 | 8.565 | 2.855 | 14.654 | 14.654 | 4.6016 | 1.1135 | 5.7151 | 0 | 5.7151
2016-09-01 04:00 | 0 | 0 | 3.954 | 0 | 11.046 | 67.3062 | 15 | 21.3636 | 4.5914 | 0.63193 | 0 | 0 | 13.724 | 7.6396 | 4.5914 | 0 | 8.029 | 2.6763 | 13.7223 | 13.7223 | 4.3079 | 1.0438 | 5.3517 | 0 | 5.3517
2016-09-01 05:00 | 0 | 10.208 | 0 | 0 | 10.208 | 56.5609 | 0 | 0 | 0 | 0 | 0 | 0 | 0 | 0 | 0 | 0 | 0 | 0 | 10.208 | 10.208 | 3.9811 | 0 | 3.9811 | 0 | 3.9811
2016-09-01 06:00 | 0 | 9.639 | 0 | 0 | 9.639 | 46.4146 | 0 | 0 | 0 | 0 | 0 | 0 | 0 | 0 | 0 | 0 | 0 | 0 | 9.639 | 9.639 | 3.7592 | 0 | 3.7592 | 0 | 3.7592
2016-09-01 07:00 | 0.02 | 8.104 | 0 | 0 | 8.124 | 37.8841 | 0 | 0 | 0 | 0 | 0 | 0 | 0 | 0 | 0 | 0 | 0 | 0 | 8.124 | 8.124 | 3.1684 | 0 | 3.1684 | 0 | 3.1684
2016-09-01 08:00 | 0.31 | 7.145 | 0 | 0 | 7.455 | 30.363 | 0 | 0 | 0 | 0 | 0 | 0 | 0 | 0 | 0 | 0 | 0 | 0 | 7.455 | 7.455 | 2.9074 | 0 | 2.9074 | 0 | 2.9074
2016-09-01 09:00 | 0.84 | 0 | 22.774 | 0 | 8.066 | 51.9983 | 30 | 42.7273 | 9.1827 | 0.8 | 28.8597 | 3.239 | 71.587 | 0 | 12.4218 | 71.587 | 0 | 0 | 8.066 | 8.066 | 3.1457 | 0 | 3.1457 | 0 | 3.1457
2016-09-01 10:00 | 1.2 | 0 | 0 | 22.76 | 8.44 | 51.9983 | 30 | 42.7273 | 9.1827 | 0.8 | 28.9967 | 3.2544 | 71.724 | 0 | 12.4371 | 71.724 | 0 | 0 | 8.44 | 31.2 | 3.2916 | 0 | 3.2916 | 8.8764 | 12.168
2016-09-01 11:00 | 1.39 | 0 | 22.573 | 0 | 8.817 | 73.4427 | 30 | 42.7273 | 9.1827 | 0.8 | 29.1427 | 3.2708 | 71.87 | 0 | 12.4535 | 71.87 | 0 | 0 | 8.817 | 8.817 | 3.4386 | 0 | 3.4386 | 0 | 3.4386
2016-09-01 12:00 | 1.55 | 0 | 3.4564 | 14.0295 | 9.57 | 76.7263 | 25.5059 | 36.3266 | 7.8071 | 0.8 | 46.2684 | 5.1929 | 82.595 | 0 | 13 | 71.373 | 6.565 | 2.1883 | 11.7583 | 25.7878 | 3.7323 | 0.85345 | 4.5857 | 5.4715 | 10.0572
2016-09-01 13:00 | 1.56 | 0 | 14.3369 | 0 | 9.987 | 90.3463 | 22.7639 | 32.4213 | 6.9678 | 0.8 | 53.7467 | 6.0322 | 86.168 | 0 | 13 | 70.05 | 9.429 | 3.143 | 13.13 | 13.13 | 3.8949 | 1.2258 | 5.1207 | 0 | 5.1207
2016-09-01 14:00 | 1.49 | 0 | 5.924 | 0 | 10.566 | 95.9741 | 15 | 21.3636 | 4.5914 | 0.8 | 0.42836 | 0.048077 | 21.792 | 0 | 4.6394 | 0 | 12.749 | 4.2497 | 14.8157 | 14.8157 | 4.1207 | 1.6574 | 5.7781 | 0 | 5.7781
2016-09-01 15:00 | 1.35 | 0 | 5.699 | 0 | 10.651 | 101.3882 | 15 | 21.3636 | 4.5914 | 0.8 | 72.5244 | 8.1397 | 93.888 | 0 | 12.731 | 67.193 | 15.617 | 5.2057 | 15.8567 | 15.8567 | 4.1539 | 2.0302 | 6.1841 | 0 | 6.1841
2016-09-01 16:00 | 0.98 | 0 | 0 | 5.675 | 10.305 | 101.3882 | 15 | 21.3636 | 4.5914 | 0.8 | 74.7424 | 8.3886 | 96.106 | 0 | 12.98 | 66.372 | 17.394 | 5.798 | 16.103 | 21.778 | 4.019 | 2.2612 | 6.2802 | 2.2132 | 8.4934
2016-09-01 17:00 | 0.48 | 0 | 20.54 | 0 | 9.94 | 120.9012 | 30 | 42.7273 | 9.1827 | 0.8 | 23.2507 | 2.6095 | 65.978 | 0 | 11.7922 | 65.978 | 0 | 0 | 9.94 | 9.94 | 3.8766 | 0 | 3.8766 | 0 | 3.8766
2016-09-01 18:00 | 0.13 | 0 | 19.13 | 0 | 11 | 139.0747 | 30 | 42.7273 | 9.1827 | 0.8 | 23.3477 | 2.6204 | 66.075 | 0 | 11.8031 | 66.075 | 0 | 0 | 11 | 11 | 4.29 | 0 | 4.29 | 0 | 4.29
2016-09-01 19:00 | 0 | 0 | 13.411 | 0 | 16.589 | 151.8151 | 30 | 42.7273 | 9.1827 | 0.8 | 23.7607 | 2.6667 | 66.488 | 0 | 11.8495 | 66.488 | 0 | 0 | 16.589 | 16.589 | 6.4697 | 0 | 6.4697 | 0 | 6.4697
2016-09-01 20:00 | 0 | 20.286 | 0 | 0 | 20.286 | 130.4614 | 0 | 0 | 0 | 0 | 0 | 0 | 0 | 0 | 0 | 0 | 0 | 0 | 20.286 | 20.286 | 7.9115 | 0 | 7.9115 | 0 | 7.9115
2016-09-01 21:00 | 0 | 20.621 | 0 | 0 | 20.621 | 108.7551 | 0 | 0 | 0 | 0 | 0 | 0 | 0 | 0 | 0 | 0 | 0 | 0 | 20.621 | 20.621 | 8.0422 | 0 | 8.0422 | 0 | 8.0422
2016-09-01 22:00 | 0 | 20.46 | 0 | 0 | 20.46 | 87.2183 | 0 | 0 | 0 | 0 | 0 | 0 | 0 | 0 | 0 | 0 | 0 | 0 | 20.46 | 20.46 | 7.9794 | 0 | 7.9794 | 0 | 7.9794
2016-09-01 23:00 | 0 | 19.599 | 0 | 0 | 19.599 | 66.5877 | 0 | 0 | 0 | 0 | 0 | 0 | 0 | 0 | 0 | 0 | 0 | 0 | 19.599 | 19.599 | 7.6436 | 0 | 7.6436 | 0 | 7.6436
2016-09-02 | 0 | 4.7236 | 0 | 0 | 16.512 | 61.6156 | 11.7884 | 16.7896 | 3.6083 | 0.77725 | 0 | 0 | 15.977 | 0.81258 | 3.6083 | 0 | 9.346 | 3.1153 | 19.6273 | 19.6273 | 6.4397 | 1.215 | 7.6547 | 0 | 7.6547
2016-09-02 01:00 | 0 | 3.5309 | 0 | 0 | 13.888 | 57.8988 | 10.3571 | 14.751 | 3.1702 | 0.8 | 0 | 0 | 14.751 | 1.7764e-15 | 3.1702 | 0 | 8.63 | 2.8767 | 16.7647 | 16.7647 | 5.4163 | 1.1219 | 6.5382 | 0 | 6.5382
2016-09-02 02:00 | 0 | 0 | 0 | 0 | 12.578 | 57.8988 | 12.578 | 17.9141 | 3.85 | 0.69245 | 0 | 0 | 13.815 | 4.0991 | 3.85 | 0 | 8.082 | 2.694 | 15.272 | 15.272 | 4.9054 | 1.0507 | 5.9561 | 0 | 5.9561
2016-09-02 03:00 | 0 | 0 | 0 | 0 | 12.193 | 57.8988 | 12.193 | 17.3658 | 3.7322 | 0.69118 | 0 | 0 | 13.345 | 4.0208 | 3.7322 | 0 | 7.807 | 2.6023 | 14.7953 | 14.7953 | 4.7553 | 1.0149 | 5.7702 | 0 | 5.7702
2016-09-02 04:00 | 0 | 0 | 0 | 0 | 11.664 | 57.8988 | 11.664 | 16.6124 | 3.5702 | 0.68674 | 0 | 0 | 12.609 | 4.0034 | 3.5702 | 0 | 7.376 | 2.4587 | 14.1227 | 14.1227 | 4.549 | 0.95888 | 5.5078 | 0 | 5.5078
2016-09-02 05:00 | 0 | 11.082 | 0 | 0 | 11.082 | 46.2335 | 0 | 0 | 0 | 0 | 0 | 0 | 0 | 0 | 0 | 0 | 0 | 0 | 11.082 | 11.082 | 4.322 | 0 | 4.322 | 0 | 4.322
2016-09-02 06:00 | 0 | 0 | 0 | 0 | 9.618 | 46.2335 | 9.618 | 13.6984 | 2.944 | 0.33 | 0 | 0 | 0 | 13.6984 | 2.944 | 0 | 0 | 0 | 9.618 | 9.618 | 3.751 | 0 | 3.751 | 0 | 3.751
2016-09-02 07:00 | 0.02 | 7.77 | 0 | 0 | 7.79 | 38.0546 | 0 | 0 | 0 | 0 | 0 | 0 | 0 | 0 | 0 | 0 | 0 | 0 | 7.79 | 7.79 | 3.0381 | 0 | 3.0381 | 0 | 3.0381
2016-09-02 08:00 | 0.28 | 7.307 | 0 | 0 | 7.587 | 30.363 | 0 | 0 | 0 | 0 | 0 | 0 | 0 | 0 | 0 | 0 | 0 | 0 | 7.587 | 7.587 | 2.9589 | 0 | 2.9589 | 0 | 2.9589
2016-09-02 09:00 | 0.7 | 0 | 22.7 | 0 | 8 | 51.928 | 30 | 42.7273 | 9.1827 | 0.8 | 28.7387 | 3.2254 | 71.466 | 0 | 12.4082 | 71.466 | 0 | 0 | 8 | 8 | 3.12 | 0 | 3.12 | 0 | 3.12
2016-09-02 10:00 | 1.2 | 0 | 22.897 | 0 | 8.303 | 73.6802 | 30 | 42.7273 | 9.1827 | 0.8 | 28.7657 | 3.2285 | 71.493 | 0 | 12.4112 | 71.493 | 0 | 0 | 8.303 | 8.303 | 3.2382 | 0 | 3.2382 | 0 | 3.2382
2016-09-02 11:00 | 1.32 | 0 | 22.574 | 0 | 8.746 | 95.1255 | 30 | 42.7273 | 9.1827 | 0.8 | 28.7337 | 3.2249 | 71.461 | 0 | 12.4076 | 71.461 | 0 | 0 | 8.746 | 8.746 | 3.4109 | 0 | 3.4109 | 0 | 3.4109
2016-09-02 12:00 | 1.46 | 0 | 16.355 | 0 | 9.865 | 110.6627 | 24.76 | 35.2642 | 7.5788 | 0.8 | 48.3028 | 5.4212 | 83.567 | 0 | 13 | 71.013 | 7.344 | 2.448 | 12.313 | 12.313 | 3.8474 | 0.95472 | 4.8021 | 0 | 4.8021
2016-09-02 13:00 | 1.38 | 0 | 0 | 14.2599 | 9.907 | 110.6627 | 22.7869 | 32.454 | 6.9749 | 0.8 | 53.684 | 6.0251 | 86.138 | 0 | 13 | 70.062 | 9.405 | 3.135 | 13.042 | 27.3019 | 3.8637 | 1.2227 | 5.0864 | 5.5614 | 10.6477
2016-09-02 14:00 | 0.96 | 0 | 0 | 3.9246 | 10.187 | 110.6627 | 13.1516 | 18.731 | 4.0256 | 0.8 | 0 | 0 | 18.731 | 0 | 4.0256 | 0 | 10.957 | 3.6523 | 13.8393 | 17.7639 | 3.9729 | 1.4244 | 5.3973 | 1.5306 | 6.9279
2016-09-02 15:00 | 0.74 | 0 | 5.402 | 0 | 10.338 | 115.7946 | 15 | 21.3636 | 4.5914 | 0.8 | 65.9474 | 7.4015 | 87.311 | 0 | 11.9929 | 69.627 | 10.345 | 3.4483 | 13.7863 | 13.7863 | 4.0318 | 1.3449 | 5.3767 | 0 | 5.3767
2016-09-02 16:00 | 0.55 | 0 | 4.0663 | 9.9373 | 9.915 | 119.6576 | 23.3686 | 33.2826 | 7.1529 | 0.8 | 52.0974 | 5.8471 | 85.38 | 0 | 13 | 70.342 | 8.797 | 2.9323 | 12.8473 | 22.7846 | 3.8668 | 1.1436 | 5.0105 | 3.8755 | 8.886
2016-09-02 17:00 | 0.2 | 0 | 20.165 | 0 | 10.035 | 138.8144 | 30 | 42.7273 | 9.1827 | 0.8 | 28.0217 | 3.145 | 70.749 | 0 | 12.3277 | 70.749 | 0 | 0 | 10.035 | 10.035 | 3.9137 | 0 | 3.9137 | 0 | 3.9137
2016-09-02 18:00 | 0.04 | 0 | 0 | 19.225 | 10.815 | 138.8144 | 30 | 42.7273 | 9.1827 | 0.8 | 27.4497 | 3.0808 | 70.177 | 0 | 12.2635 | 70.177 | 0 | 0 | 10.815 | 30.04 | 4.2179 | 0 | 4.2179 | 7.4978 | 11.7156
2016-09-02 19:00 | 0 | 0 | 13.685 | 0 | 16.315 | 151.8151 | 30 | 42.7273 | 9.1827 | 0.8 | 26.3657 | 2.9591 | 69.093 | 0 | 12.1419 | 69.093 | 0 | 0 | 16.315 | 16.315 | 6.3629 | 0 | 6.3629 | 0 | 6.3629
2016-09-02 20:00 | 0 | 20.298 | 0 | 0 | 20.298 | 130.4488 | 0 | 0 | 0 | 0 | 0 | 0 | 0 | 0 | 0 | 0 | 0 | 0 | 20.298 | 20.298 | 7.9162 | 0 | 7.9162 | 0 | 7.9162
2016-09-02 21:00 | 0 | 19.994 | 0 | 0 | 19.994 | 109.4025 | 0 | 0 | 0 | 0 | 0 | 0 | 0 | 0 | 0 | 0 | 0 | 0 | 19.994 | 19.994 | 7.7977 | 0 | 7.7977 | 0 | 7.7977
2016-09-02 22:00 | 0 | 13.473 | 0 | 0 | 20.973 | 95.2204 | 7.5 | 10.6818 | 2.2957 | 0.33 | 0 | 0 | 0 | 10.6818 | 2.2957 | 0 | 0 | 0 | 20.973 | 20.973 | 8.1795 | 0 | 8.1795 | 0 | 8.1795
2016-09-02 23:00 | 0 | 11.739 | 0 | 0 | 19.239 | 82.8635 | 7.5 | 10.6818 | 2.2957 | 0.33 | 0 | 0 | 0 | 10.6818 | 2.2957 | 0 | 0 | 0 | 19.239 | 19.239 | 7.5032 | 0 | 7.5032 | 0 | 7.5032
2016-09-03 | 0 | 7.7336 | 0 | 0 | 16.414 | 74.7229 | 8.6804 | 12.363 | 2.657 | 0.8 | 0 | 0 | 12.363 | 0 | 2.657 | 0 | 7.232 | 2.4107 | 18.8247 | 18.8247 | 6.4015 | 0.94016 | 7.3416 | 0 | 7.3416
2016-09-03 01:00 | 0 | 5.8176 | 0 | 0 | 14.083 | 68.5992 | 8.2654 | 11.772 | 2.53 | 0.8 | 0 | 0 | 11.772 | 1.7764e-15 | 2.53 | 0 | 6.887 | 2.2957 | 16.3787 | 16.3787 | 5.4924 | 0.89531 | 6.3877 | 0 | 6.3877
2016-09-03 02:00 | 0 | 5.301 | 0 | 0 | 12.801 | 63.0192 | 7.5 | 10.6818 | 2.2957 | 0.79688 | 0 | 0 | 10.611 | 0.070818 | 2.2957 | 0 | 6.207 | 2.069 | 14.87 | 14.87 | 4.9924 | 0.80691 | 5.7993 | 0 | 5.7993
2016-09-03 03:00 | 0 | 3.6123 | 0 | 0 | 12.49 | 59.2167 | 8.8777 | 12.6439 | 2.7174 | 0.72729 | 0 | 0 | 10.688 | 1.9559 | 2.7174 | 0 | 6.252 | 2.084 | 14.574 | 14.574 | 4.8711 | 0.81276 | 5.6839 | 0 | 5.6839
2016-09-03 04:00 | 0 | 0 | 0 | 0 | 11.845 | 59.2167 | 11.845 | 16.8702 | 3.6257 | 0.63495 | 0 | 0 | 10.946 | 5.9242 | 3.6257 | 0 | 6.403 | 2.1343 | 13.9793 | 13.9793 | 4.6196 | 0.83239 | 5.4519 | 0 | 5.4519
2016-09-03 05:00 | 0 | 10.385 | 0 | 0 | 10.385 | 48.2851 | 0 | 0 | 0 | 0 | 0 | 0 | 0 | 0 | 0 | 0 | 0 | 0 | 10.385 | 10.385 | 4.0502 | 0 | 4.0502 | 0 | 4.0502
2016-09-03 06:00 | 0 | 9.358 | 0 | 0 | 9.358 | 38.4346 | 0 | 0 | 0 | 0 | 0 | 0 | 0 | 0 | 0 | 0 | 0 | 0 | 9.358 | 9.358 | 3.6496 | 0 | 3.6496 | 0 | 3.6496
2016-09-03 07:00 | 0.02 | 7.668 | 0 | 0 | 7.688 | 30.363 | 0 | 0 | 0 | 0 | 0 | 0 | 0 | 0 | 0 | 0 | 0 | 0 | 7.688 | 7.688 | 2.9983 | 0 | 2.9983 | 0 | 2.9983
2016-09-03 08:00 | 0.17 | 0 | 0 | 0 | 7.755 | 30.363 | 7.585 | 10.8029 | 2.3217 | 0.33 | 0 | 0 | 0 | 10.8029 | 2.3217 | 0 | 0 | 0 | 7.755 | 7.755 | 3.0244 | 0 | 3.0244 | 0 | 3.0244
2016-09-03 09:00 | 0.51 | 0 | 21.762 | 0 | 8.748 | 51.0369 | 30 | 42.7273 | 9.1827 | 0.8 | 29.5967 | 3.3217 | 72.324 | 0 | 12.5045 | 72.324 | 0 | 0 | 8.748 | 8.748 | 3.4117 | 0 | 3.4117 | 0 | 3.4117
2016-09-03 10:00 | 0.75 | 0 | 21.622 | 0 | 9.128 | 71.5778 | 30 | 42.7273 | 9.1827 | 0.8 | 29.6837 | 3.3315 | 72.411 | 0 | 12.5142 | 72.411 | 0 | 0 | 9.128 | 9.128 | 3.5599 | 0 | 3.5599 | 0 | 3.5599
2016-09-03 11:00 | 0.91 | 0 | 0 | 21.577 | 9.333 | 71.5778 | 30 | 42.7273 | 9.1827 | 0.8 | 29.8407 | 3.3491 | 72.568 | 0 | 12.5319 | 72.568 | 0 | 0 | 9.333 | 30.91 | 3.6399 | 0 | 3.6399 | 8.415 | 12.0549
2016-09-03 12:00 | 1.02 | 0 | 18.3984 | 0 | 10.096 | 89.0563 | 27.4744 | 39.1302 | 8.4097 | 0.8 | 40.8998 | 4.5903 | 80.03 | 0 | 13 | 72.323 | 4.509 | 1.503 | 11.599 | 11.599 | 3.9374 | 0.58617 | 4.5236 | 0 | 4.5236
2016-09-03 13:00 | 1.07 | 0 | 16.8004 | 0 | 9.652 | 105.0167 | 25.3824 | 36.1507 | 7.7693 | 0.8 | 46.6053 | 5.2307 | 82.756 | 0 | 13 | 71.314 | 6.693 | 2.231 | 11.883 | 11.883 | 3.7643 | 0.87009 | 4.6344 | 0 | 4.6344
2016-09-03 14:00 | 1.01 | 0 | 2.7435 | 0 | 9.49 | 107.623 | 11.2235 | 15.985 | 3.4354 | 0.8 | 0 | 0 | 15.985 | 0 | 3.4354 | 0 | 9.351 | 3.117 | 12.607 | 12.607 | 3.7011 | 1.2156 | 4.9167 | 0 | 4.9167
2016-09-03 15:00 | 0.79 | 0 | 6.377 | 0 | 9.413 | 113.6812 | 15 | 21.3636 | 4.5914 | 0.8 | 67.9414 | 7.6253 | 89.305 | 0 | 12.2167 | 68.889 | 11.943 | 3.981 | 13.394 | 13.394 | 3.6711 | 1.5526 | 5.2237 | 0 | 5.2237
2016-09-03 16:00 | 0.55 | 0 | 0 | 5.725 | 9.825 | 113.6812 | 15 | 21.3636 | 4.5914 | 0.8 | 70.0944 | 7.8669 | 91.458 | 0 | 12.4583 | 68.092 | 13.669 | 4.5563 | 14.3813 | 20.1063 | 3.8317 | 1.777 | 5.6087 | 2.2328 | 7.8415
2016-09-03 17:00 | 0.26 | 0 | 7.819 | 12.016 | 10.425 | 121.1092 | 30 | 42.7273 | 9.1827 | 0.8 | 25.0507 | 2.8115 | 67.778 | 0 | 11.9943 | 67.778 | 0 | 0 | 10.425 | 22.441 | 4.0658 | 0 | 4.0658 | 4.6862 | 8.752
2016-09-03 18:00 | 0.05 | 0 | 19.036 | 0 | 11.014 | 139.1934 | 30 | 42.7273 | 9.1827 | 0.8 | 25.0027 | 2.8061 | 67.73 | 0 | 11.9889 | 67.73 | 0 | 0 | 11.014 | 11.014 | 4.2955 | 0 | 4.2955 | 0 | 4.2955
2016-09-03 19:00 | 0 | 0 | 13.286 | 0 | 16.714 | 151.8151 | 30 | 42.7273 | 9.1827 | 0.8 | 25.1817 | 2.8262 | 67.909 | 0 | 12.009 | 67.909 | 0 | 0 | 16.714 | 16.714 | 6.5185 | 0 | 6.5185 | 0 | 6.5185
2016-09-03 20:00 | 0 | 20.481 | 0 | 0 | 20.481 | 130.2562 | 0 | 0 | 0 | 0 | 0 | 0 | 0 | 0 | 0 | 0 | 0 | 0 | 20.481 | 20.481 | 7.9876 | 0 | 7.9876 | 0 | 7.9876
2016-09-03 21:00 | 0 | 20.297 | 0 | 0 | 20.297 | 108.8909 | 0 | 0 | 0 | 0 | 0 | 0 | 0 | 0 | 0 | 0 | 0 | 0 | 20.297 | 20.297 | 7.9158 | 0 | 7.9158 | 0 | 7.9158
2016-09-03 22:00 | 0 | 19.916 | 0 | 0 | 19.916 | 87.9267 | 0 | 0 | 0 | 0 | 0 | 0 | 0 | 0 | 0 | 0 | 0 | 0 | 19.916 | 19.916 | 7.7672 | 0 | 7.7672 | 0 | 7.7672
2016-09-03 23:00 | 0 | 17.489 | 0 | 0 | 17.489 | 69.5172 | 0 | 0 | 0 | 0 | 0 | 0 | 0 | 0 | 0 | 0 | 0 | 0 | 17.489 | 17.489 | 6.8207 | 0 | 6.8207 | 0 | 6.8207
2016-09-04 | 0 | 2.3635 | 0 | 0 | 15.601 | 67.0293 | 13.2375 | 18.8534 | 4.0519 | 0.63047 | 0 | 0 | 12.053 | 6.8004 | 4.0519 | 0 | 7.051 | 2.3503 | 17.9513 | 17.9513 | 6.0844 | 0.91663 | 7.001 | 0 | 7.001
2016-09-04 01:00 | 0 | 6.926 | 0 | 0 | 14.497 | 59.7388 | 7.571 | 10.783 | 2.3174 | 0.8 | 0 | 0 | 10.783 | 0 | 2.3174 | 0 | 6.308 | 2.1027 | 16.5997 | 16.5997 | 5.6538 | 0.82004 | 6.4739 | 0 | 6.4739
2016-09-04 02:00 | 0 | 0 | 0 | 0 | 12.687 | 59.7388 | 12.687 | 18.0694 | 3.8834 | 0.5803 | 0 | 0 | 9.623 | 8.4464 | 3.8834 | 0 | 5.629 | 1.8763 | 14.5633 | 14.5633 | 4.9479 | 0.73177 | 5.6797 | 0 | 5.6797
2016-09-04 03:00 | 0 | 4.364 | 0 | 0 | 11.864 | 55.1451 | 7.5 | 10.6818 | 2.2957 | 0.70017 | 0 | 0 | 8.413 | 2.2688 | 2.2957 | 0 | 4.921 | 1.6403 | 13.5043 | 13.5043 | 4.627 | 0.63973 | 5.2667 | 0 | 5.2667
2016-09-04 04:00 | 0 | 0 | 0 | 0 | 11.283 | 55.1451 | 11.283 | 16.0697 | 3.4536 | 0.54962 | 0 | 0 | 7.509 | 8.5607 | 3.4536 | 0 | 4.393 | 1.4643 | 12.7473 | 12.7473 | 4.4004 | 0.57109 | 4.9715 | 0 | 4.9715
2016-09-04 05:00 | 0 | 0 | 0 | 0 | 9.871 | 55.1451 | 9.871 | 14.0587 | 3.0214 | 0.33 | 0 | 0 | 0 | 14.0587 | 3.0214 | 0 | 0 | 0 | 9.871 | 9.871 | 3.8497 | 0 | 3.8497 | 0 | 3.8497
2016-09-04 06:00 | 0 | 8.776 | 0 | 0 | 8.776 | 45.9072 | 0 | 0 | 0 | 0 | 0 | 0 | 0 | 0 | 0 | 0 | 0 | 0 | 8.776 | 8.776 | 3.4226 | 0 | 3.4226 | 0 | 3.4226
2016-09-04 07:00 | 0.02 | 7.628 | 0 | 0 | 7.648 | 37.8778 | 0 | 0 | 0 | 0 | 0 | 0 | 0 | 0 | 0 | 0 | 0 | 0 | 7.648 | 7.648 | 2.9827 | 0 | 2.9827 | 0 | 2.9827
2016-09-04 08:00 | 0.19 | 7.139 | 0 | 0 | 7.329 | 30.363 | 0 | 0 | 0 | 0 | 0 | 0 | 0 | 0 | 0 | 0 | 0 | 0 | 7.329 | 7.329 | 2.8583 | 0 | 2.8583 | 0 | 2.8583
2016-09-04 09:00 | 0.33 | 0 | 22.369 | 0 | 7.961 | 51.6136 | 30 | 42.7273 | 9.1827 | 0.8 | 30.7867 | 3.4553 | 73.514 | 0 | 12.638 | 73.514 | 0 | 0 | 7.961 | 7.961 | 3.1048 | 0 | 3.1048 | 0 | 3.1048
2016-09-04 10:00 | 0.7 | 0 | 22.38 | 0 | 8.32 | 72.8746 | 30 | 42.7273 | 9.1827 | 0.8 | 30.8787 | 3.4656 | 73.606 | 0 | 12.6484 | 73.606 | 0 | 0 | 8.32 | 8.32 | 3.2448 | 0 | 3.2448 | 0 | 3.2448
2016-09-04 11:00 | 1.11 | 0 | 22.486 | 0 | 8.624 | 94.2363 | 30 | 42.7273 | 9.1827 | 0.8 | 31.0147 | 3.4809 | 73.742 | 0 | 12.6636 | 73.742 | 0 | 0 | 8.624 | 8.624 | 3.3634 | 0 | 3.3634 | 0 | 3.3634
2016-09-04 12:00 | 1.19 | 0 | 20.83 | 0 | 9.41 | 114.0248 | 29.05 | 41.3742 | 8.8919 | 0.8 | 36.6028 | 4.1081 | 77.977 | 0 | 13 | 73.082 | 2.863 | 0.95433 | 10.3643 | 10.3643 | 3.6699 | 0.37219 | 4.0421 | 0 | 4.0421
2016-09-04 13:00 | 1.28 | 0 | 18.033 | 0 | 9.231 | 131.1561 | 25.984 | 37.0076 | 7.9535 | 0.8 | 44.9644 | 5.0465 | 81.972 | 0 | 13 | 71.604 | 6.065 | 2.0217 | 11.2527 | 11.2527 | 3.6001 | 0.78845 | 4.3885 | 0 | 4.3885
2016-09-04 14:00 | 1.26 | 0 | 3.274 | 0 | 9.616 | 134.2665 | 11.63 | 16.564 | 3.5599 | 0.8 | 0 | 0 | 16.564 | 0 | 3.5599 | 0 | 9.69 | 3.23 | 12.846 | 12.846 | 3.7502 | 1.2597 | 5.0099 | 0 | 5.0099
2016-09-04 15:00 | 1.07 | 0 | 2.5863 | 4.1367 | 9.347 | 136.7235 | 15 | 21.3636 | 4.5914 | 0.8 | 68.9404 | 7.7374 | 90.304 | 0 | 12.3288 | 68.52 | 12.744 | 4.248 | 13.595 | 17.7317 | 3.6453 | 1.6567 | 5.302 | 1.6133 | 6.9154
2016-09-04 16:00 | 0.75 | 0 | 0 | 6.188 | 9.562 | 136.7235 | 15 | 21.3636 | 4.5914 | 0.8 | 71.8754 | 8.0668 | 93.239 | 0 | 12.6582 | 67.433 | 15.096 | 5.032 | 14.594 | 20.782 | 3.7292 | 1.9625 | 5.6917 | 2.4133 | 8.105
2016-09-04 17:00 | 0.28 | 0 | 0 | 20.575 | 9.705 | 136.7235 | 30 | 42.7273 | 9.1827 | 0.8 | 24.0307 | 2.6971 | 66.758 | 0 | 11.8798 | 66.758 | 0 | 0 | 9.705 | 30.28 | 3.7849 | 0 | 3.7849 | 8.0243 | 11.8092
2016-09-04 18:00 | 0.05 | 0 | 0 | 19.297 | 10.753 | 136.7235 | 30 | 42.7273 | 9.1827 | 0.8 | 23.6887 | 2.6587 | 66.416 | 0 | 11.8414 | 66.416 | 0 | 0 | 10.753 | 30.05 | 4.1937 | 0 | 4.1937 | 7.5258 | 11.7195
2016-09-04 19:00 | 0 | 0 | 13.177 | 0 | 16.823 | 149.2416 | 30 | 42.7273 | 9.1827 | 0.8 | 23.7287 | 2.6632 | 66.456 | 0 | 11.8459 | 66.456 | 0 | 0 | 16.823 | 16.823 | 6.561 | 0 | 6.561 | 0 | 6.561
2016-09-04 20:00 | 0 | 21.048 | 0 | 0 | 21.048 | 127.0858 | 0 | 0 | 0 | 0 | 0 | 0 | 0 | 0 | 0 | 0 | 0 | 0 | 21.048 | 21.048 | 8.2087 | 0 | 8.2087 | 0 | 8.2087
2016-09-04 21:00 | 0 | 20.702 | 0 | 0 | 20.702 | 105.2942 | 0 | 0 | 0 | 0 | 0 | 0 | 0 | 0 | 0 | 0 | 0 | 0 | 20.702 | 20.702 | 8.0738 | 0 | 8.0738 | 0 | 8.0738
2016-09-04 22:00 | 0 | 20.375 | 0 | 0 | 20.375 | 83.8469 | 0 | 0 | 0 | 0 | 0 | 0 | 0 | 0 | 0 | 0 | 0 | 0 | 20.375 | 20.375 | 7.9463 | 0 | 7.9463 | 0 | 7.9463
2016-09-04 23:00 | 0 | 0 | 3.649 | 0 | 18.851 | 87.3134 | 22.5 | 32.0455 | 6.8871 | 0.33 | 0 | 0 | 0 | 32.0455 | 6.8871 | 0 | 0 | 0 | 18.851 | 18.851 | 7.3519 | 0 | 7.3519 | 0 | 7.3519
2016-09-05 | 0 | 6.9053 | 0 | 0 | 16.33 | 80.0446 | 9.4247 | 13.423 | 2.8848 | 0.8 | 0 | 0 | 13.423 | 0 | 2.8848 | 0 | 7.852 | 2.6173 | 18.9473 | 18.9473 | 6.3687 | 1.0208 | 7.3895 | 0 | 7.3895
2016-09-05 01:00 | 0 | 5.7833 | 0 | 0 | 14.166 | 73.957 | 8.3827 | 11.939 | 2.5659 | 0.8 | 0 | 0 | 11.939 | 0 | 2.5659 | 0 | 6.984 | 2.328 | 16.494 | 16.494 | 5.5247 | 0.90792 | 6.4327 | 0 | 6.4327
2016-09-05 02:00 | 0 | 5.3582 | 0 | 0 | 13.003 | 68.3167 | 7.6448 | 10.888 | 2.34 | 0.8 | 0 | 0 | 10.888 | 0 | 2.34 | 0 | 6.369 | 2.123 | 15.126 | 15.126 | 5.0712 | 0.82797 | 5.8991 | 0 | 5.8991
2016-09-05 03:00 | 0 | 4.767 | 0 | 0 | 12.267 | 63.2988 | 7.5 | 10.6818 | 2.2957 | 0.7799 | 0 | 0 | 10.225 | 0.45682 | 2.2957 | 0 | 5.982 | 1.994 | 14.261 | 14.261 | 4.7841 | 0.77766 | 5.5618 | 0 | 5.5618
2016-09-05 04:00 | 0 | 4.103 | 0 | 0 | 11.603 | 58.9799 | 7.5 | 10.6818 | 2.2957 | 0.72824 | 0 | 0 | 9.051 | 1.6308 | 2.2957 | 0 | 5.295 | 1.765 | 13.368 | 13.368 | 4.5252 | 0.68835 | 5.2135 | 0 | 5.2135
2016-09-05 05:00 | 0 | 10.15 | 0 | 0 | 10.15 | 48.2957 | 0 | 0 | 0 | 0 | 0 | 0 | 0 | 0 | 0 | 0 | 0 | 0 | 10.15 | 10.15 | 3.9585 | 0 | 3.9585 | 0 | 3.9585
2016-09-05 06:00 | 0 | 9.073 | 0 | 0 | 9.073 | 38.7451 | 0 | 0 | 0 | 0 | 0 | 0 | 0 | 0 | 0 | 0 | 0 | 0 | 9.073 | 9.073 | 3.5385 | 0 | 3.5385 | 0 | 3.5385
2016-09-05 07:00 | 0.02 | 0.551 | 0 | 0 | 8.071 | 38.1651 | 7.5 | 10.6818 | 2.2957 | 0.33 | 0 | 0 | 0 | 10.6818 | 2.2957 | 0 | 0 | 0 | 8.071 | 8.071 | 3.1477 | 0 | 3.1477 | 0 | 3.1477
2016-09-05 08:00 | 0.24 | 7.412 | 0 | 0 | 7.652 | 30.363 | 0 | 0 | 0 | 0 | 0 | 0 | 0 | 0 | 0 | 0 | 0 | 0 | 7.652 | 7.652 | 2.9843 | 0 | 2.9843 | 0 | 2.9843
2016-09-05 09:00 | 0.68 | 0 | 22.702 | 0 | 7.978 | 51.9299 | 30 | 42.7273 | 9.1827 | 0.8 | 30.7447 | 3.4506 | 73.472 | 0 | 12.6333 | 73.472 | 0 | 0 | 7.978 | 7.978 | 3.1114 | 0 | 3.1114 | 0 | 3.1114
2016-09-05 10:00 | 1.01 | 0 | 22.762 | 0 | 8.248 | 73.5538 | 30 | 42.7273 | 9.1827 | 0.8 | 30.9857 | 3.4776 | 73.713 | 0 | 12.6604 | 73.713 | 0 | 0 | 8.248 | 8.248 | 3.2167 | 0 | 3.2167 | 0 | 3.2167
2016-09-05 11:00 | 1.25 | 0 | 22.949 | 0 | 8.301 | 95.3554 | 30 | 42.7273 | 9.1827 | 0.8 | 31.2537 | 3.5077 | 73.981 | 0 | 12.6904 | 73.981 | 0 | 0 | 8.301 | 8.301 | 3.2374 | 0 | 3.2374 | 0 | 3.2374
2016-09-05 12:00 | 1.38 | 0 | 0 | 21.4954 | 9.075 | 95.3554 | 29.1904 | 41.5742 | 8.9349 | 0.8 | 36.2198 | 4.0651 | 77.794 | 0 | 13 | 73.15 | 2.716 | 0.90533 | 9.9803 | 31.4758 | 3.5393 | 0.35308 | 3.8923 | 8.3832 | 12.2755
2016-09-05 13:00 | 1.34 | 0 | 17.3519 | 0 | 9.161 | 111.8396 | 25.1729 | 35.8523 | 7.7052 | 0.8 | 47.1767 | 5.2948 | 83.029 | 0 | 13 | 71.212 | 6.913 | 2.3043 | 11.4653 | 11.4653 | 3.5728 | 0.89869 | 4.4715 | 0 | 4.4715
2016-09-05 14:00 | 1.26 | 0 | 1.1604 | 5.9121 | 9.154 | 112.9421 | 14.9666 | 21.316 | 4.5811 | 0.8 | 0 | 0 | 21.316 | 0 | 4.5811 | 0 | 12.47 | 4.1567 | 13.3107 | 19.2228 | 3.5701 | 1.6211 | 5.1912 | 2.3057 | 7.4969
2016-09-05 15:00 | 1.08 | 0 | 6.63 | 0 | 9.45 | 119.2406 | 15 | 21.3636 | 4.5914 | 0.8 | 73.6754 | 8.2688 | 95.039 | 0 | 12.8602 | 66.767 | 16.539 | 5.513 | 14.963 | 14.963 | 3.6855 | 2.1501 | 5.8356 | 0 | 5.8356
2016-09-05 16:00 | 0.79 | 0 | 0 | 5.1664 | 9.324 | 119.2406 | 13.7004 | 19.5127 | 4.1936 | 0.8 | 78.4653 | 8.8064 | 97.978 | 0 | 13 | 65.679 | 18.895 | 6.2983 | 15.6223 | 20.7887 | 3.6364 | 2.4564 | 6.0927 | 2.0149 | 8.1076
2016-09-05 17:00 | 0.31 | 0 | 20.825 | 0 | 9.485 | 139.0243 | 30 | 42.7273 | 9.1827 | 0.8 | 22.3687 | 2.5105 | 65.096 | 0 | 11.6933 | 65.096 | 0 | 0 | 9.485 | 9.485 | 3.6991 | 0 | 3.6991 | 0 | 3.6991
2016-09-05 18:00 | 0.07 | 0 | 0 | 19.559 | 10.511 | 139.0243 | 30 | 42.7273 | 9.1827 | 0.8 | 22.1437 | 2.4853 | 64.871 | 0 | 11.668 | 64.871 | 0 | 0 | 10.511 | 30.07 | 4.0993 | 0 | 4.0993 | 7.628 | 11.7273
2016-09-05 19:00 | 0 | 0 | 13.464 | 0 | 16.536 | 151.8151 | 30 | 42.7273 | 9.1827 | 0.8 | 22.2517 | 2.4974 | 64.979 | 0 | 11.6801 | 64.979 | 0 | 0 | 16.536 | 16.536 | 6.449 | 0 | 6.449 | 0 | 6.449
2016-09-05 20:00 | 0 | 20.617 | 0 | 0 | 20.617 | 130.113 | 0 | 0 | 0 | 0 | 0 | 0 | 0 | 0 | 0 | 0 | 0 | 0 | 20.617 | 20.617 | 8.0406 | 0 | 8.0406 | 0 | 8.0406
2016-09-05 21:00 | 0 | 21.279 | 0 | 0 | 21.279 | 107.7141 | 0 | 0 | 0 | 0 | 0 | 0 | 0 | 0 | 0 | 0 | 0 | 0 | 21.279 | 21.279 | 8.2988 | 0 | 8.2988 | 0 | 8.2988
2016-09-05 22:00 | 0 | 19.216 | 0 | 0 | 19.216 | 87.4867 | 0 | 0 | 0 | 0 | 0 | 0 | 0 | 0 | 0 | 0 | 0 | 0 | 19.216 | 19.216 | 7.4942 | 0 | 7.4942 | 0 | 7.4942
2016-09-05 23:00 | 0 | 17.249 | 0 | 0 | 17.249 | 69.3299 | 0 | 0 | 0 | 0 | 0 | 0 | 0 | 0 | 0 | 0 | 0 | 0 | 17.249 | 17.249 | 6.7271 | 0 | 6.7271 | 0 | 6.7271
2016-09-06 | 0 | 3.0035 | 0 | 0 | 15.159 | 66.1683 | 12.1555 | 17.3124 | 3.7207 | 0.75566 | 0 | 0 | 15.679 | 1.6334 | 3.7207 | 0 | 9.172 | 3.0573 | 18.2163 | 18.2163 | 5.912 | 1.1924 | 7.1044 | 0 | 7.1044
2016-09-06 01:00 | 0 | 0 | 0 | 0 | 13.844 | 66.1683 | 13.844 | 19.7172 | 4.2375 | 0.67654 | 0 | 0 | 14.538 | 5.1792 | 4.2375 | 0 | 8.505 | 2.835 | 16.679 | 16.679 | 5.3992 | 1.1057 | 6.5048 | 0 | 6.5048
2016-09-06 02:00 | 0 | 0 | 0 | 0 | 13.695 | 66.1683 | 13.695 | 19.505 | 4.1919 | 0.65667 | 0 | 0 | 13.557 | 5.948 | 4.1919 | 0 | 7.931 | 2.6437 | 16.3387 | 16.3387 | 5.3411 | 1.031 | 6.3721 | 0 | 6.3721
2016-09-06 03:00 | 0 | 0 | 0 | 0 | 12.573 | 66.1683 | 12.573 | 17.907 | 3.8485 | 0.6585 | 0 | 0 | 12.516 | 5.391 | 3.8485 | 0 | 7.322 | 2.4407 | 15.0137 | 15.0137 | 4.9035 | 0.95186 | 5.8553 | 0 | 5.8553
2016-09-06 04:00 | 0 | 0 | 0 | 0 | 11.512 | 66.1683 | 11.512 | 16.3959 | 3.5237 | 0.67347 | 0 | 0 | 11.982 | 4.4139 | 3.5237 | 0 | 7.01 | 2.3367 | 13.8487 | 13.8487 | 4.4897 | 0.9113 | 5.401 | 0 | 5.401
2016-09-06 05:00 | 0 | 9.942 | 0 | 0 | 9.942 | 55.703 | 0 | 0 | 0 | 0 | 0 | 0 | 0 | 0 | 0 | 0 | 0 | 0 | 9.942 | 9.942 | 3.8774 | 0 | 3.8774 | 0 | 3.8774
2016-09-06 06:00 | 0 | 8.882 | 0 | 0 | 8.882 | 46.3535 | 0 | 0 | 0 | 0 | 0 | 0 | 0 | 0 | 0 | 0 | 0 | 0 | 8.882 | 8.882 | 3.464 | 0 | 3.464 | 0 | 3.464
2016-09-06 07:00 | 0.02 | 7.569 | 0 | 0 | 7.589 | 38.3862 | 0 | 0 | 0 | 0 | 0 | 0 | 0 | 0 | 0 | 0 | 0 | 0 | 7.589 | 7.589 | 2.9597 | 0 | 2.9597 | 0 | 2.9597
2016-09-06 08:00 | 0.29 | 7.622 | 0 | 0 | 7.912 | 30.363 | 0 | 0 | 0 | 0 | 0 | 0 | 0 | 0 | 0 | 0 | 0 | 0 | 7.912 | 7.912 | 3.0857 | 0 | 3.0857 | 0 | 3.0857
2016-09-06 09:00 | 0.68 | 0 | 21.931 | 0 | 8.749 | 51.1975 | 30 | 42.7273 | 9.1827 | 0.8 | 29.7447 | 3.3384 | 72.472 | 0 | 12.5211 | 72.472 | 0 | 0 | 8.749 | 8.749 | 3.4121 | 0 | 3.4121 | 0 | 3.4121
2016-09-06 10:00 | 0.92 | 0 | 22.17 | 0 | 8.75 | 72.259 | 30 | 42.7273 | 9.1827 | 0.8 | 29.7577 | 3.3398 | 72.485 | 0 | 12.5225 | 72.485 | 0 | 0 | 8.75 | 8.75 | 3.4125 | 0 | 3.4125 | 0 | 3.4125
2016-09-06 11:00 | 1.26 | 0 | 22.569 | 0 | 8.691 | 93.6995 | 30 | 42.7273 | 9.1827 | 0.8 | 29.7967 | 3.3442 | 72.524 | 0 | 12.5269 | 72.524 | 0 | 0 | 8.691 | 8.691 | 3.3895 | 0 | 3.3895 | 0 | 3.3895
2016-09-06 12:00 | 1.44 | 0 | 0 | 19.2586 | 8.936 | 93.6995 | 26.7546 | 38.105 | 8.1893 | 0.8 | 42.863 | 4.8107 | 80.968 | 0 | 13 | 71.975 | 5.261 | 1.7537 | 10.6897 | 29.9482 | 3.485 | 0.68393 | 4.169 | 7.5108 | 11.6798
2016-09-06 13:00 | 1.68 | 0 | 13.5183 | 2.325 | 8.952 | 106.5419 | 23.1153 | 32.9219 | 7.0754 | 0.8 | 52.7881 | 5.9246 | 85.71 | 0 | 13 | 70.22 | 9.062 | 3.0207 | 11.9727 | 14.2977 | 3.4913 | 1.1781 | 4.6693 | 0.90677 | 5.5761
2016-09-06 14:00 | 1.59 | 0 | 0 | 7.116 | 9.474 | 106.5419 | 15 | 21.3636 | 4.5914 | 0.8 | 0.14436 | 0.016202 | 21.508 | 0 | 4.6076 | 0 | 12.582 | 4.194 | 13.668 | 20.784 | 3.6949 | 1.6357 | 5.3305 | 2.7752 | 8.1058
2016-09-06 15:00 | 1.42 | 0 | 0 | 6.544 | 9.876 | 106.5419 | 15 | 21.3636 | 4.5914 | 0.8 | 71.8374 | 8.0626 | 93.201 | 0 | 12.6539 | 67.447 | 15.066 | 5.022 | 14.898 | 21.442 | 3.8516 | 1.9586 | 5.8102 | 2.5522 | 8.3624
2016-09-06 16:00 | 1.15 | 0 | 6.716 | 0 | 9.434 | 112.9221 | 15 | 21.3636 | 4.5914 | 0.8 | 74.1104 | 8.3177 | 95.474 | 0 | 12.909 | 66.606 | 16.888 | 5.6293 | 15.0633 | 15.0633 | 3.6793 | 2.1954 | 5.8747 | 0 | 5.8747
2016-09-06 17:00 | 0.44 | 0 | 21.049 | 0 | 9.391 | 132.9187 | 30 | 42.7273 | 9.1827 | 0.8 | 23.3657 | 2.6224 | 66.093 | 0 | 11.8052 | 66.093 | 0 | 0 | 9.391 | 9.391 | 3.6625 | 0 | 3.6625 | 0 | 3.6625
2016-09-06 18:00 | 0.1 | 0 | 19.891 | 0 | 10.209 | 151.8151 | 30 | 42.7273 | 9.1827 | 0.8 | 23.1567 | 2.599 | 65.884 | 0 | 11.7817 | 65.884 | 0 | 0 | 10.209 | 10.209 | 3.9815 | 0 | 3.9815 | 0 | 3.9815
2016-09-06 19:00 | 0 | 0 | 0 | 14.221 | 15.779 | 151.8151 | 30 | 42.7273 | 9.1827 | 0.8 | 23.2887 | 2.6138 | 66.016 | 0 | 11.7965 | 66.016 | 0 | 0 | 15.779 | 30 | 6.1538 | 0 | 6.1538 | 5.5462 | 11.7
2016-09-06 20:00 | 0 | 20.42 | 0 | 0 | 20.42 | 130.3204 | 0 | 0 | 0 | 0 | 0 | 0 | 0 | 0 | 0 | 0 | 0 | 0 | 20.42 | 20.42 | 7.9638 | 0 | 7.9638 | 0 | 7.9638
2016-09-06 21:00 | 0 | 21.374 | 0 | 0 | 21.374 | 107.8214 | 0 | 0 | 0 | 0 | 0 | 0 | 0 | 0 | 0 | 0 | 0 | 0 | 21.374 | 21.374 | 8.3359 | 0 | 8.3359 | 0 | 8.3359
2016-09-06 22:00 | 0 | 19.959 | 0 | 0 | 19.959 | 86.812 | 0 | 0 | 0 | 0 | 0 | 0 | 0 | 0 | 0 | 0 | 0 | 0 | 19.959 | 19.959 | 7.784 | 0 | 7.784 | 0 | 7.784
2016-09-06 23:00 | 0 | 10.397 | 0 | 0 | 17.897 | 75.8677 | 7.5 | 10.6818 | 2.2957 | 0.33 | 0 | 0 | 0 | 10.6818 | 2.2957 | 0 | 0 | 0 | 17.897 | 17.897 | 6.9798 | 0 | 6.9798 | 0 | 6.9798
2016-09-07 | 0 | 5.3328 | 0 | 0 | 15.52 | 70.2542 | 10.1872 | 14.509 | 3.1182 | 0.8 | 0 | 0 | 14.509 | 0 | 3.1182 | 0 | 8.488 | 2.8293 | 18.3493 | 18.3493 | 6.0528 | 1.1034 | 7.1562 | 0 | 7.1562
2016-09-07 01:00 | 0 | 3.9461 | 0 | 0 | 13.653 | 66.1005 | 9.7069 | 13.825 | 2.9712 | 0.8 | 0 | 0 | 13.825 | 0 | 2.9712 | 0 | 8.088 | 2.696 | 16.349 | 16.349 | 5.3247 | 1.0514 | 6.3761 | 0 | 6.3761
2016-09-07 02:00 | 0 | 3.5144 | 0 | 0 | 12.805 | 62.4011 | 9.2906 | 13.232 | 2.8438 | 0.8 | 0 | 0 | 13.232 | 0 | 2.8438 | 0 | 7.741 | 2.5803 | 15.3853 | 15.3853 | 4.9939 | 1.0063 | 6.0003 | 0 | 6.0003
2016-09-07 03:00 | 0 | 3.6961 | 0 | 0 | 12.715 | 58.5104 | 9.0189 | 12.8451 | 2.7606 | 0.79608 | 0 | 0 | 12.738 | 0.10706 | 2.7606 | 0 | 7.452 | 2.484 | 15.199 | 15.199 | 4.9588 | 0.96876 | 5.9276 | 0 | 5.9276
2016-09-07 04:00 | 0 | 0 | 0 | 0 | 12.479 | 58.5104 | 12.479 | 17.7731 | 3.8197 | 0.6531 | 0 | 0 | 12.218 | 5.5551 | 3.8197 | 0 | 7.148 | 2.3827 | 14.8617 | 14.8617 | 4.8668 | 0.92924 | 5.7961 | 0 | 5.7961
2016-09-07 05:00 | 0 | 11.289 | 0 | 0 | 11.289 | 46.6272 | 0 | 0 | 0 | 0 | 0 | 0 | 0 | 0 | 0 | 0 | 0 | 0 | 11.289 | 11.289 | 4.4027 | 0 | 4.4027 | 0 | 4.4027
2016-09-07 06:00 | 0 | 0 | 0 | 0 | 10.396 | 46.6272 | 10.396 | 14.8064 | 3.1821 | 0.33 | 0 | 0 | 0 | 14.8064 | 3.1821 | 0 | 0 | 0 | 10.396 | 10.396 | 4.0544 | 0 | 4.0544 | 0 | 4.0544
2016-09-07 07:00 | 0.03 | 8.215 | 0 | 0 | 8.245 | 37.9799 | 0 | 0 | 0 | 0 | 0 | 0 | 0 | 0 | 0 | 0 | 0 | 0 | 8.245 | 8.245 | 3.2155 | 0 | 3.2155 | 0 | 3.2155
2016-09-07 08:00 | 0.39 | 7.236 | 0 | 0 | 7.626 | 30.363 | 0 | 0 | 0 | 0 | 0 | 0 | 0 | 0 | 0 | 0 | 0 | 0 | 7.626 | 7.626 | 2.9741 | 0 | 2.9741 | 0 | 2.9741
2016-09-07 09:00 | 0.95 | 0 | 0 | 22.976 | 7.974 | 30.363 | 30 | 42.7273 | 9.1827 | 0.8 | 29.2147 | 3.2789 | 71.942 | 0 | 12.4616 | 71.942 | 0 | 0 | 7.974 | 30.95 | 3.1099 | 0 | 3.1099 | 8.9606 | 12.0705
2016-09-07 10:00 | 1.28 | 0 | 21.2601 | 1.8139 | 8.206 | 50.5601 | 30 | 42.7273 | 9.1827 | 0.8 | 29.4007 | 3.2997 | 72.128 | 0 | 12.4825 | 72.128 | 0 | 0 | 8.206 | 10.0199 | 3.2003 | 0 | 3.2003 | 0.70742 | 3.9078
2016-09-07 11:00 | 1.5 | 0 | 22.708 | 0 | 8.792 | 72.1327 | 30 | 42.7273 | 9.1827 | 0.8 | 29.5117 | 3.3122 | 72.239 | 0 | 12.4949 | 72.239 | 0 | 0 | 8.792 | 8.792 | 3.4289 | 0 | 3.4289 | 0 | 3.4289
2016-09-07 12:00 | 1.67 | 0 | 0 | 18.8652 | 9.138 | 72.1327 | 26.3332 | 37.5049 | 8.0604 | 0.8 | 44.0121 | 4.9396 | 81.517 | 0 | 13 | 71.772 | 5.701 | 1.9003 | 11.0383 | 29.9036 | 3.5638 | 0.74113 | 4.305 | 7.3574 | 11.6624
2016-09-07 13:00 | 1.64 | 0 | 15.4197 | 0 | 9.328 | 86.7814 | 23.1077 | 32.9109 | 7.0731 | 0.8 | 52.8091 | 5.9269 | 85.72 | 0 | 13 | 70.216 | 9.07 | 3.0233 | 12.3513 | 12.3513 | 3.6379 | 1.1791 | 4.817 | 0 | 4.817
2016-09-07 14:00 | 1.64 | 0 | 6.6805 | 0 | 9.424 | 93.1279 | 14.4645 | 20.601 | 4.4275 | 0.8 | 0 | 0 | 20.601 | 0 | 4.4275 | 0 | 12.052 | 4.0173 | 13.4413 | 13.4413 | 3.6754 | 1.5668 | 5.2421 | 0 | 5.2421
2016-09-07 15:00 | 1.46 | 0 | 0 | 7.031 | 9.429 | 93.1279 | 15 | 21.3636 | 4.5914 | 0.8 | 71.1504 | 7.9855 | 92.514 | 0 | 12.5768 | 67.701 | 14.516 | 4.8387 | 14.2677 | 21.2987 | 3.6773 | 1.8871 | 5.5644 | 2.7421 | 8.3065
2016-09-07 16:00 | 1.15 | 0 | 6.965 | 0 | 9.185 | 99.7447 | 15 | 21.3636 | 4.5914 | 0.8 | 73.6014 | 8.2605 | 94.965 | 0 | 12.8519 | 66.794 | 16.48 | 5.4933 | 14.6783 | 14.6783 | 3.5821 | 2.1424 | 5.7246 | 0 | 5.7246
2016-09-07 17:00 | 0.57 | 0 | 21.505 | 0 | 9.065 | 120.1744 | 30 | 42.7273 | 9.1827 | 0.8 | 23.4897 | 2.6363 | 66.217 | 0 | 11.8191 | 66.217 | 0 | 0 | 9.065 | 9.065 | 3.5354 | 0 | 3.5354 | 0 | 3.5354
2016-09-07 18:00 | 0.13 | 0 | 19.871 | 0 | 10.259 | 139.0519 | 30 | 42.7273 | 9.1827 | 0.8 | 23.2667 | 2.6113 | 65.994 | 0 | 11.794 | 65.994 | 0 | 0 | 10.259 | 10.259 | 4.001 | 0 | 4.001 | 0 | 4.001
2016-09-07 19:00 | 0 | 0 | 13.435 | 0 | 16.565 | 151.8151 | 30 | 42.7273 | 9.1827 | 0.8 | 23.3847 | 2.6245 | 66.112 | 0 | 11.8073 | 66.112 | 0 | 0 | 16.565 | 16.565 | 6.4604 | 0 | 6.4604 | 0 | 6.4604
2016-09-07 20:00 | 0 | 20.802 | 0 | 0 | 20.802 | 129.9183 | 0 | 0 | 0 | 0 | 0 | 0 | 0 | 0 | 0 | 0 | 0 | 0 | 20.802 | 20.802 | 8.1128 | 0 | 8.1128 | 0 | 8.1128
2016-09-07 21:00 | 0 | 20.82 | 0 | 0 | 20.82 | 108.0025 | 0 | 0 | 0 | 0 | 0 | 0 | 0 | 0 | 0 | 0 | 0 | 0 | 20.82 | 20.82 | 8.1198 | 0 | 8.1198 | 0 | 8.1198
2016-09-07 22:00 | 0 | 18.981 | 0 | 0 | 18.981 | 88.0225 | 0 | 0 | 0 | 0 | 0 | 0 | 0 | 0 | 0 | 0 | 0 | 0 | 18.981 | 18.981 | 7.4026 | 0 | 7.4026 | 0 | 7.4026
2016-09-07 23:00 | 0 | 16.796 | 0 | 0 | 16.796 | 70.3425 | 0 | 0 | 0 | 0 | 0 | 0 | 0 | 0 | 0 | 0 | 0 | 0 | 16.796 | 16.796 | 6.5504 | 0 | 6.5504 | 0 | 6.5504
2016-09-08 | 0 | 0 | 0 | 0 | 14.826 | 70.3425 | 14.826 | 21.1158 | 4.5381 | 0.64106 | 0 | 0 | 13.975 | 7.1408 | 4.5381 | 0 | 8.176 | 2.7253 | 17.5513 | 17.5513 | 5.7821 | 1.0629 | 6.845 | 0 | 6.845
2016-09-08 01:00 | 0 | 0 | 0 | 0 | 13.234 | 70.3425 | 13.234 | 18.8484 | 4.0508 | 0.65566 | 0 | 0 | 13.06 | 5.7884 | 4.0508 | 0 | 7.64 | 2.5467 | 15.7807 | 15.7807 | 5.1613 | 0.9932 | 6.1545 | 0 | 6.1545
2016-09-08 02:00 | 0 | 0 | 0 | 0 | 12.239 | 70.3425 | 12.239 | 17.4313 | 3.7463 | 0.65461 | 0 | 0 | 12.039 | 5.3923 | 3.7463 | 0 | 7.043 | 2.3477 | 14.5867 | 14.5867 | 4.7732 | 0.91559 | 5.6888 | 0 | 5.6888
2016-09-08 03:00 | 0 | 3.4855 | 0 | 0 | 12.174 | 66.6735 | 8.6885 | 12.3745 | 2.6595 | 0.75516 | 0 | 0 | 11.194 | 1.1805 | 2.6595 | 0 | 6.548 | 2.1827 | 14.3567 | 14.3567 | 4.7479 | 0.85124 | 5.5991 | 0 | 5.5991
2016-09-08 04:00 | 0 | 0 | 0 | 0 | 11.226 | 66.6735 | 11.226 | 15.9885 | 3.4362 | 0.63563 | 0 | 0 | 10.397 | 5.5915 | 3.4362 | 0 | 6.082 | 2.0273 | 13.2533 | 13.2533 | 4.3781 | 0.79066 | 5.1688 | 0 | 5.1688
2016-09-08 05:00 | 0 | 10.172 | 0 | 0 | 10.172 | 55.9662 | 0 | 0 | 0 | 0 | 0 | 0 | 0 | 0 | 0 | 0 | 0 | 0 | 10.172 | 10.172 | 3.9671 | 0 | 3.9671 | 0 | 3.9671
2016-09-08 06:00 | 0 | 9.127 | 0 | 0 | 9.127 | 46.3588 | 0 | 0 | 0 | 0 | 0 | 0 | 0 | 0 | 0 | 0 | 0 | 0 | 9.127 | 9.127 | 3.5595 | 0 | 3.5595 | 0 | 3.5595
2016-09-08 07:00 | 0.03 | 7.742 | 0 | 0 | 7.772 | 38.2093 | 0 | 0 | 0 | 0 | 0 | 0 | 0 | 0 | 0 | 0 | 0 | 0 | 7.772 | 7.772 | 3.0311 | 0 | 3.0311 | 0 | 3.0311
2016-09-08 08:00 | 0.32 | 7.454 | 0 | 0 | 7.774 | 30.363 | 0 | 0 | 0 | 0 | 0 | 0 | 0 | 0 | 0 | 0 | 0 | 0 | 7.774 | 7.774 | 3.0319 | 0 | 3.0319 | 0 | 3.0319
2016-09-08 09:00 | 0.66 | 0 | 22.054 | 0 | 8.606 | 51.3143 | 30 | 42.7273 | 9.1827 | 0.8 | 30.0957 | 3.3777 | 72.823 | 0 | 12.5605 | 72.823 | 0 | 0 | 8.606 | 8.606 | 3.3563 | 0 | 3.3563 | 0 | 3.3563
2016-09-08 10:00 | 1.13 | 0 | 0 | 22.572 | 8.558 | 51.3143 | 30 | 42.7273 | 9.1827 | 0.8 | 30.3957 | 3.4114 | 73.123 | 0 | 12.5942 | 73.123 | 0 | 0 | 8.558 | 31.13 | 3.3376 | 0 | 3.3376 | 8.8031 | 12.1407
2016-09-08 11:00 | 1.38 | 0 | 23.042 | 0 | 8.338 | 73.2042 | 30 | 42.7273 | 9.1827 | 0.8 | 30.6977 | 3.4453 | 73.425 | 0 | 12.628 | 73.425 | 0 | 0 | 8.338 | 8.338 | 3.2518 | 0 | 3.2518 | 0 | 3.2518
2016-09-08 12:00 | 1.63 | 0 | 0 | 21.379 | 8.75 | 73.2042 | 28.499 | 40.5894 | 8.7233 | 0.8 | 38.1056 | 4.2767 | 78.695 | 0 | 13 | 72.817 | 3.438 | 1.146 | 9.896 | 31.275 | 3.4125 | 0.44694 | 3.8594 | 8.3378 | 12.1972
2016-09-08 13:00 | 1.27 | 0 | 17.0547 | 0 | 9.174 | 89.4062 | 24.9587 | 35.5473 | 7.6397 | 0.8 | 47.7607 | 5.3603 | 83.308 | 0 | 13 | 71.109 | 7.136 | 2.3787 | 11.5527 | 11.5527 | 3.5779 | 0.92768 | 4.5055 | 0 | 4.5055
2016-09-08 14:00 | 1.04 | 0 | 5.48 | 0 | 9.394 | 94.6123 | 13.834 | 19.703 | 4.2345 | 0.8 | 0 | 0 | 19.703 | 0 | 4.2345 | 0 | 11.526 | 3.842 | 13.236 | 13.236 | 3.6637 | 1.4984 | 5.162 | 0 | 5.162
2016-09-08 15:00 | 0.92 | 0 | 6.398 | 0 | 9.522 | 100.6904 | 15 | 21.3636 | 4.5914 | 0.8 | 71.6604 | 8.0427 | 93.024 | 0 | 12.6341 | 67.513 | 14.924 | 4.9747 | 14.4967 | 14.4967 | 3.7136 | 1.9401 | 5.6537 | 0 | 5.6537
2016-09-08 16:00 | 0.74 | 0 | 6.216 | 0 | 9.524 | 106.5956 | 15 | 21.3636 | 4.5914 | 0.8 | 74.3404 | 8.3435 | 95.704 | 0 | 12.9348 | 66.521 | 17.072 | 5.6907 | 15.2147 | 15.2147 | 3.7144 | 2.2194 | 5.9337 | 0 | 5.9337
2016-09-08 17:00 | 0.45 | 0 | 21.022 | 0 | 9.428 | 126.5665 | 30 | 42.7273 | 9.1827 | 0.8 | 23.1937 | 2.6031 | 65.921 | 0 | 11.7858 | 65.921 | 0 | 0 | 9.428 | 9.428 | 3.6769 | 0 | 3.6769 | 0 | 3.6769
2016-09-08 18:00 | 0.11 | 0 | 19.739 | 0 | 10.371 | 145.3185 | 30 | 42.7273 | 9.1827 | 0.8 | 22.9637 | 2.5773 | 65.691 | 0 | 11.76 | 65.691 | 0 | 0 | 10.371 | 10.371 | 4.0447 | 0 | 4.0447 | 0 | 4.0447
2016-09-08 19:00 | 0 | 0 | 6.8385 | 6.9505 | 16.211 | 151.8151 | 30 | 42.7273 | 9.1827 | 0.8 | 23.0967 | 2.5922 | 65.824 | 0 | 11.775 | 65.824 | 0 | 0 | 16.211 | 23.1615 | 6.3223 | 0 | 6.3223 | 2.7107 | 9.033
2016-09-08 20:00 | 0 | 20.999 | 0 | 0 | 20.999 | 129.7109 | 0 | 0 | 0 | 0 | 0 | 0 | 0 | 0 | 0 | 0 | 0 | 0 | 20.999 | 20.999 | 8.1896 | 0 | 8.1896 | 0 | 8.1896
2016-09-08 21:00 | 0 | 21.136 | 0 | 0 | 21.136 | 107.4625 | 0 | 0 | 0 | 0 | 0 | 0 | 0 | 0 | 0 | 0 | 0 | 0 | 21.136 | 21.136 | 8.243 | 0 | 8.243 | 0 | 8.243
2016-09-08 22:00 | 0 | 21.018 | 0 | 0 | 21.018 | 85.3383 | 0 | 0 | 0 | 0 | 0 | 0 | 0 | 0 | 0 | 0 | 0 | 0 | 21.018 | 21.018 | 8.197 | 0 | 8.197 | 0 | 8.197
2016-09-08 23:00 | 0 | 18.104 | 0 | 0 | 18.104 | 66.2814 | 0 | 0 | 0 | 0 | 0 | 0 | 0 | 0 | 0 | 0 | 0 | 0 | 18.104 | 18.104 | 7.0606 | 0 | 7.0606 | 0 | 7.0606
2016-09-09 | 0 | 5.6471 | 0 | 0 | 15.328 | 60.3372 | 9.6809 | 13.788 | 2.9632 | 0.8 | 0 | 0 | 13.788 | 0 | 2.9632 | 0 | 8.066 | 2.6887 | 18.0167 | 18.0167 | 5.9779 | 1.0486 | 7.0265 | 0 | 7.0265
2016-09-09 01:00 | 0 | 1.3884 | 0 | 0 | 12.976 | 58.8757 | 11.5876 | 16.5035 | 3.5469 | 0.70088 | 0 | 0 | 13.023 | 3.4805 | 3.5469 | 0 | 7.619 | 2.5397 | 15.5157 | 15.5157 | 5.0606 | 0.99047 | 6.0511 | 0 | 6.0511
2016-09-09 02:00 | 0 | 0 | 0 | 0 | 12.454 | 58.8757 | 12.454 | 17.7375 | 3.8121 | 0.65022 | 0 | 0 | 12.085 | 5.6525 | 3.8121 | 0 | 7.07 | 2.3567 | 14.8107 | 14.8107 | 4.8571 | 0.9191 | 5.7762 | 0 | 5.7762
2016-09-09 03:00 | 0 | 0 | 0 | 0 | 11.997 | 58.8757 | 11.997 | 17.0866 | 3.6722 | 0.61651 | 0 | 0 | 10.416 | 6.6706 | 3.6722 | 0 | 6.093 | 2.031 | 14.028 | 14.028 | 4.6788 | 0.79209 | 5.4709 | 0 | 5.4709
2016-09-09 04:00 | 0 | 0 | 0 | 0 | 11.754 | 58.8757 | 11.754 | 16.7405 | 3.5978 | 0.57788 | 0 | 0 | 8.829 | 7.9115 | 3.5978 | 0 | 5.165 | 1.7217 | 13.4757 | 13.4757 | 4.5841 | 0.67145 | 5.2555 | 0 | 5.2555
2016-09-09 05:00 | 0 | 10.327 | 0 | 0 | 10.327 | 48.0051 | 0 | 0 | 0 | 0 | 0 | 0 | 0 | 0 | 0 | 0 | 0 | 0 | 10.327 | 10.327 | 4.0275 | 0 | 4.0275 | 0 | 4.0275
2016-09-09 06:00 | 0 | 9.14 | 0 | 0 | 9.14 | 38.3841 | 0 | 0 | 0 | 0 | 0 | 0 | 0 | 0 | 0 | 0 | 0 | 0 | 9.14 | 9.14 | 3.5646 | 0 | 3.5646 | 0 | 3.5646
2016-09-09 07:00 | 0.03 | 0 | 0 | 0 | 7.798 | 38.3841 | 7.768 | 11.0635 | 2.3777 | 0.33 | 0 | 0 | 0 | 11.0635 | 2.3777 | 0 | 0 | 0 | 7.798 | 7.798 | 3.0412 | 0 | 3.0412 | 0 | 3.0412
2016-09-09 08:00 | 0.32 | 7.62 | 0 | 0 | 7.94 | 30.363 | 0 | 0 | 0 | 0 | 0 | 0 | 0 | 0 | 0 | 0 | 0 | 0 | 7.94 | 7.94 | 3.0966 | 0 | 3.0966 | 0 | 3.0966
2016-09-09 09:00 | 0.93 | 0 | 22.491 | 0 | 8.439 | 51.7295 | 30 | 42.7273 | 9.1827 | 0.8 | 30.3467 | 3.4059 | 73.074 | 0 | 12.5887 | 73.074 | 0 | 0 | 8.439 | 8.439 | 3.2912 | 0 | 3.2912 | 0 | 3.2912
2016-09-09 10:00 | 1.33 | 0 | 22.518 | 0 | 8.812 | 73.1216 | 30 | 42.7273 | 9.1827 | 0.8 | 30.3947 | 3.4113 | 73.122 | 0 | 12.594 | 73.122 | 0 | 0 | 8.812 | 8.812 | 3.4367 | 0 | 3.4367 | 0 | 3.4367
2016-09-09 11:00 | 1.57 | 0 | 0 | 22.589 | 8.981 | 73.1216 | 30 | 42.7273 | 9.1827 | 0.8 | 30.5467 | 3.4284 | 73.274 | 0 | 12.6111 | 73.274 | 0 | 0 | 8.981 | 31.57 | 3.5026 | 0 | 3.5026 | 8.8097 | 12.3123
2016-09-09 12:00 | 1.63 | 0 | 7.1686 | 13.9201 | 9.16 | 79.9317 | 28.6187 | 40.7599 | 8.7599 | 0.8 | 37.7791 | 4.2401 | 78.539 | 0 | 13 | 72.875 | 3.313 | 1.1043 | 10.2643 | 24.1844 | 3.5724 | 0.43069 | 4.0031 | 5.4288 | 9.4319
2016-09-09 13:00 | 1.62 | 0 | 16.2195 | 0 | 9.723 | 95.3403 | 24.3225 | 34.6412 | 7.4449 | 0.8 | 49.4958 | 5.5551 | 84.137 | 0 | 13 | 70.802 | 7.801 | 2.6003 | 12.3233 | 12.3233 | 3.792 | 1.0141 | 4.8061 | 0 | 4.8061
2016-09-09 14:00 | 1.6 | 0 | 5.8332 | 0 | 9.961 | 100.8818 | 14.1942 | 20.216 | 4.3447 | 0.8 | 0 | 0 | 20.216 | 0 | 4.3447 | 0 | 11.826 | 3.942 | 13.903 | 13.903 | 3.8848 | 1.5374 | 5.4222 | 0 | 5.4222
2016-09-09 15:00 | 1.33 | 0 | 6.109 | 0 | 10.221 | 106.6854 | 15 | 21.3636 | 4.5914 | 0.8 | 71.1724 | 7.9879 | 92.536 | 0 | 12.5793 | 67.693 | 14.533 | 4.8443 | 15.0653 | 15.0653 | 3.9862 | 1.8893 | 5.8755 | 0 | 5.8755
2016-09-09 16:00 | 0.89 | 0 | 6.106 | 0 | 9.784 | 112.4861 | 15 | 21.3636 | 4.5914 | 0.8 | 73.3054 | 8.2273 | 94.669 | 0 | 12.8187 | 66.904 | 16.242 | 5.414 | 15.198 | 15.198 | 3.8158 | 2.1115 | 5.9272 | 0 | 5.9272
2016-09-09 17:00 | 0.6 | 0 | 21.378 | 0 | 9.222 | 132.7952 | 30 | 42.7273 | 9.1827 | 0.8 | 23.6707 | 2.6566 | 66.398 | 0 | 11.8394 | 66.398 | 0 | 0 | 9.222 | 9.222 | 3.5966 | 0 | 3.5966 | 0 | 3.5966
2016-09-09 18:00 | 0.12 | 0 | 20.021 | 0 | 10.099 | 151.8151 | 30 | 42.7273 | 9.1827 | 0.8 | 23.4527 | 2.6322 | 66.18 | 0 | 11.8149 | 66.18 | 0 | 0 | 10.099 | 10.099 | 3.9386 | 0 | 3.9386 | 0 | 3.9386
2016-09-09 19:00 | 0 | 0 | 0 | 14.36 | 15.64 | 151.8151 | 30 | 42.7273 | 9.1827 | 0.8 | 23.5617 | 2.6444 | 66.289 | 0 | 11.8272 | 66.289 | 0 | 0 | 15.64 | 30 | 6.0996 | 0 | 6.0996 | 5.6004 | 11.7
2016-09-09 20:00 | 0 | 20.363 | 0 | 0 | 20.363 | 130.3804 | 0 | 0 | 0 | 0 | 0 | 0 | 0 | 0 | 0 | 0 | 0 | 0 | 20.363 | 20.363 | 7.9416 | 0 | 7.9416 | 0 | 7.9416
2016-09-09 21:00 | 0 | 20.449 | 0 | 0 | 20.449 | 108.8551 | 0 | 0 | 0 | 0 | 0 | 0 | 0 | 0 | 0 | 0 | 0 | 0 | 20.449 | 20.449 | 7.9751 | 0 | 7.9751 | 0 | 7.9751
2016-09-09 22:00 | 0 | 20.301 | 0 | 0 | 20.301 | 87.4856 | 0 | 0 | 0 | 0 | 0 | 0 | 0 | 0 | 0 | 0 | 0 | 0 | 20.301 | 20.301 | 7.9174 | 0 | 7.9174 | 0 | 7.9174
2016-09-09 23:00 | 0 | 17.757 | 0 | 0 | 17.757 | 68.7941 | 0 | 0 | 0 | 0 | 0 | 0 | 0 | 0 | 0 | 0 | 0 | 0 | 17.757 | 17.757 | 6.9252 | 0 | 6.9252 | 0 | 6.9252
2016-09-10 | 0 | 0 | 0 | 0 | 14.494 | 68.7941 | 14.494 | 20.643 | 4.4365 | 0.62025 | 0 | 0 | 12.748 | 7.895 | 4.4365 | 0 | 7.458 | 2.486 | 16.98 | 16.98 | 5.6527 | 0.96954 | 6.6222 | 0 | 6.6222
2016-09-10 01:00 | 0 | 3.8028 | 0 | 0 | 12.285 | 64.7911 | 8.4822 | 12.0807 | 2.5963 | 0.79857 | 0 | 0 | 12.044 | 0.036667 | 2.5963 | 0 | 7.046 | 2.3487 | 14.6337 | 14.6337 | 4.7912 | 0.91598 | 5.7071 | 0 | 5.7071
2016-09-10 02:00 | 0 | 3.6147 | 0 | 0 | 11.548 | 60.9862 | 7.9333 | 11.299 | 2.4283 | 0.8 | 0 | 0 | 11.299 | 0 | 2.4283 | 0 | 6.61 | 2.2033 | 13.7513 | 13.7513 | 4.5037 | 0.8593 | 5.363 | 0 | 5.363
2016-09-10 03:00 | 0 | 0 | 0 | 0 | 11.544 | 60.9862 | 11.544 | 16.4415 | 3.5335 | 0.61446 | 0 | 0 | 9.951 | 6.4905 | 3.5335 | 0 | 5.822 | 1.9407 | 13.4847 | 13.4847 | 4.5022 | 0.75686 | 5.259 | 0 | 5.259
2016-09-10 04:00 | 0 | 0 | 0 | 0 | 11.28 | 60.9862 | 11.28 | 16.0655 | 3.4527 | 0.55951 | 0 | 0 | 7.845 | 8.2205 | 3.4527 | 0 | 4.589 | 1.5297 | 12.8097 | 12.8097 | 4.3992 | 0.59657 | 4.9958 | 0 | 4.9958
2016-09-10 05:00 | 0 | 10.559 | 0 | 0 | 10.559 | 49.8714 | 0 | 0 | 0 | 0 | 0 | 0 | 0 | 0 | 0 | 0 | 0 | 0 | 10.559 | 10.559 | 4.118 | 0 | 4.118 | 0 | 4.118
2016-09-10 06:00 | 0 | 2.278 | 0 | 0 | 9.778 | 47.4735 | 7.5 | 10.6818 | 2.2957 | 0.33 | 0 | 0 | 0 | 10.6818 | 2.2957 | 0 | 0 | 0 | 9.778 | 9.778 | 3.8134 | 0 | 3.8134 | 0 | 3.8134
2016-09-10 07:00 | 0.03 | 8.485 | 0 | 0 | 8.515 | 38.542 | 0 | 0 | 0 | 0 | 0 | 0 | 0 | 0 | 0 | 0 | 0 | 0 | 8.515 | 8.515 | 3.3209 | 0 | 3.3209 | 0 | 3.3209
2016-09-10 08:00 | 0.46 | 7.77 | 0 | 0 | 8.23 | 30.363 | 0 | 0 | 0 | 0 | 0 | 0 | 0 | 0 | 0 | 0 | 0 | 0 | 8.23 | 8.23 | 3.2097 | 0 | 3.2097 | 0 | 3.2097
2016-09-10 09:00 | 0.96 | 0 | 0 | 22.095 | 8.865 | 30.363 | 30 | 42.7273 | 9.1827 | 0.8 | 31.2237 | 3.5043 | 73.951 | 0 | 12.6871 | 73.951 | 0 | 0 | 8.865 | 30.96 | 3.4573 | 0 | 3.4573 | 8.617 | 12.0744
2016-09-10 10:00 | 1.3 | 0 | 22.291 | 0 | 9.009 | 51.5395 | 30 | 42.7273 | 9.1827 | 0.8 | 31.4637 | 3.5313 | 74.191 | 0 | 12.714 | 74.191 | 0 | 0 | 9.009 | 9.009 | 3.5135 | 0 | 3.5135 | 0 | 3.5135
2016-09-10 11:00 | 1.57 | 0 | 22.594 | 0 | 8.976 | 73.0038 | 30 | 42.7273 | 9.1827 | 0.8 | 31.6447 | 3.5516 | 74.372 | 0 | 12.7343 | 74.372 | 0 | 0 | 8.976 | 8.976 | 3.5006 | 0 | 3.5006 | 0 | 3.5006
2016-09-10 12:00 | 1.34 | 0 | 22.045 | 0 | 9.295 | 93.9465 | 30 | 42.7273 | 9.1827 | 0.8 | 33.4107 | 3.7498 | 76.138 | 0 | 12.9325 | 73.763 | 1.389 | 0.463 | 9.758 | 9.758 | 3.625 | 0.18057 | 3.8056 | 0 | 3.8056
2016-09-10 13:00 | 1.5 | 0 | 17.0939 | 0 | 9.658 | 110.1857 | 25.2519 | 35.9648 | 7.7294 | 0.8 | 46.9612 | 5.2706 | 82.926 | 0 | 13 | 71.251 | 6.83 | 2.2767 | 11.9347 | 11.9347 | 3.7666 | 0.8879 | 4.6545 | 0 | 4.6545
2016-09-10 14:00 | 1.51 | 0 | 0 | 4.6246 | 10.362 | 110.1857 | 13.4766 | 19.194 | 4.1251 | 0.8 | 0 | 0 | 19.194 | 0 | 4.1251 | 0 | 11.228 | 3.7427 | 14.1047 | 18.7293 | 4.0412 | 1.4596 | 5.5008 | 1.8036 | 7.3044
2016-09-10 15:00 | 1.21 | 0 | 6.178 | 0 | 10.032 | 116.0548 | 15 | 21.3636 | 4.5914 | 0.8 | 71.0454 | 7.9737 | 92.409 | 0 | 12.565 | 67.74 | 14.431 | 4.8103 | 14.8423 | 14.8423 | 3.9125 | 1.876 | 5.7885 | 0 | 5.7885
2016-09-10 16:00 | 0.96 | 0 | 6.103 | 0 | 9.857 | 121.8527 | 15 | 21.3636 | 4.5914 | 0.8 | 74.1784 | 8.3253 | 95.542 | 0 | 12.9167 | 66.581 | 16.942 | 5.6473 | 15.5043 | 15.5043 | 3.8442 | 2.2025 | 6.0467 | 0 | 6.0467
2016-09-10 17:00 | 0.55 | 0 | 20.587 | 0 | 9.963 | 141.4103 | 30 | 42.7273 | 9.1827 | 0.8 | 23.2467 | 2.6091 | 65.974 | 0 | 11.7918 | 65.974 | 0 | 0 | 9.963 | 9.963 | 3.8856 | 0 | 3.8856 | 0 | 3.8856
2016-09-10 18:00 | 0.15 | 0 | 10.9524 | 8.5556 | 10.642 | 151.8151 | 30 | 42.7273 | 9.1827 | 0.8 | 23.0607 | 2.5882 | 65.788 | 0 | 11.7709 | 65.788 | 0 | 0 | 10.642 | 19.1976 | 4.1504 | 0 | 4.1504 | 3.3367 | 7.4871
2016-09-10 19:00 | 0 | 0 | 0 | 14.151 | 15.849 | 151.8151 | 30 | 42.7273 | 9.1827 | 0.8 | 23.2707 | 2.6118 | 65.998 | 0 | 11.7945 | 65.998 | 0 | 0 | 15.849 | 30 | 6.1811 | 0 | 6.1811 | 5.5189 | 11.7
2016-09-10 20:00 | 0 | 20.15 | 0 | 0 | 20.15 | 130.6046 | 0 | 0 | 0 | 0 | 0 | 0 | 0 | 0 | 0 | 0 | 0 | 0 | 20.15 | 20.15 | 7.8585 | 0 | 7.8585 | 0 | 7.8585
2016-09-10 21:00 | 0 | 19.813 | 0 | 0 | 19.813 | 109.7488 | 0 | 0 | 0 | 0 | 0 | 0 | 0 | 0 | 0 | 0 | 0 | 0 | 19.813 | 19.813 | 7.7271 | 0 | 7.7271 | 0 | 7.7271
2016-09-10 22:00 | 0 | 0 | 3.37 | 0 | 19.13 | 112.9503 | 22.5 | 32.0455 | 6.8871 | 0.33 | 0 | 0 | 0 | 32.0455 | 6.8871 | 0 | 0 | 0 | 19.13 | 19.13 | 7.4607 | 0 | 7.4607 | 0 | 7.4607
2016-09-10 23:00 | 0 | 18.283 | 0 | 0 | 18.283 | 93.705 | 0 | 0 | 0 | 0 | 0 | 0 | 0 | 0 | 0 | 0 | 0 | 0 | 18.283 | 18.283 | 7.1304 | 0 | 7.1304 | 0 | 7.1304
2016-09-11 | 0 | 7.371 | 0 | 0 | 14.871 | 85.9461 | 7.5 | 10.6818 | 2.2957 | 0.73779 | 0 | 0 | 9.268 | 1.4138 | 2.2957 | 0 | 5.422 | 1.8073 | 16.6783 | 16.6783 | 5.7997 | 0.70486 | 6.5046 | 0 | 6.5046
2016-09-11 01:00 | 0 | 5.241 | 0 | 0 | 12.741 | 80.4292 | 7.5 | 10.6818 | 2.2957 | 0.71408 | 0 | 0 | 8.729 | 1.9528 | 2.2957 | 0 | 5.107 | 1.7023 | 14.4433 | 14.4433 | 4.969 | 0.66391 | 5.6329 | 0 | 5.6329
2016-09-11 02:00 | 0 | 4.984 | 0 | 0 | 12.484 | 75.1829 | 7.5 | 10.6818 | 2.2957 | 0.67008 | 0 | 0 | 7.729 | 2.9528 | 2.2957 | 0 | 4.522 | 1.5073 | 13.9913 | 13.9913 | 4.8688 | 0.58786 | 5.4566 | 0 | 5.4566
2016-09-11 03:00 | 0 | 4.144 | 0 | 0 | 11.644 | 70.8208 | 7.5 | 10.6818 | 2.2957 | 0.61239 | 0 | 0 | 6.418 | 4.2638 | 2.2957 | 0 | 3.754 | 1.2513 | 12.8953 | 12.8953 | 4.5412 | 0.48802 | 5.0292 | 0 | 5.0292
2016-09-11 04:00 | 0 | 3.297 | 0 | 0 | 10.797 | 67.3503 | 7.5 | 10.6818 | 2.2957 | 0.57125 | 0 | 0 | 5.483 | 5.1988 | 2.2957 | 0 | 3.208 | 1.0693 | 11.8663 | 11.8663 | 4.2108 | 0.41704 | 4.6279 | 0 | 4.6279
2016-09-11 05:00 | 0 | 9.947 | 0 | 0 | 9.947 | 56.8798 | 0 | 0 | 0 | 0 | 0 | 0 | 0 | 0 | 0 | 0 | 0 | 0 | 9.947 | 9.947 | 3.8793 | 0 | 3.8793 | 0 | 3.8793
2016-09-11 06:00 | 0 | 8.804 | 0 | 0 | 8.804 | 47.6124 | 0 | 0 | 0 | 0 | 0 | 0 | 0 | 0 | 0 | 0 | 0 | 0 | 8.804 | 8.804 | 3.4336 | 0 | 3.4336 | 0 | 3.4336
2016-09-11 07:00 | 0.03 | 7.928 | 0 | 0 | 7.958 | 39.2671 | 0 | 0 | 0 | 0 | 0 | 0 | 0 | 0 | 0 | 0 | 0 | 0 | 7.958 | 7.958 | 3.1036 | 0 | 3.1036 | 0 | 3.1036
2016-09-11 08:00 | 0.44 | 7.308 | 0 | 0 | 7.748 | 31.5745 | 0 | 0 | 0 | 0 | 0 | 0 | 0 | 0 | 0 | 0 | 0 | 0 | 7.748 | 7.748 | 3.0217 | 0 | 3.0217 | 0 | 3.0217
2016-09-11 09:00 | 0.99 | 0 | 22.62 | 0 | 8.37 | 53.0635 | 30 | 42.7273 | 9.1827 | 0.8 | 31.0687 | 3.487 | 73.796 | 0 | 12.6697 | 73.796 | 0 | 0 | 8.37 | 8.37 | 3.2643 | 0 | 3.2643 | 0 | 3.2643
2016-09-11 10:00 | 1.37 | 0 | 23.365 | 0 | 8.005 | 75.2603 | 30 | 42.7273 | 9.1827 | 0.8 | 31.1577 | 3.4969 | 73.885 | 0 | 12.6797 | 73.885 | 0 | 0 | 8.005 | 8.005 | 3.122 | 0 | 3.122 | 0 | 3.122
2016-09-11 11:00 | 1.59 | 0 | 23.242 | 0 | 8.348 | 97.3402 | 30 | 42.7273 | 9.1827 | 0.8 | 31.1917 | 3.5008 | 73.919 | 0 | 12.6835 | 73.919 | 0 | 0 | 8.348 | 8.348 | 3.2557 | 0 | 3.2557 | 0 | 3.2557
2016-09-11 12:00 | 1.66 | 0 | 12.8564 | 9.666 | 8.757 | 109.5537 | 29.6194 | 42.1852 | 9.0662 | 0.8 | 35.0498 | 3.9338 | 77.235 | 0 | 13 | 73.357 | 2.268 | 0.756 | 9.513 | 19.179 | 3.4152 | 0.29484 | 3.7101 | 3.7698 | 7.4798
2016-09-11 13:00 | 1.68 | 0 | 17.5127 | 0 | 8.958 | 126.1908 | 24.7907 | 35.3079 | 7.5882 | 0.8 | 48.2191 | 5.4118 | 83.527 | 0 | 13 | 71.028 | 7.312 | 2.4373 | 11.3953 | 11.3953 | 3.4936 | 0.95056 | 4.4442 | 0 | 4.4442
2016-09-11 14:00 | 1.6 | 0 | 0 | 5.8663 | 9.739 | 126.1908 | 14.0053 | 19.947 | 4.2869 | 0.8 | 0 | 0 | 19.947 | 0 | 4.2869 | 0 | 11.669 | 3.8897 | 13.6287 | 19.495 | 3.7982 | 1.517 | 5.3152 | 2.2879 | 7.6031
2016-09-11 15:00 | 1.44 | 0 | 6.633 | 0 | 9.807 | 132.4921 | 15 | 21.3636 | 4.5914 | 0.8 | 71.5134 | 8.0262 | 92.877 | 0 | 12.6176 | 67.567 | 14.807 | 4.9357 | 14.7427 | 14.7427 | 3.8247 | 1.9249 | 5.7496 | 0 | 5.7496
2016-09-11 16:00 | 1.15 | 0 | 6.44 | 0 | 9.71 | 138.6101 | 15 | 21.3636 | 4.5914 | 0.8 | 74.1474 | 8.3218 | 95.511 | 0 | 12.9132 | 66.592 | 16.918 | 5.6393 | 15.3493 | 15.3493 | 3.7869 | 2.1993 | 5.9862 | 0 | 5.9862
2016-09-11 17:00 | 0.65 | 0 | 0 | 20.893 | 9.757 | 138.6101 | 30 | 42.7273 | 9.1827 | 0.8 | 23.2697 | 2.6116 | 65.997 | 0 | 11.7944 | 65.997 | 0 | 0 | 9.757 | 30.65 | 3.8052 | 0 | 3.8052 | 8.1483 | 11.9535
2016-09-11 18:00 | 0.12 | 0 | 0 | 19.688 | 10.432 | 138.6101 | 30 | 42.7273 | 9.1827 | 0.8 | 23.0097 | 2.5825 | 65.737 | 0 | 11.7652 | 65.737 | 0 | 0 | 10.432 | 30.12 | 4.0685 | 0 | 4.0685 | 7.6783 | 11.7468
2016-09-11 19:00 | 0 | 0 | 13.9 | 0 | 16.1 | 151.8151 | 30 | 42.7273 | 9.1827 | 0.8 | 23.0937 | 2.5919 | 65.821 | 0 | 11.7746 | 65.821 | 0 | 0 | 16.1 | 16.1 | 6.279 | 0 | 6.279 | 0 | 6.279
2016-09-11 20:00 | 0 | 21.025 | 0 | 0 | 21.025 | 129.6835 | 0 | 0 | 0 | 0 | 0 | 0 | 0 | 0 | 0 | 0 | 0 | 0 | 21.025 | 21.025 | 8.1997 | 0 | 8.1997 | 0 | 8.1997
2016-09-11 21:00 | 0 | 21.455 | 0 | 0 | 21.455 | 107.0993 | 0 | 0 | 0 | 0 | 0 | 0 | 0 | 0 | 0 | 0 | 0 | 0 | 21.455 | 21.455 | 8.3674 | 0 | 8.3674 | 0 | 8.3674
2016-09-11 22:00 | 0 | 19.521 | 0 | 0 | 19.521 | 86.5509 | 0 | 0 | 0 | 0 | 0 | 0 | 0 | 0 | 0 | 0 | 0 | 0 | 19.521 | 19.521 | 7.6132 | 0 | 7.6132 | 0 | 7.6132
2016-09-11 23:00 | 0 | 9.371 | 0 | 0 | 16.871 | 76.6867 | 7.5 | 10.6818 | 2.2957 | 0.33 | 0 | 0 | 0 | 10.6818 | 2.2957 | 0 | 0 | 0 | 16.871 | 16.871 | 6.5797 | 0 | 6.5797 | 0 | 6.5797
2016-09-12 | 0 | 7.023 | 0 | 0 | 14.523 | 69.2941 | 7.5 | 10.6818 | 2.2957 | 0.70646 | 0 | 0 | 8.556 | 2.1258 | 2.2957 | 0 | 5.005 | 1.6683 | 16.1913 | 16.1913 | 5.664 | 0.65065 | 6.3146 | 0 | 6.3146
2016-09-12 01:00 | 0 | 5.712 | 0 | 0 | 13.212 | 63.2814 | 7.5 | 10.6818 | 2.2957 | 0.62229 | 0 | 0 | 6.643 | 4.0388 | 2.2957 | 0 | 3.886 | 1.2953 | 14.5073 | 14.5073 | 5.1527 | 0.50518 | 5.6579 | 0 | 5.6579
2016-09-12 02:00 | 0 | 4.568 | 0 | 0 | 12.068 | 58.473 | 7.5 | 10.6818 | 2.2957 | 0.54256 | 0 | 0 | 4.831 | 5.8508 | 2.2957 | 0 | 2.826 | 0.942 | 13.01 | 13.01 | 4.7065 | 0.36738 | 5.0739 | 0 | 5.0739
2016-09-12 03:00 | 0 | 0.90249 | 0 | 0 | 11.496 | 57.523 | 10.5935 | 15.0877 | 3.2426 | 0.43408 | 0 | 0 | 3.341 | 11.7467 | 3.2426 | 0 | 1.954 | 0.65133 | 12.1473 | 12.1473 | 4.4834 | 0.25402 | 4.7375 | 0 | 4.7375
2016-09-12 04:00 | 0 | 11.22 | 0 | 0 | 11.22 | 45.7125 | 0 | 0 | 0 | 0 | 1.976 | 0.22177 | 1.976 | 0 | 0.22177 | 0 | 1.156 | 0.38533 | 11.6053 | 11.6053 | 4.3758 | 0.15028 | 4.5261 | 0 | 4.5261
2016-09-12 05:00 | 0 | 0 | 0 | 0 | 9.791 | 45.7125 | 9.791 | 13.9448 | 2.9969 | 0.33 | 0 | 0 | 0 | 13.9448 | 2.9969 | 0 | 0 | 0 | 9.791 | 9.791 | 3.8185 | 0 | 3.8185 | 0 | 3.8185
2016-09-12 06:00 | 0 | 0 | 0 | 0 | 8.594 | 45.7125 | 8.594 | 12.2399 | 2.6305 | 0.33 | 0 | 0 | 0 | 12.2399 | 2.6305 | 0 | 0 | 0 | 8.594 | 8.594 | 3.3517 | 0 | 3.3517 | 0 | 3.3517
2016-09-12 07:00 | 0.05 | 7.425 | 0 | 0 | 7.475 | 37.8967 | 0 | 0 | 0 | 0 | 0 | 0 | 0 | 0 | 0 | 0 | 0 | 0 | 7.475 | 7.475 | 2.9152 | 0 | 2.9152 | 0 | 2.9152
2016-09-12 08:00 | 0.42 | 7.157 | 0 | 0 | 7.577 | 30.363 | 0 | 0 | 0 | 0 | 0 | 0 | 0 | 0 | 0 | 0 | 0 | 0 | 7.577 | 7.577 | 2.955 | 0 | 2.955 | 0 | 2.955
2016-09-12 09:00 | 0.99 | 0 | 22.727 | 0 | 8.263 | 51.9537 | 30 | 42.7273 | 9.1827 | 0.8 | 32.5807 | 3.6566 | 75.308 | 0 | 12.8394 | 75.308 | 0 | 0 | 8.263 | 8.263 | 3.2226 | 0 | 3.2226 | 0 | 3.2226
2016-09-12 10:00 | 1.34 | 0 | 23.001 | 0 | 8.339 | 73.8046 | 30 | 42.7273 | 9.1827 | 0.8 | 32.8007 | 3.6813 | 75.528 | 0 | 12.8641 | 75.528 | 0 | 0 | 8.339 | 8.339 | 3.2522 | 0 | 3.2522 | 0 | 3.2522
2016-09-12 11:00 | 1.56 | 0 | 23.202 | 0 | 8.358 | 95.8465 | 30 | 42.7273 | 9.1827 | 0.8 | 32.9827 | 3.7018 | 75.71 | 0 | 12.8845 | 75.71 | 0 | 0 | 8.358 | 8.358 | 3.2596 | 0 | 3.2596 | 0 | 3.2596
2016-09-12 12:00 | 1.65 | 0 | 22.387 | 0 | 9.263 | 117.1142 | 30 | 42.7273 | 9.1827 | 0.8 | 30.5607 | 3.4299 | 73.288 | 0 | 12.6127 | 74.818 | -0.895 | -0.29833 | 8.9647 | 8.9647 | 3.6126 | -0.11635 | 3.4962 | 0 | 3.4962
2016-09-12 13:00 | 1.67 | 0 | 20.6404 | 0 | 9.154 | 136.7226 | 28.1244 | 40.056 | 8.6086 | 0.8 | 39.127 | 4.3914 | 79.183 | 0 | 13 | 72.636 | 3.83 | 1.2767 | 10.4307 | 10.4307 | 3.5701 | 0.4979 | 4.068 | 0 | 4.068
2016-09-12 14:00 | 1.62 | 0 | 0 | 3.8366 | 9.747 | 136.7226 | 11.9636 | 17.039 | 3.6619 | 0.8 | 0 | 0 | 17.039 | 0 | 3.6619 | 0 | 9.968 | 3.3227 | 13.0697 | 16.9062 | 3.8013 | 1.2958 | 5.0972 | 1.4963 | 6.5934
2016-09-12 15:00 | 1.43 | 0 | 6.349 | 0 | 10.081 | 142.7541 | 15 | 21.3636 | 4.5914 | 0.8 | 71.1734 | 7.988 | 92.537 | 0 | 12.5794 | 67.693 | 14.534 | 4.8447 | 14.9257 | 14.9257 | 3.9316 | 1.8894 | 5.821 | 0 | 5.821
2016-09-12 16:00 | 1.11 | 0 | 5.91 | 0 | 10.2 | 148.3686 | 15 | 21.3636 | 4.5914 | 0.8 | 74.3914 | 8.3492 | 95.755 | 0 | 12.9406 | 66.502 | 17.113 | 5.7043 | 15.9043 | 15.9043 | 3.978 | 2.2247 | 6.2027 | 0 | 6.2027
2016-09-12 17:00 | 0.69 | 0 | 0 | 20.685 | 10.005 | 148.3686 | 30 | 42.7273 | 9.1827 | 0.8 | 23.1137 | 2.5941 | 65.841 | 0 | 11.7769 | 65.841 | 0 | 0 | 10.005 | 30.69 | 3.9019 | 0 | 3.9019 | 8.0671 | 11.9691
2016-09-12 18:00 | 0.13 | 0 | 0 | 19.402 | 10.728 | 148.3686 | 30 | 42.7273 | 9.1827 | 0.8 | 22.8467 | 2.5642 | 65.574 | 0 | 11.7469 | 65.574 | 0 | 0 | 10.728 | 30.13 | 4.1839 | 0 | 4.1839 | 7.5668 | 11.7507
2016-09-12 19:00 | 0 | 0 | 3.6279 | 9.5111 | 16.861 | 151.8151 | 30 | 42.7273 | 9.1827 | 0.8 | 22.9317 | 2.5737 | 65.659 | 0 | 11.7564 | 65.659 | 0 | 0 | 16.861 | 26.3721 | 6.5758 | 0 | 6.5758 | 3.7093 | 10.2851
2016-09-12 20:00 | 0 | 21.416 | 0 | 0 | 21.416 | 129.272 | 0 | 0 | 0 | 0 | 0 | 0 | 0 | 0 | 0 | 0 | 0 | 0 | 21.416 | 21.416 | 8.3522 | 0 | 8.3522 | 0 | 8.3522
2016-09-12 21:00 | 0 | 20.994 | 0 | 0 | 20.994 | 107.173 | 0 | 0 | 0 | 0 | 0 | 0 | 0 | 0 | 0 | 0 | 0 | 0 | 20.994 | 20.994 | 8.1877 | 0 | 8.1877 | 0 | 8.1877
2016-09-12 22:00 | 0 | 19.878 | 0 | 0 | 19.878 | 86.2488 | 0 | 0 | 0 | 0 | 0 | 0 | 0 | 0 | 0 | 0 | 0 | 0 | 19.878 | 19.878 | 7.7524 | 0 | 7.7524 | 0 | 7.7524
2016-09-12 23:00 | 0 | 0 | 4.278 | 0 | 18.222 | 90.3129 | 22.5 | 32.0455 | 6.8871 | 0.33 | 0 | 0 | 0 | 32.0455 | 6.8871 | 0 | 0 | 0 | 18.222 | 18.222 | 7.1066 | 0 | 7.1066 | 0 | 7.1066
2016-09-13 | 0 | 7.1335 | 0 | 0 | 15.347 | 82.8039 | 8.2135 | 11.698 | 2.5141 | 0.8 | 0 | 0 | 11.698 | 0 | 2.5141 | 0 | 6.843 | 2.281 | 17.628 | 17.628 | 5.9853 | 0.88959 | 6.8749 | 0 | 6.8749
2016-09-13 01:00 | 0 | 6.2614 | 0 | 0 | 13.824 | 76.213 | 7.5626 | 10.771 | 2.3149 | 0.8 | 0 | 0 | 10.771 | 0 | 2.3149 | 0 | 6.301 | 2.1003 | 15.9243 | 15.9243 | 5.3914 | 0.81913 | 6.2105 | 0 | 6.2105
2016-09-13 02:00 | 0 | 5.065 | 0 | 0 | 12.565 | 70.8814 | 7.5 | 10.6818 | 2.2957 | 0.74096 | 0 | 0 | 9.34 | 1.3418 | 2.2957 | 0 | 5.464 | 1.8213 | 14.3863 | 14.3863 | 4.9004 | 0.71032 | 5.6107 | 0 | 5.6107
2016-09-13 03:00 | 0 | 4.003 | 0 | 0 | 11.503 | 66.6678 | 7.5 | 10.6818 | 2.2957 | 0.69934 | 0 | 0 | 8.394 | 2.2878 | 2.2957 | 0 | 4.91 | 1.6367 | 13.1397 | 13.1397 | 4.4862 | 0.6383 | 5.1245 | 0 | 5.1245
2016-09-13 04:00 | 0 | 0.44249 | 0 | 0 | 10.555 | 66.202 | 10.1125 | 14.4027 | 3.0954 | 0.54939 | 0 | 0 | 6.723 | 7.6797 | 3.0954 | 0 | 3.933 | 1.311 | 11.866 | 11.866 | 4.1165 | 0.51129 | 4.6277 | 0 | 4.6277
2016-09-13 05:00 | 0 | 9.616 | 0 | 0 | 9.616 | 56.0799 | 0 | 0 | 0 | 0 | 0 | 0 | 0 | 0 | 0 | 0 | 0 | 0 | 9.616 | 9.616 | 3.7502 | 0 | 3.7502 | 0 | 3.7502
2016-09-13 06:00 | 0 | 8.918 | 0 | 0 | 8.918 | 46.6925 | 0 | 0 | 0 | 0 | 0 | 0 | 0 | 0 | 0 | 0 | 0 | 0 | 8.918 | 8.918 | 3.478 | 0 | 3.478 | 0 | 3.478
2016-09-13 07:00 | 0.04 | 7.666 | 0 | 0 | 7.706 | 38.623 | 0 | 0 | 0 | 0 | 0 | 0 | 0 | 0 | 0 | 0 | 0 | 0 | 7.706 | 7.706 | 3.0053 | 0 | 3.0053 | 0 | 3.0053
2016-09-13 08:00 | 0.28 | 7.847 | 0 | 0 | 8.127 | 30.363 | 0 | 0 | 0 | 0 | 0 | 0 | 0 | 0 | 0 | 0 | 0 | 0 | 8.127 | 8.127 | 3.1695 | 0 | 3.1695 | 0 | 3.1695
2016-09-13 09:00 | 0.68 | 0 | 0 | 22.236 | 8.444 | 30.363 | 30 | 42.7273 | 9.1827 | 0.8 | 32.3827 | 3.6344 | 75.11 | 0 | 12.8172 | 75.11 | 0 | 0 | 8.444 | 30.68 | 3.2932 | 0 | 3.2932 | 8.672 | 11.9652
2016-09-13 10:00 | 1.22 | 0 | 22.578 | 0 | 8.642 | 51.8121 | 30 | 42.7273 | 9.1827 | 0.8 | 32.3807 | 3.6342 | 75.108 | 0 | 12.8169 | 75.108 | 0 | 0 | 8.642 | 8.642 | 3.3704 | 0 | 3.3704 | 0 | 3.3704
2016-09-13 11:00 | 1.12 | 0 | 22.144 | 0 | 8.976 | 72.8489 | 30 | 42.7273 | 9.1827 | 0.8 | 32.1277 | 3.6058 | 74.855 | 0 | 12.7885 | 74.855 | 0 | 0 | 8.976 | 8.976 | 3.5006 | 0 | 3.5006 | 0 | 3.5006
2016-09-13 12:00 | 1.54 | 0 | 22.326 | 0 | 9.214 | 94.0586 | 30 | 42.7273 | 9.1827 | 0.8 | 33.5847 | 3.7693 | 76.312 | 0 | 12.9521 | 73.699 | 1.528 | 0.50933 | 9.7233 | 9.7233 | 3.5935 | 0.19864 | 3.7921 | 0 | 3.7921
2016-09-13 13:00 | 1.33 | 0 | 0 | 18.1599 | 9.323 | 94.0586 | 26.1529 | 37.248 | 8.0052 | 0.8 | 44.504 | 4.9948 | 81.752 | 0 | 13 | 71.685 | 5.889 | 1.963 | 11.286 | 29.4459 | 3.636 | 0.76557 | 4.4015 | 7.0824 | 11.4839
2016-09-13 14:00 | 1.08 | 0 | 4.113 | 0 | 9.745 | 97.966 | 12.778 | 18.199 | 3.9112 | 0.8 | 0 | 0 | 18.199 | 0 | 3.9112 | 0 | 10.646 | 3.5487 | 13.2937 | 13.2937 | 3.8005 | 1.384 | 5.1845 | 0 | 5.1845
2016-09-13 15:00 | 0.71 | 0 | 6.025 | 0 | 9.685 | 103.6897 | 15 | 21.3636 | 4.5914 | 0.8 | 70.8614 | 7.953 | 92.225 | 0 | 12.5444 | 67.808 | 14.284 | 4.7613 | 14.4463 | 14.4463 | 3.7771 | 1.8569 | 5.6341 | 0 | 5.6341
2016-09-13 16:00 | 0.41 | 0 | 6.031 | 0 | 9.379 | 109.4192 | 15 | 21.3636 | 4.5914 | 0.8 | 73.0654 | 8.2004 | 94.429 | 0 | 12.7917 | 66.993 | 16.05 | 5.35 | 14.729 | 14.729 | 3.6578 | 2.0865 | 5.7443 | 0 | 5.7443
2016-09-13 17:00 | 0.28 | 0 | 20.854 | 0 | 9.426 | 129.2305 | 30 | 42.7273 | 9.1827 | 0.8 | 23.8697 | 2.679 | 66.597 | 0 | 11.8617 | 66.597 | 0 | 0 | 9.426 | 9.426 | 3.6761 | 0 | 3.6761 | 0 | 3.6761
2016-09-13 18:00 | 0.06 | 0 | 19.298 | 0 | 10.762 | 147.5636 | 30 | 42.7273 | 9.1827 | 0.8 | 23.7077 | 2.6608 | 66.435 | 0 | 11.8435 | 66.435 | 0 | 0 | 10.762 | 10.762 | 4.1972 | 0 | 4.1972 | 0 | 4.1972
2016-09-13 19:00 | 0 | 0 | 4.4753 | 9.4067 | 16.118 | 151.8151 | 30 | 42.7273 | 9.1827 | 0.8 | 23.5757 | 2.646 | 66.303 | 0 | 11.8287 | 66.303 | 0 | 0 | 16.118 | 25.5247 | 6.286 | 0 | 6.286 | 3.6686 | 9.9546
2016-09-13 20:00 | 0 | 19.655 | 0 | 0 | 19.655 | 131.1256 | 0 | 0 | 0 | 0 | 0 | 0 | 0 | 0 | 0 | 0 | 0 | 0 | 19.655 | 19.655 | 7.6655 | 0 | 7.6655 | 0 | 7.6655
2016-09-13 21:00 | 0 | 19.681 | 0 | 0 | 19.681 | 110.4088 | 0 | 0 | 0 | 0 | 0 | 0 | 0 | 0 | 0 | 0 | 0 | 0 | 19.681 | 19.681 | 7.6756 | 0 | 7.6756 | 0 | 7.6756
2016-09-13 22:00 | 0 | 19.353 | 0 | 0 | 19.353 | 90.0372 | 0 | 0 | 0 | 0 | 0 | 0 | 0 | 0 | 0 | 0 | 0 | 0 | 19.353 | 19.353 | 7.5477 | 0 | 7.5477 | 0 | 7.5477
2016-09-13 23:00 | 0 | 10.611 | 0 | 0 | 18.111 | 78.8677 | 7.5 | 10.6818 | 2.2957 | 0.33 | 0 | 0 | 0 | 10.6818 | 2.2957 | 0 | 0 | 0 | 18.111 | 18.111 | 7.0633 | 0 | 7.0633 | 0 | 7.0633
2016-09-14 | 0 | 7.5 | 0 | 0 | 15.281 | 70.973 | 7.781 | 11.082 | 2.3817 | 0.8 | 0 | 0 | 11.082 | 0 | 2.3817 | 0 | 6.483 | 2.161 | 17.442 | 17.442 | 5.9596 | 0.84279 | 6.8024 | 0 | 6.8024
2016-09-14 01:00 | 0 | 5.658 | 0 | 0 | 13.158 | 65.0172 | 7.5 | 10.6818 | 2.2957 | 0.76855 | 0 | 0 | 9.967 | 0.71482 | 2.2957 | 0 | 5.831 | 1.9437 | 15.1017 | 15.1017 | 5.1316 | 0.75803 | 5.8896 | 0 | 5.8896
2016-09-14 02:00 | 0 | 4.594 | 0 | 0 | 12.094 | 60.1814 | 7.5 | 10.6818 | 2.2957 | 0.71729 | 0 | 0 | 8.802 | 1.8798 | 2.2957 | 0 | 5.149 | 1.7163 | 13.8103 | 13.8103 | 4.7167 | 0.66937 | 5.386 | 0 | 5.386
2016-09-14 03:00 | 0 | 0.072468 | 0 | 0 | 11.919 | 60.1051 | 11.8465 | 16.8723 | 3.6261 | 0.5433 | 0 | 0 | 7.657 | 9.2153 | 3.6261 | 0 | 4.479 | 1.493 | 13.412 | 13.412 | 4.6484 | 0.58227 | 5.2307 | 0 | 5.2307
2016-09-14 04:00 | 0 | 0 | 0 | 0 | 11.078 | 60.1051 | 11.078 | 15.7778 | 3.3909 | 0.5236 | 0 | 0 | 6.499 | 9.2788 | 3.3909 | 0 | 3.802 | 1.2673 | 12.3453 | 12.3453 | 4.3204 | 0.49426 | 4.8147 | 0 | 4.8147
2016-09-14 05:00 | 0 | 10.089 | 0 | 0 | 10.089 | 49.4851 | 0 | 0 | 0 | 0 | 0 | 0 | 0 | 0 | 0 | 0 | 0 | 0 | 10.089 | 10.089 | 3.9347 | 0 | 3.9347 | 0 | 3.9347
2016-09-14 06:00 | 0 | 9.848 | 0 | 0 | 9.848 | 39.1188 | 0 | 0 | 0 | 0 | 0 | 0 | 0 | 0 | 0 | 0 | 0 | 0 | 9.848 | 9.848 | 3.8407 | 0 | 3.8407 | 0 | 3.8407
2016-09-14 07:00 | 0.01 | 0 | 0 | 0 | 8.537 | 39.1188 | 8.527 | 12.1445 | 2.61 | 0.33 | 0 | 0 | 0 | 12.1445 | 2.61 | 0 | 0 | 0 | 8.537 | 8.537 | 3.3294 | 0 | 3.3294 | 0 | 3.3294
2016-09-14 08:00 | 0.07 | 8.318 | 0 | 0 | 8.388 | 30.363 | 0 | 0 | 0 | 0 | 0 | 0 | 0 | 0 | 0 | 0 | 0 | 0 | 8.388 | 8.388 | 3.2713 | 0 | 3.2713 | 0 | 3.2713
2016-09-14 09:00 | 0.19 | 0 | 21.763 | 0 | 8.427 | 51.0379 | 30 | 42.7273 | 9.1827 | 0.8 | 31.4297 | 3.5275 | 74.157 | 0 | 12.7102 | 74.157 | 0 | 0 | 8.427 | 8.427 | 3.2865 | 0 | 3.2865 | 0 | 3.2865
2016-09-14 10:00 | 0.32 | 0 | 22.15 | 0 | 8.17 | 72.0804 | 30 | 42.7273 | 9.1827 | 0.8 | 31.5717 | 3.5434 | 74.299 | 0 | 12.7261 | 74.299 | 0 | 0 | 8.17 | 8.17 | 3.1863 | 0 | 3.1863 | 0 | 3.1863
2016-09-14 11:00 | 0.43 | 0 | 0.75569 | 20.9633 | 8.711 | 72.7983 | 30 | 42.7273 | 9.1827 | 0.8 | 31.6667 | 3.5541 | 74.394 | 0 | 12.7368 | 74.394 | 0 | 0 | 8.711 | 29.6743 | 3.3973 | 0 | 3.3973 | 8.1757 | 11.573
2016-09-14 12:00 | 0.74 | 0 | 0 | 21.1155 | 9.194 | 72.7983 | 29.5695 | 42.1142 | 9.051 | 0.8 | 35.1858 | 3.949 | 77.3 | 0 | 13 | 73.333 | 2.321 | 0.77367 | 9.9677 | 31.0832 | 3.5857 | 0.30173 | 3.8874 | 8.2351 | 12.1224
2016-09-14 13:00 | 0.88 | 0 | 16.2066 | 0 | 9.735 | 88.1945 | 25.0616 | 35.6938 | 7.6711 | 0.8 | 47.4802 | 5.3289 | 83.174 | 0 | 13 | 71.159 | 7.029 | 2.343 | 12.078 | 12.078 | 3.7967 | 0.91377 | 4.7104 | 0 | 4.7104
2016-09-14 14:00 | 1.26 | 0 | 4.952 | 0 | 10.182 | 92.899 | 13.874 | 19.76 | 4.2467 | 0.8 | 0 | 0 | 19.76 | 0 | 4.2467 | 0 | 11.559 | 3.853 | 14.035 | 14.035 | 3.971 | 1.5027 | 5.4737 | 0 | 5.4737
2016-09-14 15:00 | 1.07 | 0 | 6.173 | 0 | 9.897 | 98.7633 | 15 | 21.3636 | 4.5914 | 0.8 | 71.2724 | 7.9991 | 92.636 | 0 | 12.5905 | 67.656 | 14.613 | 4.871 | 14.768 | 14.768 | 3.8598 | 1.8997 | 5.7595 | 0 | 5.7595
2016-09-14 16:00 | 0.92 | 0 | 0 | 5.834 | 10.086 | 98.7633 | 15 | 21.3636 | 4.5914 | 0.8 | 73.6984 | 8.2714 | 95.062 | 0 | 12.8628 | 66.758 | 16.557 | 5.519 | 15.605 | 21.439 | 3.9335 | 2.1524 | 6.086 | 2.2753 | 8.3612
2016-09-14 17:00 | 0.61 | 0 | 21.413 | 0 | 9.197 | 119.1057 | 30 | 42.7273 | 9.1827 | 0.8 | 23.6187 | 2.6508 | 66.346 | 0 | 11.8335 | 66.346 | 0 | 0 | 9.197 | 9.197 | 3.5868 | 0 | 3.5868 | 0 | 3.5868
2016-09-14 18:00 | 0.08 | 0 | 19.978 | 0 | 10.102 | 138.0848 | 30 | 42.7273 | 9.1827 | 0.8 | 23.7217 | 2.6624 | 66.449 | 0 | 11.8451 | 66.449 | 0 | 0 | 10.102 | 10.102 | 3.9398 | 0 | 3.9398 | 0 | 3.9398
2016-09-14 19:00 | 0 | 0 | 14.453 | 0 | 15.547 | 151.8151 | 30 | 42.7273 | 9.1827 | 0.8 | 24.2827 | 2.7253 | 67.01 | 0 | 11.9081 | 67.01 | 0 | 0 | 15.547 | 15.547 | 6.0633 | 0 | 6.0633 | 0 | 6.0633
2016-09-14 20:00 | 0 | 20.338 | 0 | 0 | 20.338 | 130.4067 | 0 | 0 | 0 | 0 | 0 | 0 | 0 | 0 | 0 | 0 | 0 | 0 | 20.338 | 20.338 | 7.9318 | 0 | 7.9318 | 0 | 7.9318
2016-09-14 21:00 | 0 | 20.202 | 0 | 0 | 20.202 | 109.1414 | 0 | 0 | 0 | 0 | 0 | 0 | 0 | 0 | 0 | 0 | 0 | 0 | 20.202 | 20.202 | 7.8788 | 0 | 7.8788 | 0 | 7.8788
2016-09-14 22:00 | 0 | 19.783 | 0 | 0 | 19.783 | 88.3172 | 0 | 0 | 0 | 0 | 0 | 0 | 0 | 0 | 0 | 0 | 0 | 0 | 19.783 | 19.783 | 7.7154 | 0 | 7.7154 | 0 | 7.7154
2016-09-14 23:00 | 0 | 17.659 | 0 | 0 | 17.659 | 69.7288 | 0 | 0 | 0 | 0 | 0 | 0 | 0 | 0 | 0 | 0 | 0 | 0 | 17.659 | 17.659 | 6.887 | 0 | 6.887 | 0 | 6.887
2016-09-15 | 0 | 5.4998 | 0 | 0 | 15.067 | 63.9395 | 9.5672 | 13.626 | 2.9284 | 0.8 | 0 | 0 | 13.626 | 0 | 2.9284 | 0 | 7.971 | 2.657 | 17.724 | 17.724 | 5.8761 | 1.0362 | 6.9124 | 0 | 6.9124
2016-09-15 01:00 | 0 | 0.059681 | 0 | 0 | 13.244 | 63.8767 | 13.1843 | 18.7777 | 4.0356 | 0.62538 | 0 | 0 | 11.801 | 6.9767 | 4.0356 | 0 | 6.904 | 2.3013 | 15.5453 | 15.5453 | 5.1652 | 0.89752 | 6.0627 | 0 | 6.0627
2016-09-15 02:00 | 0 | 0 | 0 | 0 | 12.881 | 63.8767 | 12.881 | 18.3457 | 3.9428 | 0.6001 | 0 | 0 | 10.543 | 7.8027 | 3.9428 | 0 | 6.168 | 2.056 | 14.937 | 14.937 | 5.0236 | 0.80184 | 5.8254 | 0 | 5.8254
2016-09-15 03:00 | 0 | 0 | 0 | 0 | 12.371 | 63.8767 | 12.371 | 17.6193 | 3.7867 | 0.58798 | 0 | 0 | 9.671 | 7.9483 | 3.7867 | 0 | 5.657 | 1.8857 | 14.2567 | 14.2567 | 4.8247 | 0.73541 | 5.5601 | 0 | 5.5601
2016-09-15 04:00 | 0 | 3.72 | 0 | 0 | 11.22 | 59.9609 | 7.5 | 10.6818 | 2.2957 | 0.72728 | 0 | 0 | 9.029 | 1.6528 | 2.2957 | 0 | 5.282 | 1.7607 | 12.9807 | 12.9807 | 4.3758 | 0.68666 | 5.0625 | 0 | 5.0625
2016-09-15 05:00 | 0 | 10.431 | 0 | 0 | 10.431 | 48.9809 | 0 | 0 | 0 | 0 | 0 | 0 | 0 | 0 | 0 | 0 | 0 | 0 | 10.431 | 10.431 | 4.0681 | 0 | 4.0681 | 0 | 4.0681
2016-09-15 06:00 | 0 | 9.496 | 0 | 0 | 9.496 | 38.9851 | 0 | 0 | 0 | 0 | 0 | 0 | 0 | 0 | 0 | 0 | 0 | 0 | 9.496 | 9.496 | 3.7034 | 0 | 3.7034 | 0 | 3.7034
2016-09-15 07:00 | 0.01 | 8.191 | 0 | 0 | 8.201 | 30.363 | 0 | 0 | 0 | 0 | 0 | 0 | 0 | 0 | 0 | 0 | 0 | 0 | 8.201 | 8.201 | 3.1984 | 0 | 3.1984 | 0 | 3.1984
2016-09-15 08:00 | 0.1 | 0 | 0 | 0 | 8.216 | 30.363 | 8.116 | 11.5592 | 2.4842 | 0.33 | 0 | 0 | 0 | 11.5592 | 2.4842 | 0 | 0 | 0 | 8.216 | 8.216 | 3.2042 | 0 | 3.2042 | 0 | 3.2042
2016-09-15 09:00 | 0.29 | 0 | 0 | 21.479 | 8.811 | 30.363 | 30 | 42.7273 | 9.1827 | 0.8 | 30.1117 | 3.3795 | 72.839 | 0 | 12.5623 | 72.839 | 0 | 0 | 8.811 | 30.29 | 3.4363 | 0 | 3.4363 | 8.3768 | 11.8131
2016-09-15 10:00 | 0.47 | 0 | 0 | 21.897 | 8.573 | 30.363 | 30 | 42.7273 | 9.1827 | 0.8 | 30.5057 | 3.4238 | 73.233 | 0 | 12.6065 | 73.233 | 0 | 0 | 8.573 | 30.47 | 3.3435 | 0 | 3.3435 | 8.5398 | 11.8833
2016-09-15 11:00 | 0.64 | 0 | 20.1407 | 1.4083 | 9.091 | 49.4967 | 30 | 42.7273 | 9.1827 | 0.8 | 30.7597 | 3.4523 | 73.487 | 0 | 12.635 | 73.487 | 0 | 0 | 9.091 | 10.4993 | 3.5455 | 0 | 3.5455 | 0.54924 | 4.0947
2016-09-15 12:00 | 0.99 | 0 | 19.6585 | 0 | 9.403 | 68.1722 | 28.0715 | 39.9806 | 8.5924 | 0.8 | 39.2714 | 4.4076 | 79.252 | 0 | 13 | 72.611 | 3.885 | 1.295 | 10.698 | 10.698 | 3.6672 | 0.50505 | 4.1722 | 0 | 4.1722
2016-09-15 13:00 | 1.1 | 0 | 17.6796 | 0 | 9.287 | 84.9679 | 25.8666 | 36.8403 | 7.9175 | 0.8 | 45.2847 | 5.0825 | 82.125 | 0 | 13 | 71.547 | 6.188 | 2.0627 | 11.3497 | 11.3497 | 3.6219 | 0.80444 | 4.4264 | 0 | 4.4264
2016-09-15 14:00 | 1.04 | 0 | 2.4775 | 0 | 9.522 | 87.3215 | 10.9595 | 15.609 | 3.3546 | 0.8 | 0 | 0 | 15.609 | 0 | 3.3546 | 0 | 9.131 | 3.0437 | 12.5657 | 12.5657 | 3.7136 | 1.187 | 4.9006 | 0 | 4.9006
2016-09-15 15:00 | 0.93 | 0 | 6.396 | 0 | 9.534 | 93.3977 | 15 | 21.3636 | 4.5914 | 0.8 | 67.1194 | 7.533 | 88.483 | 0 | 12.1244 | 69.193 | 11.285 | 3.7617 | 13.2957 | 13.2957 | 3.7183 | 1.467 | 5.1853 | 0 | 5.1853
2016-09-15 16:00 | 0.69 | 0 | 6.331 | 0 | 9.359 | 99.4122 | 15 | 21.3636 | 4.5914 | 0.8 | 67.6954 | 7.5977 | 89.059 | 0 | 12.1891 | 68.981 | 11.746 | 3.9153 | 13.2743 | 13.2743 | 3.65 | 1.527 | 5.177 | 0 | 5.177
2016-09-15 17:00 | 0.43 | 0 | 20.942 | 0 | 9.488 | 119.3071 | 30 | 42.7273 | 9.1827 | 0.8 | 26.1877 | 2.9391 | 68.915 | 0 | 12.1219 | 68.915 | 0 | 0 | 9.488 | 9.488 | 3.7003 | 0 | 3.7003 | 0 | 3.7003
2016-09-15 18:00 | 0.11 | 0 | 19.529 | 0 | 10.581 | 137.8596 | 30 | 42.7273 | 9.1827 | 0.8 | 25.6467 | 2.8784 | 68.374 | 0 | 12.0612 | 68.374 | 0 | 0 | 10.581 | 10.581 | 4.1266 | 0 | 4.1266 | 0 | 4.1266
2016-09-15 19:00 | 0 | 0 | 14.69 | 0 | 15.31 | 151.8151 | 30 | 42.7273 | 9.1827 | 0.8 | 25.0357 | 2.8098 | 67.763 | 0 | 11.9926 | 67.763 | 0 | 0 | 15.31 | 15.31 | 5.9709 | 0 | 5.9709 | 0 | 5.9709
2016-09-15 20:00 | 0 | 11.862 | 0 | 0 | 19.362 | 139.3288 | 7.5 | 10.6818 | 2.2957 | 0.33 | 0 | 0 | 0 | 10.6818 | 2.2957 | 0 | 0 | 0 | 19.362 | 19.362 | 7.5512 | 0 | 7.5512 | 0 | 7.5512
2016-09-15 21:00 | 0 | 20.639 | 0 | 0 | 20.639 | 117.6035 | 0 | 0 | 0 | 0 | 0 | 0 | 0 | 0 | 0 | 0 | 0 | 0 | 20.639 | 20.639 | 8.0492 | 0 | 8.0492 | 0 | 8.0492
2016-09-15 22:00 | 0 | 19.853 | 0 | 0 | 19.853 | 96.7056 | 0 | 0 | 0 | 0 | 0 | 0 | 0 | 0 | 0 | 0 | 0 | 0 | 19.853 | 19.853 | 7.7427 | 0 | 7.7427 | 0 | 7.7427
2016-09-15 23:00 | 0 | 17.001 | 0 | 0 | 17.001 | 78.8099 | 0 | 0 | 0 | 0 | 0 | 0 | 0 | 0 | 0 | 0 | 0 | 0 | 17.001 | 17.001 | 6.6304 | 0 | 6.6304 | 0 | 6.6304
2016-09-16 | 0 | 6.7447 | 0 | 0 | 15.074 | 71.7102 | 8.3293 | 11.863 | 2.5495 | 0.8 | 0 | 0 | 11.863 | 0 | 2.5495 | 0 | 6.94 | 2.3133 | 17.3873 | 17.3873 | 5.8789 | 0.9022 | 6.7811 | 0 | 6.7811
2016-09-16 01:00 | 0 | 3.6528 | 0 | 0 | 13.004 | 67.8651 | 9.3512 | 13.3183 | 2.8623 | 0.7317 | 0 | 0 | 11.383 | 1.9353 | 2.8623 | 0 | 6.659 | 2.2197 | 15.2237 | 15.2237 | 5.0716 | 0.86567 | 5.9372 | 0 | 5.9372
2016-09-16 02:00 | 0 | 0 | 0 | 0 | 12.589 | 67.8651 | 12.589 | 17.9298 | 3.8534 | 0.60967 | 0 | 0 | 10.669 | 7.2608 | 3.8534 | 0 | 6.241 | 2.0803 | 14.6693 | 14.6693 | 4.9097 | 0.81133 | 5.721 | 0 | 5.721
2016-09-16 03:00 | 0 | 4.444 | 0 | 0 | 11.944 | 63.1872 | 7.5 | 10.6818 | 2.2957 | 0.75196 | 0 | 0 | 9.59 | 1.0918 | 2.2957 | 0 | 5.61 | 1.87 | 13.814 | 13.814 | 4.6582 | 0.7293 | 5.3875 | 0 | 5.3875
2016-09-16 04:00 | 0 | 3.963 | 0 | 0 | 11.463 | 59.0157 | 7.5 | 10.6818 | 2.2957 | 0.70765 | 0 | 0 | 8.583 | 2.0988 | 2.2957 | 0 | 5.021 | 1.6737 | 13.1367 | 13.1367 | 4.4706 | 0.65273 | 5.1233 | 0 | 5.1233
2016-09-16 05:00 | 0 | 10.334 | 0 | 0 | 10.334 | 48.1378 | 0 | 0 | 0 | 0 | 0 | 0 | 0 | 0 | 0 | 0 | 0 | 0 | 10.334 | 10.334 | 4.0303 | 0 | 4.0303 | 0 | 4.0303
2016-09-16 06:00 | 0 | 9.123 | 0 | 0 | 9.123 | 38.5346 | 0 | 0 | 0 | 0 | 0 | 0 | 0 | 0 | 0 | 0 | 0 | 0 | 9.123 | 9.123 | 3.558 | 0 | 3.558 | 0 | 3.558
2016-09-16 07:00 | 0.02 | 7.763 | 0 | 0 | 7.783 | 30.363 | 0 | 0 | 0 | 0 | 0 | 0 | 0 | 0 | 0 | 0 | 0 | 0 | 7.783 | 7.783 | 3.0354 | 0 | 3.0354 | 0 | 3.0354
2016-09-16 08:00 | 0.17 | 0 | 0 | 0 | 7.867 | 30.363 | 7.697 | 10.9624 | 2.356 | 0.33 | 0 | 0 | 0 | 10.9624 | 2.356 | 0 | 0 | 0 | 7.867 | 7.867 | 3.0681 | 0 | 3.0681 | 0 | 3.0681
2016-09-16 09:00 | 0.54 | 0 | 13.3934 | 9.0766 | 8.07 | 43.0867 | 30 | 42.7273 | 9.1827 | 0.8 | 30.0777 | 3.3757 | 72.805 | 0 | 12.5585 | 72.805 | 0 | 0 | 8.07 | 17.1466 | 3.1473 | 0 | 3.1473 | 3.5399 | 6.6872
2016-09-16 10:00 | 0.97 | 0 | 22.495 | 0 | 8.475 | 64.457 | 30 | 42.7273 | 9.1827 | 0.8 | 30.2357 | 3.3935 | 72.963 | 0 | 12.5762 | 72.963 | 0 | 0 | 8.475 | 8.475 | 3.3053 | 0 | 3.3053 | 0 | 3.3053
2016-09-16 11:00 | 1.09 | 0 | 0 | 22.295 | 8.795 | 64.457 | 30 | 42.7273 | 9.1827 | 0.8 | 30.3827 | 3.41 | 73.11 | 0 | 12.5927 | 73.11 | 0 | 0 | 8.795 | 31.09 | 3.4301 | 0 | 3.4301 | 8.6951 | 12.1251
2016-09-16 12:00 | 1.13 | 0 | 19.1955 | 0 | 9.488 | 82.6927 | 27.5535 | 39.2428 | 8.4339 | 0.8 | 40.6842 | 4.5661 | 79.927 | 0 | 13 | 72.361 | 4.426 | 1.4753 | 10.9633 | 10.9633 | 3.7003 | 0.57538 | 4.2757 | 0 | 4.2757
2016-09-16 13:00 | 1.15 | 0 | 0 | 15.8403 | 9.422 | 82.6927 | 24.1123 | 34.3417 | 7.3805 | 0.8 | 50.0693 | 5.6195 | 84.411 | 0 | 13 | 70.701 | 8.02 | 2.6733 | 12.0953 | 27.9356 | 3.6746 | 1.0426 | 4.7172 | 6.1777 | 10.8949
2016-09-16 14:00 | 0.99 | 0 | 5.6775 | 0 | 9.162 | 88.0863 | 13.8495 | 19.725 | 4.2392 | 0.8 | 0 | 0 | 19.725 | 0 | 4.2392 | 0 | 11.539 | 3.8463 | 13.0083 | 13.0083 | 3.5732 | 1.5001 | 5.0733 | 0 | 5.0733
2016-09-16 15:00 | 0.86 | 0 | 6.66 | 0 | 9.2 | 94.4133 | 15 | 21.3636 | 4.5914 | 0.8 | 70.0214 | 7.8587 | 91.385 | 0 | 12.4501 | 68.119 | 13.61 | 4.5367 | 13.7367 | 13.7367 | 3.588 | 1.7693 | 5.3573 | 0 | 5.3573
2016-09-16 16:00 | 0.66 | 0 | 6.255 | 0 | 9.405 | 100.3555 | 15 | 21.3636 | 4.5914 | 0.8 | 71.8944 | 8.069 | 93.258 | 0 | 12.6603 | 67.426 | 15.112 | 5.0373 | 14.4423 | 14.4423 | 3.6679 | 1.9646 | 5.6325 | 0 | 5.6325
2016-09-16 17:00 | 0.39 | 0 | 20.945 | 0 | 9.445 | 120.2533 | 30 | 42.7273 | 9.1827 | 0.8 | 24.3197 | 2.7295 | 67.047 | 0 | 11.9122 | 67.047 | 0 | 0 | 9.445 | 9.445 | 3.6835 | 0 | 3.6835 | 0 | 3.6835
2016-09-16 18:00 | 0.1 | 0 | 19.79 | 0 | 10.31 | 139.0538 | 30 | 42.7273 | 9.1827 | 0.8 | 24.2697 | 2.7239 | 66.997 | 0 | 11.9066 | 66.997 | 0 | 0 | 10.31 | 10.31 | 4.0209 | 0 | 4.0209 | 0 | 4.0209
2016-09-16 19:00 | 0 | 0 | 13.433 | 0 | 16.567 | 151.8151 | 30 | 42.7273 | 9.1827 | 0.8 | 24.3837 | 2.7367 | 67.111 | 0 | 11.9194 | 67.111 | 0 | 0 | 16.567 | 16.567 | 6.4611 | 0 | 6.4611 | 0 | 6.4611
2016-09-16 20:00 | 0 | 20.952 | 0 | 0 | 20.952 | 129.7604 | 0 | 0 | 0 | 0 | 0 | 0 | 0 | 0 | 0 | 0 | 0 | 0 | 20.952 | 20.952 | 8.1713 | 0 | 8.1713 | 0 | 8.1713
2016-09-16 21:00 | 0 | 21.406 | 0 | 0 | 21.406 | 107.2277 | 0 | 0 | 0 | 0 | 0 | 0 | 0 | 0 | 0 | 0 | 0 | 0 | 21.406 | 21.406 | 8.3483 | 0 | 8.3483 | 0 | 8.3483
2016-09-16 22:00 | 0 | 20.32 | 0 | 0 | 20.32 | 85.8383 | 0 | 0 | 0 | 0 | 0 | 0 | 0 | 0 | 0 | 0 | 0 | 0 | 20.32 | 20.32 | 7.9248 | 0 | 7.9248 | 0 | 7.9248
2016-09-16 23:00 | 0 | 17.741 | 0 | 0 | 17.741 | 67.1635 | 0 | 0 | 0 | 0 | 0 | 0 | 0 | 0 | 0 | 0 | 0 | 0 | 17.741 | 17.741 | 6.919 | 0 | 6.919 | 0 | 6.919
2016-09-17 | 0 | 4.1775 | 0 | 0 | 14.866 | 62.7662 | 10.6885 | 15.223 | 3.2717 | 0.8 | 0 | 0 | 15.223 | 1.7764e-15 | 3.2717 | 0 | 8.905 | 2.9683 | 17.8343 | 17.8343 | 5.7977 | 1.1577 | 6.9554 | 0 | 6.9554
2016-09-17 01:00 | 0 | 1.2574 | 0 | 0 | 12.902 | 61.4426 | 11.6446 | 16.5847 | 3.5643 | 0.72644 | 0 | 0 | 13.989 | 2.5957 | 3.5643 | 0 | 8.184 | 2.728 | 15.63 | 15.63 | 5.0318 | 1.0639 | 6.0957 | 0 | 6.0957
2016-09-17 02:00 | 0 | 0 | 0 | 0 | 12.066 | 61.4426 | 12.066 | 17.1849 | 3.6933 | 0.67537 | 0 | 0 | 12.628 | 4.5569 | 3.6933 | 0 | 7.387 | 2.4623 | 14.5283 | 14.5283 | 4.7057 | 0.96031 | 5.6661 | 0 | 5.6661
2016-09-17 03:00 | 0 | 4.1976 | 0 | 0 | 11.935 | 57.0241 | 7.7374 | 11.02 | 2.3684 | 0.8 | 0 | 0 | 11.02 | 0 | 2.3684 | 0 | 6.447 | 2.149 | 14.084 | 14.084 | 4.6547 | 0.83811 | 5.4928 | 0 | 5.4928
2016-09-17 04:00 | 0 | 0 | 0 | 0 | 11.347 | 57.0241 | 11.347 | 16.1609 | 3.4732 | 0.61181 | 0 | 0 | 9.69 | 6.4709 | 3.4732 | 0 | 5.668 | 1.8893 | 13.2363 | 13.2363 | 4.4253 | 0.73684 | 5.1622 | 0 | 5.1622
2016-09-17 05:00 | 0 | 0 | 0 | 0 | 10.41 | 57.0241 | 10.41 | 14.8264 | 3.1864 | 0.33 | 0 | 0 | 0 | 14.8264 | 3.1864 | 0 | 0 | 0 | 10.41 | 10.41 | 4.0599 | 0 | 4.0599 | 0 | 4.0599
2016-09-17 06:00 | 0 | 9.755 | 0 | 0 | 9.755 | 46.7557 | 0 | 0 | 0 | 0 | 0 | 0 | 0 | 0 | 0 | 0 | 0 | 0 | 9.755 | 9.755 | 3.8045 | 0 | 3.8045 | 0 | 3.8045
2016-09-17 07:00 | 0.03 | 8.225 | 0 | 0 | 8.255 | 38.0978 | 0 | 0 | 0 | 0 | 0 | 0 | 0 | 0 | 0 | 0 | 0 | 0 | 8.255 | 8.255 | 3.2195 | 0 | 3.2195 | 0 | 3.2195
2016-09-17 08:00 | 0.27 | 7.348 | 0 | 0 | 7.618 | 30.363 | 0 | 0 | 0 | 0 | 0 | 0 | 0 | 0 | 0 | 0 | 0 | 0 | 7.618 | 7.618 | 2.971 | 0 | 2.971 | 0 | 2.971
2016-09-17 09:00 | 0.6 | 0 | 0 | 22.361 | 8.239 | 30.363 | 30 | 42.7273 | 9.1827 | 0.8 | 30.5517 | 3.4289 | 73.279 | 0 | 12.6117 | 73.279 | 0 | 0 | 8.239 | 30.6 | 3.2132 | 0 | 3.2132 | 8.7208 | 11.934
2016-09-17 10:00 | 0.8 | 0 | 18.1949 | 4.4091 | 8.196 | 47.6482 | 30 | 42.7273 | 9.1827 | 0.8 | 30.7637 | 3.4527 | 73.491 | 0 | 12.6355 | 73.491 | 0 | 0 | 8.196 | 12.6051 | 3.1964 | 0 | 3.1964 | 1.7195 | 4.916
2016-09-17 11:00 | 1.08 | 0 | 0 | 22.753 | 8.327 | 47.6482 | 30 | 42.7273 | 9.1827 | 0.8 | 30.9757 | 3.4765 | 73.703 | 0 | 12.6592 | 73.703 | 0 | 0 | 8.327 | 31.08 | 3.2475 | 0 | 3.2475 | 8.8737 | 12.1212
2016-09-17 12:00 | 1.19 | 0 | 20.7099 | 0 | 8.966 | 67.3226 | 28.4859 | 40.5708 | 8.7193 | 0.8 | 38.1412 | 4.2807 | 78.712 | 0 | 13 | 72.81 | 3.452 | 1.1507 | 10.1167 | 10.1167 | 3.4967 | 0.44876 | 3.9455 | 0 | 3.9455
2016-09-17 13:00 | 1.14 | 0 | 16.1095 | 0 | 9.406 | 82.6266 | 24.3755 | 34.7166 | 7.4611 | 0.8 | 49.3514 | 5.5389 | 84.068 | 0 | 13 | 70.828 | 7.746 | 2.582 | 11.988 | 11.988 | 3.6683 | 1.007 | 4.6753 | 0 | 4.6753
2016-09-17 14:00 | 1.1 | 0 | 6.329 | 0 | 9.771 | 88.6392 | 15 | 21.3636 | 4.5914 | 0.8 | 1.1814 | 0.13259 | 22.545 | 0 | 4.724 | 0 | 13.189 | 4.3963 | 14.1673 | 14.1673 | 3.8107 | 1.7146 | 5.5253 | 0 | 5.5253
2016-09-17 15:00 | 0.88 | 0 | 5.946 | 0 | 9.934 | 94.2879 | 15 | 21.3636 | 4.5914 | 0.8 | 72.7684 | 8.167 | 94.132 | 0 | 12.7584 | 67.102 | 15.812 | 5.2707 | 15.2047 | 15.2047 | 3.8743 | 2.0556 | 5.9298 | 0 | 5.9298
2016-09-17 16:00 | 0.63 | 0 | 5.895 | 0 | 9.735 | 99.8881 | 15 | 21.3636 | 4.5914 | 0.8 | 74.6374 | 8.3768 | 96.001 | 0 | 12.9682 | 66.411 | 17.311 | 5.7703 | 15.5053 | 15.5053 | 3.7967 | 2.2504 | 6.0471 | 0 | 6.0471
2016-09-17 17:00 | 0.36 | 0 | 20.885 | 0 | 9.475 | 119.7289 | 30 | 42.7273 | 9.1827 | 0.8 | 23.2497 | 2.6094 | 65.977 | 0 | 11.7921 | 65.977 | 0 | 0 | 9.475 | 9.475 | 3.6953 | 0 | 3.6953 | 0 | 3.6953
2016-09-17 18:00 | 0.1 | 0 | 19.468 | 0 | 10.632 | 138.2235 | 30 | 42.7273 | 9.1827 | 0.8 | 23.1077 | 2.5935 | 65.835 | 0 | 11.7762 | 65.835 | 0 | 0 | 10.632 | 10.632 | 4.1465 | 0 | 4.1465 | 0 | 4.1465
2016-09-17 19:00 | 0 | 0 | 14.307 | 0 | 15.693 | 151.8151 | 30 | 42.7273 | 9.1827 | 0.8 | 23.2637 | 2.611 | 65.991 | 0 | 11.7937 | 65.991 | 0 | 0 | 15.693 | 15.693 | 6.1203 | 0 | 6.1203 | 0 | 6.1203
2016-09-17 20:00 | 0 | 20.421 | 0 | 0 | 20.421 | 130.3193 | 0 | 0 | 0 | 0 | 0 | 0 | 0 | 0 | 0 | 0 | 0 | 0 | 20.421 | 20.421 | 7.9642 | 0 | 7.9642 | 0 | 7.9642
2016-09-17 21:00 | 0 | 20.31 | 0 | 0 | 20.31 | 108.9404 | 0 | 0 | 0 | 0 | 0 | 0 | 0 | 0 | 0 | 0 | 0 | 0 | 20.31 | 20.31 | 7.9209 | 0 | 7.9209 | 0 | 7.9209
2016-09-17 22:00 | 0 | 19.436 | 0 | 0 | 19.436 | 88.4814 | 0 | 0 | 0 | 0 | 0 | 0 | 0 | 0 | 0 | 0 | 0 | 0 | 19.436 | 19.436 | 7.58 | 0 | 7.58 | 0 | 7.58
2016-09-17 23:00 | 0 | 17.452 | 0 | 0 | 17.452 | 70.1109 | 0 | 0 | 0 | 0 | 0 | 0 | 0 | 0 | 0 | 0 | 0 | 0 | 17.452 | 17.452 | 6.8063 | 0 | 6.8063 | 0 | 6.8063
2016-09-18 | 0 | 0 | 0 | 0 | 14.475 | 70.1109 | 14.475 | 20.6159 | 4.4307 | 0.67952 | 0 | 0 | 15.331 | 5.2849 | 4.4307 | 0 | 8.969 | 2.9897 | 17.4647 | 17.4647 | 5.6452 | 1.166 | 6.8112 | 0 | 6.8112
2016-09-18 01:00 | 0 | 0 | 0 | 0 | 13.381 | 70.1109 | 13.381 | 19.0578 | 4.0958 | 0.6707 | 0 | 0 | 13.815 | 5.2428 | 4.0958 | 0 | 8.082 | 2.694 | 16.075 | 16.075 | 5.2186 | 1.0507 | 6.2693 | 0 | 6.2693
2016-09-18 02:00 | 0 | 0 | 0 | 0 | 12.331 | 70.1109 | 12.331 | 17.5623 | 3.7744 | 0.66476 | 0 | 0 | 12.509 | 5.0533 | 3.7744 | 0 | 7.318 | 2.4393 | 14.7703 | 14.7703 | 4.8091 | 0.95134 | 5.7604 | 0 | 5.7604
2016-09-18 03:00 | 0 | 3.8047 | 0 | 0 | 11.705 | 66.106 | 7.9003 | 11.252 | 2.4182 | 0.8 | 0 | 0 | 11.252 | 0 | 2.4182 | 0 | 6.583 | 2.1943 | 13.8993 | 13.8993 | 4.565 | 0.85579 | 5.4207 | 0 | 5.4207
2016-09-18 04:00 | 0 | 0.17683 | 0 | 0 | 10.632 | 65.9199 | 10.4552 | 14.8907 | 3.2002 | 0.64914 | 0 | 0 | 10.111 | 4.7797 | 3.2002 | 0 | 5.915 | 1.9717 | 12.6037 | 12.6037 | 4.1465 | 0.76895 | 4.9154 | 0 | 4.9154
2016-09-18 05:00 | 0 | 10.017 | 0 | 0 | 10.017 | 55.3757 | 0 | 0 | 0 | 0 | 0 | 0 | 0 | 0 | 0 | 0 | 0 | 0 | 10.017 | 10.017 | 3.9066 | 0 | 3.9066 | 0 | 3.9066
2016-09-18 06:00 | 0 | 8.903 | 0 | 0 | 8.903 | 46.0041 | 0 | 0 | 0 | 0 | 0 | 0 | 0 | 0 | 0 | 0 | 0 | 0 | 8.903 | 8.903 | 3.4722 | 0 | 3.4722 | 0 | 3.4722
2016-09-18 07:00 | 0.04 | 7.487 | 0 | 0 | 7.527 | 38.123 | 0 | 0 | 0 | 0 | 0 | 0 | 0 | 0 | 0 | 0 | 0 | 0 | 7.527 | 7.527 | 2.9355 | 0 | 2.9355 | 0 | 2.9355
2016-09-18 08:00 | 0.28 | 7.372 | 0 | 0 | 7.652 | 30.363 | 0 | 0 | 0 | 0 | 0 | 0 | 0 | 0 | 0 | 0 | 0 | 0 | 7.652 | 7.652 | 2.9843 | 0 | 2.9843 | 0 | 2.9843
2016-09-18 09:00 | 0.7 | 0 | 0 | 22.303 | 8.397 | 30.363 | 30 | 42.7273 | 9.1827 | 0.8 | 29.8147 | 3.3462 | 72.542 | 0 | 12.5289 | 72.542 | 0 | 0 | 8.397 | 30.7 | 3.2748 | 0 | 3.2748 | 8.6982 | 11.973
2016-09-18 10:00 | 1.05 | 0 | 22.693 | 0 | 8.357 | 51.9214 | 30 | 42.7273 | 9.1827 | 0.8 | 29.8507 | 3.3502 | 72.578 | 0 | 12.533 | 72.578 | 0 | 0 | 8.357 | 8.357 | 3.2592 | 0 | 3.2592 | 0 | 3.2592
2016-09-18 11:00 | 1.15 | 0 | 0.51126 | 22.2447 | 8.394 | 52.4071 | 30 | 42.7273 | 9.1827 | 0.8 | 29.8577 | 3.351 | 72.585 | 0 | 12.5338 | 72.585 | 0 | 0 | 8.394 | 30.6387 | 3.2737 | 0 | 3.2737 | 8.6754 | 11.9491
2016-09-18 12:00 | 0.96 | 0 | 19.2305 | 0 | 8.537 | 70.6761 | 26.8075 | 38.1804 | 8.2055 | 0.8 | 42.7186 | 4.7945 | 80.899 | 0 | 13 | 72.001 | 5.205 | 1.735 | 10.272 | 10.272 | 3.3294 | 0.67665 | 4.0061 | 0 | 4.0061
2016-09-18 13:00 | 1.03 | 0 | 15.7713 | 0 | 8.691 | 85.6588 | 23.4323 | 33.3733 | 7.1724 | 0.8 | 51.9237 | 5.8276 | 85.297 | 0 | 13 | 70.373 | 8.73 | 2.91 | 11.601 | 11.601 | 3.3895 | 1.1349 | 4.5244 | 0 | 4.5244
2016-09-18 14:00 | 0.96 | 0 | 5.5652 | 0 | 9.596 | 90.9458 | 14.2012 | 20.226 | 4.3469 | 0.8 | 0 | 0 | 20.226 | 0 | 4.3469 | 0 | 11.832 | 3.944 | 13.54 | 13.54 | 3.7424 | 1.5382 | 5.2806 | 0 | 5.2806
2016-09-18 15:00 | 0.76 | 0 | 5.701 | 0 | 10.059 | 96.3617 | 15 | 21.3636 | 4.5914 | 0.8 | 71.3394 | 8.0067 | 92.703 | 0 | 12.598 | 67.632 | 14.667 | 4.889 | 14.948 | 14.948 | 3.923 | 1.9067 | 5.8297 | 0 | 5.8297
2016-09-18 16:00 | 0.72 | 0 | 5.455 | 0 | 10.265 | 101.544 | 15 | 21.3636 | 4.5914 | 0.8 | 74.0024 | 8.3055 | 95.366 | 0 | 12.8969 | 66.646 | 16.801 | 5.6003 | 15.8653 | 15.8653 | 4.0034 | 2.1841 | 6.1875 | 0 | 6.1875
2016-09-18 17:00 | 0.32 | 0 | 20.177 | 0 | 10.143 | 120.7121 | 30 | 42.7273 | 9.1827 | 0.8 | 23.3137 | 2.6166 | 66.041 | 0 | 11.7993 | 66.041 | 0 | 0 | 10.143 | 10.143 | 3.9558 | 0 | 3.9558 | 0 | 3.9558
2016-09-18 18:00 | 0.1 | 0 | 19.18 | 0 | 10.92 | 138.9331 | 30 | 42.7273 | 9.1827 | 0.8 | 23.0387 | 2.5857 | 65.766 | 0 | 11.7685 | 65.766 | 0 | 0 | 10.92 | 10.92 | 4.2588 | 0 | 4.2588 | 0 | 4.2588
2016-09-18 19:00 | 0 | 0 | 13.56 | 0 | 16.44 | 151.8151 | 30 | 42.7273 | 9.1827 | 0.8 | 23.1177 | 2.5946 | 65.845 | 0 | 11.7773 | 65.845 | 0 | 0 | 16.44 | 16.44 | 6.4116 | 0 | 6.4116 | 0 | 6.4116
2016-09-18 20:00 | 0 | 21.044 | 0 | 0 | 21.044 | 129.6635 | 0 | 0 | 0 | 0 | 0 | 0 | 0 | 0 | 0 | 0 | 0 | 0 | 21.044 | 21.044 | 8.2072 | 0 | 8.2072 | 0 | 8.2072
2016-09-18 21:00 | 0 | 20.425 | 0 | 0 | 20.425 | 108.1635 | 0 | 0 | 0 | 0 | 0 | 0 | 0 | 0 | 0 | 0 | 0 | 0 | 20.425 | 20.425 | 7.9658 | 0 | 7.9658 | 0 | 7.9658
2016-09-18 22:00 | 0 | 19.971 | 0 | 0 | 19.971 | 87.1414 | 0 | 0 | 0 | 0 | 0 | 0 | 0 | 0 | 0 | 0 | 0 | 0 | 19.971 | 19.971 | 7.7887 | 0 | 7.7887 | 0 | 7.7887
2016-09-18 23:00 | 0 | 18.709 | 0 | 0 | 18.709 | 67.4477 | 0 | 0 | 0 | 0 | 0 | 0 | 0 | 0 | 0 | 0 | 0 | 0 | 18.709 | 18.709 | 7.2965 | 0 | 7.2965 | 0 | 7.2965
2016-09-19 | 0 | 0.475 | 0 | 0 | 15.475 | 66.9477 | 15 | 21.3636 | 4.5914 | 0.65751 | 0 | 0 | 14.887 | 6.4766 | 4.5914 | 0 | 8.709 | 2.903 | 18.378 | 18.378 | 6.0352 | 1.1322 | 7.1674 | 0 | 7.1674
2016-09-19 01:00 | 0 | 0 | 0.11137 | 0 | 13.491 | 67.0535 | 13.6024 | 19.3731 | 4.1636 | 0.65623 | 0 | 0 | 13.447 | 5.9261 | 4.1636 | 0 | 7.866 | 2.622 | 16.113 | 16.113 | 5.2615 | 1.0226 | 6.2841 | 0 | 6.2841
2016-09-19 02:00 | 0 | 0 | 0 | 0 | 12.719 | 67.0535 | 12.719 | 18.1149 | 3.8932 | 0.64589 | 0 | 0 | 12.175 | 5.9399 | 3.8932 | 0 | 7.122 | 2.374 | 15.093 | 15.093 | 4.9604 | 0.92586 | 5.8863 | 0 | 5.8863
2016-09-19 03:00 | 0 | 0 | 0 | 0 | 12.114 | 67.0535 | 12.114 | 17.2533 | 3.708 | 0.62884 | 0 | 0 | 10.97 | 6.2833 | 3.708 | 0 | 6.418 | 2.1393 | 14.2533 | 14.2533 | 4.7245 | 0.83434 | 5.5588 | 0 | 5.5588
2016-09-19 04:00 | 0 | 0 | 0 | 0 | 11.621 | 67.0535 | 11.621 | 16.5511 | 3.5571 | 0.60497 | 0 | 0 | 9.683 | 6.8681 | 3.5571 | 0 | 5.664 | 1.888 | 13.509 | 13.509 | 4.5322 | 0.73632 | 5.2685 | 0 | 5.2685
2016-09-19 05:00 | 0 | 10.236 | 0 | 0 | 10.236 | 56.2788 | 0 | 0 | 0 | 0 | 0 | 0 | 0 | 0 | 0 | 0 | 0 | 0 | 10.236 | 10.236 | 3.992 | 0 | 3.992 | 0 | 3.992
2016-09-19 06:00 | 0 | 9.535 | 0 | 0 | 9.535 | 46.242 | 0 | 0 | 0 | 0 | 0 | 0 | 0 | 0 | 0 | 0 | 0 | 0 | 9.535 | 9.535 | 3.7186 | 0 | 3.7186 | 0 | 3.7186
2016-09-19 07:00 | 0.03 | 7.649 | 0 | 0 | 7.679 | 38.1904 | 0 | 0 | 0 | 0 | 0 | 0 | 0 | 0 | 0 | 0 | 0 | 0 | 7.679 | 7.679 | 2.9948 | 0 | 2.9948 | 0 | 2.9948
2016-09-19 08:00 | 0.19 | 7.436 | 0 | 0 | 7.626 | 30.363 | 0 | 0 | 0 | 0 | 0 | 0 | 0 | 0 | 0 | 0 | 0 | 0 | 7.626 | 7.626 | 2.9741 | 0 | 2.9741 | 0 | 2.9741
2016-09-19 09:00 | 0.32 | 0 | 0.43305 | 21.6119 | 8.275 | 30.7744 | 30 | 42.7273 | 9.1827 | 0.8 | 30.2187 | 3.3916 | 72.946 | 0 | 12.5743 | 72.946 | 0 | 0 | 8.275 | 29.8869 | 3.2273 | 0 | 3.2273 | 8.4287 | 11.6559
2016-09-19 10:00 | 0.59 | 0 | 22.2 | 0 | 8.39 | 51.8644 | 30 | 42.7273 | 9.1827 | 0.8 | 30.4357 | 3.4159 | 73.163 | 0 | 12.5986 | 73.163 | 0 | 0 | 8.39 | 8.39 | 3.2721 | 0 | 3.2721 | 0 | 3.2721
2016-09-19 11:00 | 0.71 | 0 | 21.992 | 0 | 8.718 | 72.7568 | 30 | 42.7273 | 9.1827 | 0.8 | 30.6637 | 3.4415 | 73.391 | 0 | 12.6242 | 73.391 | 0 | 0 | 8.718 | 8.718 | 3.4 | 0 | 3.4 | 0 | 3.4
2016-09-19 12:00 | 0.74 | 0 | 0 | 19.5584 | 9.171 | 72.7568 | 27.9894 | 39.8637 | 8.5673 | 0.8 | 39.4953 | 4.4327 | 79.359 | 0 | 13 | 72.571 | 3.971 | 1.3237 | 10.4947 | 30.053 | 3.5767 | 0.51623 | 4.0929 | 7.6278 | 11.7207
2016-09-19 13:00 | 0.75 | 0 | 15.7386 | 0 | 9.063 | 87.7085 | 24.0516 | 34.2553 | 7.362 | 0.8 | 50.2347 | 5.638 | 84.49 | 0 | 13 | 70.672 | 8.084 | 2.6947 | 11.7577 | 11.7577 | 3.5346 | 1.0509 | 4.5855 | 0 | 4.5855
2016-09-19 14:00 | 0.51 | 0 | 5.938 | 0 | 9.572 | 93.3496 | 15 | 21.3636 | 4.5914 | 0.8 | 0.49236 | 0.05526 | 21.856 | 0 | 4.6466 | 0 | 12.786 | 4.262 | 13.834 | 13.834 | 3.7331 | 1.6622 | 5.3953 | 0 | 5.3953
2016-09-19 15:00 | 0.24 | 0 | 5.561 | 0 | 9.679 | 98.6326 | 15 | 21.3636 | 4.5914 | 0.8 | 73.6074 | 8.2612 | 94.971 | 0 | 12.8526 | 66.792 | 16.485 | 5.495 | 15.174 | 15.174 | 3.7748 | 2.1431 | 5.9179 | 0 | 5.9179
2016-09-19 16:00 | 0.23 | 0 | 3.9066 | 0 | 9.881 | 102.3439 | 13.5576 | 19.3093 | 4.1499 | 0.8 | 78.8547 | 8.8501 | 98.164 | 0 | 13 | 65.61 | 19.044 | 6.348 | 16.229 | 16.229 | 3.8536 | 2.4757 | 6.3293 | 0 | 6.3293
2016-09-19 17:00 | 0.15 | 0 | 20.185 | 0 | 9.965 | 121.5196 | 30 | 42.7273 | 9.1827 | 0.8 | 22.1417 | 2.485 | 64.869 | 0 | 11.6678 | 64.869 | 0 | 0 | 9.965 | 9.965 | 3.8864 | 0 | 3.8864 | 0 | 3.8864
2016-09-19 18:00 | 0.04 | 0 | 18.987 | 0 | 11.053 | 139.5573 | 30 | 42.7273 | 9.1827 | 0.8 | 21.7727 | 2.4436 | 64.5 | 0 | 11.6264 | 64.5 | 0 | 0 | 11.053 | 11.053 | 4.3107 | 0 | 4.3107 | 0 | 4.3107
2016-09-19 19:00 | 0 | 0 | 12.903 | 0 | 17.097 | 151.8151 | 30 | 42.7273 | 9.1827 | 0.8 | 21.7257 | 2.4384 | 64.453 | 0 | 11.6211 | 64.453 | 0 | 0 | 17.097 | 17.097 | 6.6678 | 0 | 6.6678 | 0 | 6.6678
2016-09-19 20:00 | 0 | 21.179 | 0 | 0 | 21.179 | 129.5214 | 0 | 0 | 0 | 0 | 0 | 0 | 0 | 0 | 0 | 0 | 0 | 0 | 21.179 | 21.179 | 8.2598 | 0 | 8.2598 | 0 | 8.2598
2016-09-19 21:00 | 0 | 19.916 | 0 | 0 | 19.916 | 108.5572 | 0 | 0 | 0 | 0 | 0 | 0 | 0 | 0 | 0 | 0 | 0 | 0 | 19.916 | 19.916 | 7.7672 | 0 | 7.7672 | 0 | 7.7672
2016-09-19 22:00 | 0 | 19.628 | 0 | 0 | 19.628 | 87.8962 | 0 | 0 | 0 | 0 | 0 | 0 | 0 | 0 | 0 | 0 | 0 | 0 | 19.628 | 19.628 | 7.6549 | 0 | 7.6549 | 0 | 7.6549
2016-09-19 23:00 | 0 | 17.175 | 0 | 0 | 17.175 | 69.8172 | 0 | 0 | 0 | 0 | 0 | 0 | 0 | 0 | 0 | 0 | 0 | 0 | 17.175 | 17.175 | 6.6983 | 0 | 6.6983 | 0 | 6.6983
2016-09-20 | 0 | 1.3967 | 0 | 0 | 14.577 | 68.3471 | 13.1803 | 18.772 | 4.0344 | 0.8 | 0 | 0 | 18.772 | 0 | 4.0344 | 0 | 10.982 | 3.6607 | 18.2377 | 18.2377 | 5.685 | 1.4277 | 7.1127 | 0 | 7.1127
2016-09-20 01:00 | 0 | 1.9125 | 0 | 0 | 13.506 | 66.3339 | 11.5935 | 16.512 | 3.5487 | 0.8 | 0 | 0 | 16.512 | 0 | 3.5487 | 0 | 9.66 | 3.22 | 16.726 | 16.726 | 5.2673 | 1.2558 | 6.5231 | 0 | 6.5231
2016-09-20 02:00 | 0 | 0 | 0 | 0 | 13.173 | 66.3339 | 13.173 | 18.7615 | 4.0321 | 0.68139 | 0 | 0 | 14.027 | 4.7345 | 4.0321 | 0 | 8.206 | 2.7353 | 15.9083 | 15.9083 | 5.1375 | 1.0668 | 6.2043 | 0 | 6.2043
2016-09-20 03:00 | 0 | 3.8154 | 0 | 0 | 12.165 | 62.3178 | 8.3496 | 11.8919 | 2.5558 | 0.78155 | 0 | 0 | 11.425 | 0.46691 | 2.5558 | 0 | 6.683 | 2.2277 | 14.3927 | 14.3927 | 4.7443 | 0.86879 | 5.6131 | 0 | 5.6131
2016-09-20 04:00 | 0 | 3.631 | 0 | 0 | 11.131 | 58.4957 | 7.5 | 10.6818 | 2.2957 | 0.75398 | 0 | 0 | 9.636 | 1.0458 | 2.2957 | 0 | 5.637 | 1.879 | 13.01 | 13.01 | 4.3411 | 0.73281 | 5.0739 | 0 | 5.0739
2016-09-20 05:00 | 0 | 2.528 | 0 | 0 | 10.028 | 55.8346 | 7.5 | 10.6818 | 2.2957 | 0.33 | 0 | 0 | 0 | 10.6818 | 2.2957 | 0 | 0 | 0 | 10.028 | 10.028 | 3.9109 | 0 | 3.9109 | 0 | 3.9109
2016-09-20 06:00 | 0 | 8.904 | 0 | 0 | 8.904 | 46.462 | 0 | 0 | 0 | 0 | 0 | 0 | 0 | 0 | 0 | 0 | 0 | 0 | 8.904 | 8.904 | 3.4726 | 0 | 3.4726 | 0 | 3.4726
2016-09-20 07:00 | 0.05 | 7.849 | 0 | 0 | 7.899 | 38.1999 | 0 | 0 | 0 | 0 | 0 | 0 | 0 | 0 | 0 | 0 | 0 | 0 | 7.899 | 7.899 | 3.0806 | 0 | 3.0806 | 0 | 3.0806
2016-09-20 08:00 | 0.5 | 7.445 | 0 | 0 | 7.945 | 30.363 | 0 | 0 | 0 | 0 | 0 | 0 | 0 | 0 | 0 | 0 | 0 | 0 | 7.945 | 7.945 | 3.0985 | 0 | 3.0985 | 0 | 3.0985
2016-09-20 09:00 | 0.96 | 0 | 17.799 | 4.61 | 8.551 | 47.2721 | 30 | 42.7273 | 9.1827 | 0.8 | 30.8757 | 3.4653 | 73.603 | 0 | 12.648 | 73.603 | 0 | 0 | 8.551 | 13.161 | 3.3349 | 0 | 3.3349 | 1.7979 | 5.1328
2016-09-20 10:00 | 1.38 | 0 | 0 | 22.462 | 8.918 | 47.2721 | 30 | 42.7273 | 9.1827 | 0.8 | 31.0707 | 3.4872 | 73.798 | 0 | 12.6699 | 73.798 | 0 | 0 | 8.918 | 31.38 | 3.478 | 0 | 3.478 | 8.7602 | 12.2382
2016-09-20 11:00 | 1.6 | 0 | 0 | 23.198 | 8.402 | 47.2721 | 30 | 42.7273 | 9.1827 | 0.8 | 31.2307 | 3.5051 | 73.958 | 0 | 12.6879 | 73.958 | 0 | 0 | 8.402 | 31.6 | 3.2768 | 0 | 3.2768 | 9.0472 | 12.324
2016-09-20 12:00 | 1.74 | 0 | 21.8384 | 0 | 9.013 | 68.0186 | 29.1114 | 41.4617 | 8.9107 | 0.8 | 36.4353 | 4.0893 | 77.897 | 0 | 13 | 73.112 | 2.799 | 0.933 | 9.946 | 9.946 | 3.5151 | 0.36387 | 3.8789 | 0 | 3.8789
2016-09-20 13:00 | 1.68 | 0 | 17.2045 | 0 | 9.204 | 84.3628 | 24.7285 | 35.2194 | 7.5692 | 0.8 | 48.3886 | 5.4308 | 83.608 | 0 | 13 | 70.998 | 7.377 | 2.459 | 11.663 | 11.663 | 3.5896 | 0.95901 | 4.5486 | 0 | 4.5486
2016-09-20 14:00 | 1.62 | 0 | 6.798 | 0 | 9.822 | 90.8209 | 15 | 21.3636 | 4.5914 | 0.8 | 0.49036 | 0.055035 | 21.854 | 0 | 4.6464 | 0 | 12.785 | 4.2617 | 14.0837 | 14.0837 | 3.8306 | 1.6621 | 5.4926 | 0 | 5.4926
2016-09-20 15:00 | 1.44 | 0 | 6.422 | 0 | 10.018 | 96.9218 | 15 | 21.3636 | 4.5914 | 0.8 | 72.8274 | 8.1737 | 94.191 | 0 | 12.765 | 67.081 | 15.86 | 5.2867 | 15.3047 | 15.3047 | 3.907 | 2.0618 | 5.9688 | 0 | 5.9688
2016-09-20 16:00 | 1.15 | 0 | 5.6404 | 0 | 10.322 | 102.2802 | 14.8124 | 21.0964 | 4.5339 | 0.8 | 75.4326 | 8.4661 | 96.529 | 0 | 13 | 66.215 | 17.733 | 5.911 | 16.233 | 16.233 | 4.0256 | 2.3053 | 6.3309 | 0 | 6.3309
2016-09-20 17:00 | 0.69 | 0 | 20.604 | 0 | 10.086 | 121.854 | 30 | 42.7273 | 9.1827 | 0.8 | 22.8817 | 2.5681 | 65.609 | 0 | 11.7508 | 65.609 | 0 | 0 | 10.086 | 10.086 | 3.9335 | 0 | 3.9335 | 0 | 3.9335
2016-09-20 18:00 | 0.14 | 0 | 18.972 | 0 | 11.168 | 139.8774 | 30 | 42.7273 | 9.1827 | 0.8 | 22.5137 | 2.5268 | 65.241 | 0 | 11.7095 | 65.241 | 0 | 0 | 11.168 | 11.168 | 4.3555 | 0 | 4.3555 | 0 | 4.3555
2016-09-20 19:00 | 0 | 0 | 12.566 | 0 | 17.434 | 151.8151 | 30 | 42.7273 | 9.1827 | 0.8 | 22.4667 | 2.5215 | 65.194 | 0 | 11.7043 | 65.194 | 0 | 0 | 17.434 | 17.434 | 6.7993 | 0 | 6.7993 | 0 | 6.7993
2016-09-20 20:00 | 0 | 21.689 | 0 | 0 | 21.689 | 128.9846 | 0 | 0 | 0 | 0 | 0 | 0 | 0 | 0 | 0 | 0 | 0 | 0 | 21.689 | 21.689 | 8.4587 | 0 | 8.4587 | 0 | 8.4587
2016-09-20 21:00 | 0 | 22.028 | 0 | 0 | 22.028 | 105.7972 | 0 | 0 | 0 | 0 | 0 | 0 | 0 | 0 | 0 | 0 | 0 | 0 | 22.028 | 22.028 | 8.5909 | 0 | 8.5909 | 0 | 8.5909
2016-09-20 22:00 | 0 | 20.625 | 0 | 0 | 20.625 | 84.0867 | 0 | 0 | 0 | 0 | 0 | 0 | 0 | 0 | 0 | 0 | 0 | 0 | 20.625 | 20.625 | 8.0438 | 0 | 8.0438 | 0 | 8.0438
2016-09-20 23:00 | 0 | 18.302 | 0 | 0 | 18.302 | 64.8214 | 0 | 0 | 0 | 0 | 0 | 0 | 0 | 0 | 0 | 0 | 0 | 0 | 18.302 | 18.302 | 7.1378 | 0 | 7.1378 | 0 | 7.1378
2016-09-21 | 0 | 1.327 | 0 | 0 | 16.327 | 63.4246 | 15 | 21.3636 | 4.5914 | 0.67855 | 0 | 0 | 15.843 | 5.5206 | 4.5914 | 0 | 9.268 | 3.0893 | 19.4163 | 19.4163 | 6.3675 | 1.2048 | 7.5724 | 0 | 7.5724
2016-09-21 01:00 | 0 | 0 | 0 | 0 | 14.361 | 63.4246 | 14.361 | 20.4535 | 4.3958 | 0.66526 | 0 | 0 | 14.59 | 5.8635 | 4.3958 | 0 | 8.535 | 2.845 | 17.206 | 17.206 | 5.6008 | 1.1096 | 6.7103 | 0 | 6.7103
2016-09-21 02:00 | 0 | 0 | 0 | 0 | 13.515 | 63.4246 | 13.515 | 19.2486 | 4.1368 | 0.66523 | 0 | 0 | 13.729 | 5.5196 | 4.1368 | 0 | 8.032 | 2.6773 | 16.1923 | 16.1923 | 5.2709 | 1.0442 | 6.315 | 0 | 6.315
2016-09-21 03:00 | 0 | 0 | 0 | 0 | 12.254 | 63.4246 | 12.254 | 17.4527 | 3.7508 | 0.67839 | 0 | 0 | 12.937 | 4.5157 | 3.7508 | 0 | 7.568 | 2.5227 | 14.7767 | 14.7767 | 4.7791 | 0.98384 | 5.7629 | 0 | 5.7629
2016-09-21 04:00 | 0 | 0 | 2.9191 | 0 | 10.93 | 66.1978 | 13.8491 | 19.7245 | 4.2391 | 0.61835 | 0 | 0 | 12.101 | 7.6235 | 4.2391 | 0 | 7.079 | 2.3597 | 13.2897 | 13.2897 | 4.2627 | 0.92027 | 5.183 | 0 | 5.183
2016-09-21 05:00 | 0 | 9.727 | 0 | 0 | 9.727 | 55.9588 | 0 | 0 | 0 | 0 | 0 | 0 | 0 | 0 | 0 | 0 | 0 | 0 | 9.727 | 9.727 | 3.7935 | 0 | 3.7935 | 0 | 3.7935
2016-09-21 06:00 | 0 | 9.065 | 0 | 0 | 9.065 | 46.4167 | 0 | 0 | 0 | 0 | 0 | 0 | 0 | 0 | 0 | 0 | 0 | 0 | 9.065 | 9.065 | 3.5354 | 0 | 3.5354 | 0 | 3.5354
2016-09-21 07:00 | 0.06 | 7.808 | 0 | 0 | 7.868 | 38.1978 | 0 | 0 | 0 | 0 | 0 | 0 | 0 | 0 | 0 | 0 | 0 | 0 | 7.868 | 7.868 | 3.0685 | 0 | 3.0685 | 0 | 3.0685
2016-09-21 08:00 | 0.49 | 7.443 | 0 | 0 | 7.933 | 30.363 | 0 | 0 | 0 | 0 | 0 | 0 | 0 | 0 | 0 | 0 | 0 | 0 | 7.933 | 7.933 | 3.0939 | 0 | 3.0939 | 0 | 3.0939
2016-09-21 09:00 | 0.89 | 0 | 22.017 | 0 | 8.873 | 51.2792 | 30 | 42.7273 | 9.1827 | 0.8 | 29.0857 | 3.2644 | 71.813 | 0 | 12.4471 | 71.813 | 0 | 0 | 8.873 | 8.873 | 3.4605 | 0 | 3.4605 | 0 | 3.4605
2016-09-21 10:00 | 1.26 | 0 | 22.546 | 0 | 8.714 | 72.6979 | 30 | 42.7273 | 9.1827 | 0.8 | 29.2397 | 3.2817 | 71.967 | 0 | 12.4644 | 71.967 | 0 | 0 | 8.714 | 8.714 | 3.3985 | 0 | 3.3985 | 0 | 3.3985
2016-09-21 11:00 | 1.49 | 0 | 22.86 | 0 | 8.63 | 94.4149 | 30 | 42.7273 | 9.1827 | 0.8 | 29.3317 | 3.292 | 72.059 | 0 | 12.4747 | 72.059 | 0 | 0 | 8.63 | 8.63 | 3.3657 | 0 | 3.3657 | 0 | 3.3657
2016-09-21 12:00 | 1.61 | 0 | 0 | 18.1176 | 9.171 | 94.4149 | 25.6786 | 36.5726 | 7.86 | 0.8 | 45.7974 | 5.14 | 82.37 | 0 | 13 | 71.456 | 6.384 | 2.128 | 11.299 | 29.4166 | 3.5767 | 0.82992 | 4.4066 | 7.0659 | 11.4725
2016-09-21 13:00 | 1.65 | 0 | 7.443 | 0 | 9.207 | 101.4857 | 15 | 21.3636 | 4.5914 | 0.8 | 65.3014 | 7.329 | 86.665 | 0 | 11.9204 | 69.867 | 9.827 | 3.2757 | 12.4827 | 12.4827 | 3.5907 | 1.2775 | 4.8682 | 0 | 4.8682
2016-09-21 14:00 | 1.54 | 0 | 6.814 | 0 | 9.726 | 107.959 | 15 | 21.3636 | 4.5914 | 0.8 | 0.41536 | 0.046618 | 21.779 | 0 | 4.638 | 0 | 12.741 | 4.247 | 13.973 | 13.973 | 3.7931 | 1.6563 | 5.4495 | 0 | 5.4495
2016-09-21 15:00 | 1.29 | 0 | 6.32 | 0 | 9.97 | 113.963 | 15 | 21.3636 | 4.5914 | 0.8 | 71.9814 | 8.0787 | 93.345 | 0 | 12.6701 | 67.394 | 15.181 | 5.0603 | 15.0303 | 15.0303 | 3.8883 | 1.9735 | 5.8618 | 0 | 5.8618
2016-09-21 16:00 | 0.94 | 0 | 5.614 | 0 | 10.326 | 119.2963 | 15 | 21.3636 | 4.5914 | 0.8 | 74.5984 | 8.3724 | 95.962 | 0 | 12.9638 | 66.425 | 17.279 | 5.7597 | 16.0857 | 16.0857 | 4.0271 | 2.2463 | 6.2734 | 0 | 6.2734
2016-09-21 17:00 | 0.55 | 0 | 20.237 | 0 | 10.313 | 138.5215 | 30 | 42.7273 | 9.1827 | 0.8 | 22.9517 | 2.576 | 65.679 | 0 | 11.7587 | 65.679 | 0 | 0 | 10.313 | 10.313 | 4.0221 | 0 | 4.0221 | 0 | 4.0221
2016-09-21 18:00 | 0.16 | 0 | 1.3313 | 17.4787 | 11.35 | 139.7862 | 30 | 42.7273 | 9.1827 | 0.8 | 22.4597 | 2.5207 | 65.187 | 0 | 11.7035 | 65.187 | 0 | 0 | 11.35 | 28.8287 | 4.4265 | 0 | 4.4265 | 6.8167 | 11.2432
2016-09-21 19:00 | 0 | 0 | 12.662 | 0 | 17.338 | 151.8151 | 30 | 42.7273 | 9.1827 | 0.8 | 22.3267 | 2.5058 | 65.054 | 0 | 11.6885 | 65.054 | 0 | 0 | 17.338 | 17.338 | 6.7618 | 0 | 6.7618 | 0 | 6.7618
2016-09-21 20:00 | 0 | 21.615 | 0 | 0 | 21.615 | 129.0625 | 0 | 0 | 0 | 0 | 0 | 0 | 0 | 0 | 0 | 0 | 0 | 0 | 21.615 | 21.615 | 8.4299 | 0 | 8.4299 | 0 | 8.4299
2016-09-21 21:00 | 0 | 22.144 | 0 | 0 | 22.144 | 105.753 | 0 | 0 | 0 | 0 | 0 | 0 | 0 | 0 | 0 | 0 | 0 | 0 | 22.144 | 22.144 | 8.6362 | 0 | 8.6362 | 0 | 8.6362
2016-09-21 22:00 | 0 | 21.09 | 0 | 0 | 21.09 | 83.553 | 0 | 0 | 0 | 0 | 0 | 0 | 0 | 0 | 0 | 0 | 0 | 0 | 21.09 | 21.09 | 8.2251 | 0 | 8.2251 | 0 | 8.2251
2016-09-21 23:00 | 0 | 18.761 | 0 | 0 | 18.761 | 63.8046 | 0 | 0 | 0 | 0 | 0 | 0 | 0 | 0 | 0 | 0 | 0 | 0 | 18.761 | 18.761 | 7.3168 | 0 | 7.3168 | 0 | 7.3168
2016-09-22 | 0 | 1.073 | 0 | 0 | 16.073 | 62.6751 | 15 | 21.3636 | 4.5914 | 0.69872 | 0 | 0 | 16.76 | 4.6036 | 4.5914 | 0 | 9.805 | 3.2683 | 19.3413 | 19.3413 | 6.2685 | 1.2747 | 7.5431 | 0 | 7.5431
2016-09-22 01:00 | 0 | 0 | 1.6317 | 0 | 13.304 | 64.2253 | 14.9357 | 21.2721 | 4.5717 | 0.67651 | 0 | 0 | 15.683 | 5.5891 | 4.5717 | 0 | 9.174 | 3.058 | 16.362 | 16.362 | 5.1886 | 1.1926 | 6.3812 | 0 | 6.3812
2016-09-22 02:00 | 0 | 0 | 2.627 | 0 | 12.373 | 66.7209 | 15 | 21.3636 | 4.5914 | 0.66051 | 0 | 0 | 15.023 | 6.3406 | 4.5914 | 0 | 8.789 | 2.9297 | 15.3027 | 15.3027 | 4.8255 | 1.1426 | 5.968 | 0 | 5.968
2016-09-22 03:00 | 0 | 0 | 0 | 0 | 12.163 | 66.7209 | 12.163 | 17.3231 | 3.723 | 0.71869 | 0 | 0 | 14.326 | 2.9971 | 3.723 | 0 | 8.381 | 2.7937 | 14.9567 | 14.9567 | 4.7436 | 1.0895 | 5.8331 | 0 | 5.8331
2016-09-22 04:00 | 0 | 0 | 0 | 0 | 11.362 | 66.7209 | 11.362 | 16.1822 | 3.4778 | 0.72599 | 0 | 0 | 13.634 | 2.5482 | 3.4778 | 0 | 7.976 | 2.6587 | 14.0207 | 14.0207 | 4.4312 | 1.0369 | 5.4681 | 0 | 5.4681
2016-09-22 05:00 | 0 | 10.485 | 0 | 0 | 10.485 | 55.6841 | 0 | 0 | 0 | 0 | 0 | 0 | 0 | 0 | 0 | 0 | 0 | 0 | 10.485 | 10.485 | 4.0892 | 0 | 4.0892 | 0 | 4.0892
2016-09-22 06:00 | 0 | 9.297 | 0 | 0 | 9.297 | 45.8978 | 0 | 0 | 0 | 0 | 0 | 0 | 0 | 0 | 0 | 0 | 0 | 0 | 9.297 | 9.297 | 3.6258 | 0 | 3.6258 | 0 | 3.6258
2016-09-22 07:00 | 0.07 | 7.558 | 0 | 0 | 7.628 | 37.942 | 0 | 0 | 0 | 0 | 0 | 0 | 0 | 0 | 0 | 0 | 0 | 0 | 7.628 | 7.628 | 2.9749 | 0 | 2.9749 | 0 | 2.9749
2016-09-22 08:00 | 0.53 | 7.2 | 0 | 0 | 7.73 | 30.363 | 0 | 0 | 0 | 0 | 0 | 0 | 0 | 0 | 0 | 0 | 0 | 0 | 7.73 | 7.73 | 3.0147 | 0 | 3.0147 | 0 | 3.0147
2016-09-22 09:00 | 0.81 | 0 | 0 | 22.226 | 8.584 | 30.363 | 30 | 42.7273 | 9.1827 | 0.8 | 29.3817 | 3.2976 | 72.109 | 0 | 12.4803 | 72.109 | 0 | 0 | 8.584 | 30.81 | 3.3478 | 0 | 3.3478 | 8.6681 | 12.0159
2016-09-22 10:00 | 1.17 | 0 | 22.782 | 0 | 8.388 | 52.0059 | 30 | 42.7273 | 9.1827 | 0.8 | 29.7207 | 3.3357 | 72.448 | 0 | 12.5184 | 72.448 | 0 | 0 | 8.388 | 8.388 | 3.2713 | 0 | 3.2713 | 0 | 3.2713
2016-09-22 11:00 | 1.51 | 0 | 22.686 | 0 | 8.824 | 73.5576 | 30 | 42.7273 | 9.1827 | 0.8 | 29.9657 | 3.3632 | 72.693 | 0 | 12.5459 | 72.693 | 0 | 0 | 8.824 | 8.824 | 3.4414 | 0 | 3.4414 | 0 | 3.4414
2016-09-22 12:00 | 1.66 | 0 | 10.1693 | 8.8496 | 9.233 | 83.2185 | 26.5919 | 37.8733 | 8.1395 | 0.8 | 43.3067 | 4.8605 | 81.18 | 0 | 13 | 71.897 | 5.431 | 1.8103 | 11.0433 | 19.8929 | 3.6009 | 0.70603 | 4.3069 | 3.4513 | 7.7582
2016-09-22 13:00 | 1.25 | 0 | 0 | 14.5755 | 9.522 | 83.2185 | 22.8475 | 32.5404 | 6.9934 | 0.8 | 53.5186 | 6.0066 | 86.059 | 0 | 13 | 70.091 | 9.341 | 3.1137 | 12.6357 | 27.2112 | 3.7136 | 1.2143 | 4.9279 | 5.6844 | 10.6124
2016-09-22 14:00 | 1 | 0 | 6.403 | 0 | 9.597 | 89.3013 | 15 | 21.3636 | 4.5914 | 0.8 | 0.27436 | 0.030793 | 21.638 | 0 | 4.6222 | 0 | 12.658 | 4.2193 | 13.8163 | 13.8163 | 3.7428 | 1.6455 | 5.3884 | 0 | 5.3884
2016-09-22 15:00 | 0.93 | 0 | 6.161 | 0 | 9.769 | 95.1543 | 15 | 21.3636 | 4.5914 | 0.8 | 71.8834 | 8.0677 | 93.247 | 0 | 12.6591 | 67.43 | 15.103 | 5.0343 | 14.8033 | 14.8033 | 3.8099 | 1.9634 | 5.7733 | 0 | 5.7733
2016-09-22 16:00 | 0.74 | 0 | 5.807 | 0 | 9.933 | 100.6709 | 15 | 21.3636 | 4.5914 | 0.8 | 74.0284 | 8.3085 | 95.392 | 0 | 12.8998 | 66.636 | 16.822 | 5.6073 | 15.5403 | 15.5403 | 3.8739 | 2.1869 | 6.0607 | 0 | 6.0607
2016-09-22 17:00 | 0.47 | 0 | 20.699 | 0 | 9.771 | 120.335 | 30 | 42.7273 | 9.1827 | 0.8 | 23.3917 | 2.6253 | 66.119 | 0 | 11.8081 | 66.119 | 0 | 0 | 9.771 | 9.771 | 3.8107 | 0 | 3.8107 | 0 | 3.8107
2016-09-22 18:00 | 0.1 | 0 | 19.357 | 0 | 10.743 | 138.7241 | 30 | 42.7273 | 9.1827 | 0.8 | 23.2207 | 2.6061 | 65.948 | 0 | 11.7889 | 65.948 | 0 | 0 | 10.743 | 10.743 | 4.1898 | 0 | 4.1898 | 0 | 4.1898
2016-09-22 19:00 | 0 | 0 | 13.78 | 0 | 16.22 | 151.8151 | 30 | 42.7273 | 9.1827 | 0.8 | 23.4107 | 2.6275 | 66.138 | 0 | 11.8102 | 66.138 | 0 | 0 | 16.22 | 16.22 | 6.3258 | 0 | 6.3258 | 0 | 6.3258
2016-09-22 20:00 | 0 | 20.483 | 0 | 0 | 20.483 | 130.2541 | 0 | 0 | 0 | 0 | 0 | 0 | 0 | 0 | 0 | 0 | 0 | 0 | 20.483 | 20.483 | 7.9884 | 0 | 7.9884 | 0 | 7.9884
2016-09-22 21:00 | 0 | 20.062 | 0 | 0 | 20.062 | 109.1362 | 0 | 0 | 0 | 0 | 0 | 0 | 0 | 0 | 0 | 0 | 0 | 0 | 20.062 | 20.062 | 7.8242 | 0 | 7.8242 | 0 | 7.8242
2016-09-22 22:00 | 0 | 19.889 | 0 | 0 | 19.889 | 88.2004 | 0 | 0 | 0 | 0 | 0 | 0 | 0 | 0 | 0 | 0 | 0 | 0 | 19.889 | 19.889 | 7.7567 | 0 | 7.7567 | 0 | 7.7567
2016-09-22 23:00 | 0 | 17.809 | 0 | 0 | 17.809 | 69.4541 | 0 | 0 | 0 | 0 | 0 | 0 | 0 | 0 | 0 | 0 | 0 | 0 | 17.809 | 17.809 | 6.9455 | 0 | 6.9455 | 0 | 6.9455
2016-09-23 | 0 | 2.0415 | 0 | 0 | 15.525 | 67.3051 | 13.4835 | 19.2038 | 4.1272 | 0.68762 | 0 | 0 | 14.612 | 4.5918 | 4.1272 | 0 | 8.548 | 2.8493 | 18.3743 | 18.3743 | 6.0548 | 1.1112 | 7.166 | 0 | 7.166
2016-09-23 01:00 | 0 | 0 | 0 | 0 | 12.933 | 67.3051 | 12.933 | 18.4197 | 3.9587 | 0.66041 | 0 | 0 | 12.949 | 5.4707 | 3.9587 | 0 | 7.575 | 2.525 | 15.458 | 15.458 | 5.0439 | 0.98475 | 6.0286 | 0 | 6.0286
2016-09-23 02:00 | 0 | 0 | 0 | 0 | 11.756 | 67.3051 | 11.756 | 16.7434 | 3.5984 | 0.63639 | 0 | 0 | 10.915 | 5.8284 | 3.5984 | 0 | 6.385 | 2.1283 | 13.8843 | 13.8843 | 4.5848 | 0.83005 | 5.4149 | 0 | 5.4149
2016-09-23 03:00 | 0 | 4.262 | 0 | 0 | 11.762 | 62.8188 | 7.5 | 10.6818 | 2.2957 | 0.75156 | 0 | 0 | 9.581 | 1.1008 | 2.2957 | 0 | 5.605 | 1.8683 | 13.6303 | 13.6303 | 4.5872 | 0.72865 | 5.3158 | 0 | 5.3158
2016-09-23 04:00 | 0 | 3.773 | 0 | 0 | 11.273 | 58.8472 | 7.5 | 10.6818 | 2.2957 | 0.71909 | 0 | 0 | 8.843 | 1.8388 | 2.2957 | 0 | 5.173 | 1.7243 | 12.9973 | 12.9973 | 4.3965 | 0.67249 | 5.069 | 0 | 5.069
2016-09-23 05:00 | 0 | 10.131 | 0 | 0 | 10.131 | 48.183 | 0 | 0 | 0 | 0 | 0 | 0 | 0 | 0 | 0 | 0 | 0 | 0 | 10.131 | 10.131 | 3.9511 | 0 | 3.9511 | 0 | 3.9511
2016-09-23 06:00 | 0 | 9.179 | 0 | 0 | 9.179 | 38.5209 | 0 | 0 | 0 | 0 | 0 | 0 | 0 | 0 | 0 | 0 | 0 | 0 | 9.179 | 9.179 | 3.5798 | 0 | 3.5798 | 0 | 3.5798
2016-09-23 07:00 | 0.04 | 7.75 | 0 | 0 | 7.79 | 30.363 | 0 | 0 | 0 | 0 | 0 | 0 | 0 | 0 | 0 | 0 | 0 | 0 | 7.79 | 7.79 | 3.0381 | 0 | 3.0381 | 0 | 3.0381
2016-09-23 08:00 | 0.22 | 0 | 0.192 | 0 | 7.528 | 30.5454 | 7.5 | 10.6818 | 2.2957 | 0.33 | 0 | 0 | 0 | 10.6818 | 2.2957 | 0 | 0 | 0 | 7.528 | 7.528 | 2.9359 | 0 | 2.9359 | 0 | 2.9359
2016-09-23 09:00 | 0.54 | 0 | 0 | 22.506 | 8.034 | 30.5454 | 30 | 42.7273 | 9.1827 | 0.8 | 30.0857 | 3.3766 | 72.813 | 0 | 12.5594 | 72.813 | 0 | 0 | 8.034 | 30.54 | 3.1333 | 0 | 3.1333 | 8.7773 | 11.9106
2016-09-23 10:00 | 0.79 | 0 | 21.3832 | 1.1408 | 8.266 | 50.8595 | 30 | 42.7273 | 9.1827 | 0.8 | 30.2557 | 3.3957 | 72.983 | 0 | 12.5784 | 72.983 | 0 | 0 | 8.266 | 9.4068 | 3.2237 | 0 | 3.2237 | 0.44491 | 3.6687
2016-09-23 11:00 | 0.81 | 0 | 0 | 22.281 | 8.529 | 50.8595 | 30 | 42.7273 | 9.1827 | 0.8 | 30.3947 | 3.4113 | 73.122 | 0 | 12.594 | 73.122 | 0 | 0 | 8.529 | 30.81 | 3.3263 | 0 | 3.3263 | 8.6896 | 12.0159
2016-09-23 12:00 | 1.17 | 0 | 19.7089 | 0 | 9.277 | 69.5829 | 27.8159 | 39.6166 | 8.5142 | 0.8 | 39.9684 | 4.4858 | 79.585 | 0 | 13 | 72.487 | 4.152 | 1.384 | 10.661 | 10.661 | 3.618 | 0.53976 | 4.1578 | 0 | 4.1578
2016-09-23 13:00 | 1.31 | 0 | 15.9324 | 0 | 9.717 | 84.7187 | 24.3394 | 34.6652 | 7.4501 | 0.8 | 49.4498 | 5.5499 | 84.115 | 0 | 13 | 70.811 | 7.783 | 2.5943 | 12.3113 | 12.3113 | 3.7896 | 1.0118 | 4.8014 | 0 | 4.8014
2016-09-23 14:00 | 1.16 | 0 | 4.4588 | 0 | 10.748 | 88.9546 | 14.0468 | 20.006 | 4.2996 | 0.8 | 0 | 0 | 20.006 | 0 | 4.2996 | 0 | 11.703 | 3.901 | 14.649 | 14.649 | 4.1917 | 1.5214 | 5.7131 | 0 | 5.7131
2016-09-23 15:00 | 0.88 | 0 | 5.462 | 0 | 10.418 | 94.1435 | 15 | 21.3636 | 4.5914 | 0.8 | 71.2614 | 7.9979 | 92.625 | 0 | 12.5893 | 67.66 | 14.604 | 4.868 | 15.286 | 15.286 | 4.063 | 1.8985 | 5.9615 | 0 | 5.9615
2016-09-23 16:00 | 0.37 | 0 | 5.661 | 0 | 9.709 | 99.5214 | 15 | 21.3636 | 4.5914 | 0.8 | 73.4344 | 8.2418 | 94.798 | 0 | 12.8332 | 66.856 | 16.346 | 5.4487 | 15.1577 | 15.1577 | 3.7865 | 2.125 | 5.9115 | 0 | 5.9115
2016-09-23 17:00 | 0.15 | 0 | 20.658 | 0 | 9.492 | 119.1465 | 30 | 42.7273 | 9.1827 | 0.8 | 23.6597 | 2.6554 | 66.387 | 0 | 11.8381 | 66.387 | 0 | 0 | 9.492 | 9.492 | 3.7019 | 0 | 3.7019 | 0 | 3.7019
2016-09-23 18:00 | 0.02 | 0 | 19.921 | 0 | 10.099 | 138.0715 | 30 | 42.7273 | 9.1827 | 0.8 | 23.5017 | 2.6377 | 66.229 | 0 | 11.8204 | 66.229 | 0 | 0 | 10.099 | 10.099 | 3.9386 | 0 | 3.9386 | 0 | 3.9386
2016-09-23 19:00 | 0 | 0 | 14.467 | 0 | 15.533 | 151.8151 | 30 | 42.7273 | 9.1827 | 0.8 | 23.6697 | 2.6565 | 66.397 | 0 | 11.8393 | 66.397 | 0 | 0 | 15.533 | 15.533 | 6.0579 | 0 | 6.0579 | 0 | 6.0579
2016-09-23 20:00 | 0 | 19.351 | 0 | 0 | 19.351 | 131.4456 | 0 | 0 | 0 | 0 | 0 | 0 | 0 | 0 | 0 | 0 | 0 | 0 | 19.351 | 19.351 | 7.5469 | 0 | 7.5469 | 0 | 7.5469
2016-09-23 21:00 | 0 | 18.98 | 0 | 0 | 18.98 | 111.4667 | 0 | 0 | 0 | 0 | 0 | 0 | 0 | 0 | 0 | 0 | 0 | 0 | 18.98 | 18.98 | 7.4022 | 0 | 7.4022 | 0 | 7.4022
2016-09-23 22:00 | 0 | 18.403 | 0 | 0 | 18.403 | 92.0951 | 0 | 0 | 0 | 0 | 0 | 0 | 0 | 0 | 0 | 0 | 0 | 0 | 18.403 | 18.403 | 7.1772 | 0 | 7.1772 | 0 | 7.1772
2016-09-23 23:00 | 0 | 16.977 | 0 | 0 | 16.977 | 74.2246 | 0 | 0 | 0 | 0 | 0 | 0 | 0 | 0 | 0 | 0 | 0 | 0 | 16.977 | 16.977 | 6.621 | 0 | 6.621 | 0 | 6.621
2016-09-24 | 0 | 7.706 | 0 | 0 | 15.206 | 66.113 | 7.5 | 10.6818 | 2.2957 | 0.71025 | 0 | 0 | 8.642 | 2.0398 | 2.2957 | 0 | 5.055 | 1.685 | 16.891 | 16.891 | 5.9303 | 0.65715 | 6.5875 | 0 | 6.5875
2016-09-24 01:00 | 0 | 5.599 | 0 | 0 | 13.099 | 60.2193 | 7.5 | 10.6818 | 2.2957 | 0.66744 | 0 | 0 | 7.669 | 3.0128 | 2.2957 | 0 | 4.486 | 1.4953 | 14.5943 | 14.5943 | 5.1086 | 0.58318 | 5.6918 | 0 | 5.6918
2016-09-24 02:00 | 0 | 4.854 | 0 | 0 | 12.354 | 55.1099 | 7.5 | 10.6818 | 2.2957 | 0.65723 | 0 | 0 | 7.437 | 3.2448 | 2.2957 | 0 | 4.351 | 1.4503 | 13.8043 | 13.8043 | 4.8181 | 0.56563 | 5.3837 | 0 | 5.3837
2016-09-24 03:00 | 0 | 4.574 | 0 | 0 | 12.074 | 50.2951 | 7.5 | 10.6818 | 2.2957 | 0.60892 | 0 | 0 | 6.339 | 4.3428 | 2.2957 | 0 | 3.708 | 1.236 | 13.31 | 13.31 | 4.7089 | 0.48204 | 5.1909 | 0 | 5.1909
2016-09-24 04:00 | 0 | 3.707 | 0 | 0 | 11.207 | 46.393 | 7.5 | 10.6818 | 2.2957 | 0.57974 | 0 | 0 | 5.676 | 5.0058 | 2.2957 | 0 | 3.321 | 1.107 | 12.314 | 12.314 | 4.3707 | 0.43173 | 4.8025 | 0 | 4.8025
2016-09-24 05:00 | 0 | 10.551 | 0 | 0 | 10.551 | 35.2867 | 0 | 0 | 0 | 0 | 0 | 0 | 0 | 0 | 0 | 0 | 0 | 0 | 10.551 | 10.551 | 4.1149 | 0 | 4.1149 | 0 | 4.1149
2016-09-24 06:00 | 0 | 1.916 | 0 | 0 | 9.416 | 33.2699 | 7.5 | 10.6818 | 2.2957 | 0.33 | 0 | 0 | 0 | 10.6818 | 2.2957 | 0 | 0 | 0 | 9.416 | 9.416 | 3.6722 | 0 | 3.6722 | 0 | 3.6722
2016-09-24 07:00 | 0.05 | 0.421 | 0 | 0 | 7.971 | 32.8267 | 7.5 | 10.6818 | 2.2957 | 0.33 | 0 | 0 | 0 | 10.6818 | 2.2957 | 0 | 0 | 0 | 7.971 | 7.971 | 3.1087 | 0 | 3.1087 | 0 | 3.1087
2016-09-24 08:00 | 0.23 | 0.096 | 0 | 0 | 7.826 | 32.7256 | 7.5 | 10.6818 | 2.2957 | 0.33 | 0 | 0 | 0 | 10.6818 | 2.2957 | 0 | 0 | 0 | 7.826 | 7.826 | 3.0521 | 0 | 3.0521 | 0 | 3.0521
2016-09-24 09:00 | 0.62 | 0 | 0 | 22.054 | 8.566 | 32.7256 | 30 | 42.7273 | 9.1827 | 0.8 | 31.4447 | 3.5292 | 74.172 | 0 | 12.7119 | 74.172 | 0 | 0 | 8.566 | 30.62 | 3.3407 | 0 | 3.3407 | 8.6011 | 11.9418
2016-09-24 10:00 | 0.9 | 0 | 16.1864 | 6.0136 | 8.7 | 48.1027 | 30 | 42.7273 | 9.1827 | 0.8 | 31.6547 | 3.5527 | 74.382 | 0 | 12.7355 | 74.382 | 0 | 0 | 8.7 | 14.7136 | 3.393 | 0 | 3.393 | 2.3453 | 5.7383
2016-09-24 11:00 | 0.96 | 0 | 0 | 22.106 | 8.854 | 48.1027 | 30 | 42.7273 | 9.1827 | 0.8 | 31.8397 | 3.5735 | 74.567 | 0 | 12.7562 | 74.567 | 0 | 0 | 8.854 | 30.96 | 3.4531 | 0 | 3.4531 | 8.6213 | 12.0744
2016-09-24 12:00 | 0.91 | 0 | 21.691 | 0 | 9.219 | 68.7092 | 30 | 42.7273 | 9.1827 | 0.8 | 33.9597 | 3.8114 | 76.687 | 0 | 12.9942 | 73.56 | 1.829 | 0.60967 | 9.8287 | 9.8287 | 3.5954 | 0.23777 | 3.8332 | 0 | 3.8332
2016-09-24 13:00 | 1 | 0 | 16.8962 | 0 | 9.447 | 84.7606 | 25.3432 | 36.0949 | 7.7573 | 0.8 | 46.7121 | 5.2427 | 82.807 | 0 | 13 | 71.295 | 6.735 | 2.245 | 11.692 | 11.692 | 3.6843 | 0.87555 | 4.5599 | 0 | 4.5599
2016-09-24 14:00 | 0.82 | 0 | 5.0237 | 0 | 10.284 | 89.5331 | 14.4877 | 20.634 | 4.4346 | 0.8 | 0 | 0 | 20.634 | 0 | 4.4346 | 0 | 12.071 | 4.0237 | 14.3077 | 14.3077 | 4.0108 | 1.5692 | 5.58 | 0 | 5.58
2016-09-24 15:00 | 0.65 | 0 | 5.239 | 0 | 10.411 | 94.5102 | 15 | 21.3636 | 4.5914 | 0.8 | 71.7034 | 8.0475 | 93.067 | 0 | 12.6389 | 67.497 | 14.959 | 4.9863 | 15.3973 | 15.3973 | 4.0603 | 1.9447 | 6.005 | 0 | 6.005
2016-09-24 16:00 | 0.44 | 0 | 5.425 | 0 | 10.015 | 99.6639 | 15 | 21.3636 | 4.5914 | 0.8 | 74.0214 | 8.3077 | 95.385 | 0 | 12.899 | 66.639 | 16.816 | 5.6053 | 15.6203 | 15.6203 | 3.9059 | 2.1861 | 6.0919 | 0 | 6.0919
2016-09-24 17:00 | 0.26 | 0 | 20.72 | 0 | 9.54 | 119.3479 | 30 | 42.7273 | 9.1827 | 0.8 | 23.4037 | 2.6267 | 66.131 | 0 | 11.8094 | 66.131 | 0 | 0 | 9.54 | 9.54 | 3.7206 | 0 | 3.7206 | 0 | 3.7206
2016-09-24 18:00 | 0.06 | 0 | 19.933 | 0 | 10.127 | 138.2843 | 30 | 42.7273 | 9.1827 | 0.8 | 23.2087 | 2.6048 | 65.936 | 0 | 11.7875 | 65.936 | 0 | 0 | 10.127 | 10.127 | 3.9495 | 0 | 3.9495 | 0 | 3.9495
2016-09-24 19:00 | 0 | 0 | 14.243 | 0 | 15.757 | 151.8151 | 30 | 42.7273 | 9.1827 | 0.8 | 23.3157 | 2.6168 | 66.043 | 0 | 11.7995 | 66.043 | 0 | 0 | 15.757 | 15.757 | 6.1452 | 0 | 6.1452 | 0 | 6.1452
2016-09-24 20:00 | 0 | 20.239 | 0 | 0 | 20.239 | 130.5109 | 0 | 0 | 0 | 0 | 0 | 0 | 0 | 0 | 0 | 0 | 0 | 0 | 20.239 | 20.239 | 7.8932 | 0 | 7.8932 | 0 | 7.8932
2016-09-24 21:00 | 0 | 21.673 | 0 | 0 | 21.673 | 107.6972 | 0 | 0 | 0 | 0 | 0 | 0 | 0 | 0 | 0 | 0 | 0 | 0 | 21.673 | 21.673 | 8.4525 | 0 | 8.4525 | 0 | 8.4525
2016-09-24 22:00 | 0 | 19.456 | 0 | 0 | 19.456 | 87.2172 | 0 | 0 | 0 | 0 | 0 | 0 | 0 | 0 | 0 | 0 | 0 | 0 | 19.456 | 19.456 | 7.5878 | 0 | 7.5878 | 0 | 7.5878
2016-09-24 23:00 | 0 | 17.041 | 0 | 0 | 17.041 | 69.2793 | 0 | 0 | 0 | 0 | 0 | 0 | 0 | 0 | 0 | 0 | 0 | 0 | 17.041 | 17.041 | 6.646 | 0 | 6.646 | 0 | 6.646
2016-09-25 | 0 | 6.8656 | 0 | 0 | 14.45 | 62.0524 | 7.5844 | 10.802 | 2.3215 | 0.8 | 0 | 0 | 10.802 | 0 | 2.3215 | 0 | 6.319 | 2.1063 | 16.5563 | 16.5563 | 5.6355 | 0.82147 | 6.457 | 0 | 6.457
2016-09-25 01:00 | 0 | 3.9939 | 0 | 0 | 12.765 | 57.8483 | 8.7711 | 12.4922 | 2.6848 | 0.75296 | 0 | 0 | 11.242 | 1.2502 | 2.6848 | 0 | 6.577 | 2.1923 | 14.9573 | 14.9573 | 4.9784 | 0.85501 | 5.8334 | 0 | 5.8334
2016-09-25 02:00 | 0 | 0 | 0 | 0 | 12.048 | 57.8483 | 12.048 | 17.1593 | 3.6878 | 0.61601 | 0 | 0 | 10.442 | 6.7173 | 3.6878 | 0 | 6.108 | 2.036 | 14.084 | 14.084 | 4.6987 | 0.79404 | 5.4928 | 0 | 5.4928
2016-09-25 03:00 | 0 | 4.178 | 0 | 0 | 11.678 | 53.4504 | 7.5 | 10.6818 | 2.2957 | 0.70783 | 0 | 0 | 8.587 | 2.0948 | 2.2957 | 0 | 5.023 | 1.6743 | 13.3523 | 13.3523 | 4.5544 | 0.65299 | 5.2074 | 0 | 5.2074
2016-09-25 04:00 | 0 | 4.181 | 0 | 0 | 11.681 | 49.0493 | 7.5 | 10.6818 | 2.2957 | 0.64539 | 0 | 0 | 7.168 | 3.5138 | 2.2957 | 0 | 4.193 | 1.3977 | 13.0787 | 13.0787 | 4.5556 | 0.54509 | 5.1007 | 0 | 5.1007
2016-09-25 05:00 | 0 | 10.412 | 0 | 0 | 10.412 | 38.0893 | 0 | 0 | 0 | 0 | 0 | 0 | 0 | 0 | 0 | 0 | 0 | 0 | 10.412 | 10.412 | 4.0607 | 0 | 4.0607 | 0 | 4.0607
2016-09-25 06:00 | 0 | 0 | 0 | 0 | 9.138 | 38.0893 | 9.138 | 13.0147 | 2.7971 | 0.33 | 0 | 0 | 0 | 13.0147 | 2.7971 | 0 | 0 | 0 | 9.138 | 9.138 | 3.5638 | 0 | 3.5638 | 0 | 3.5638
2016-09-25 07:00 | 0.03 | 0 | 0 | 0 | 7.719 | 38.0893 | 7.689 | 10.951 | 2.3535 | 0.33 | 0 | 0 | 0 | 10.951 | 2.3535 | 0 | 0 | 0 | 7.719 | 7.719 | 3.0104 | 0 | 3.0104 | 0 | 3.0104
2016-09-25 08:00 | 0.36 | 7.34 | 0 | 0 | 7.7 | 30.363 | 0 | 0 | 0 | 0 | 0 | 0 | 0 | 0 | 0 | 0 | 0 | 0 | 7.7 | 7.7 | 3.003 | 0 | 3.003 | 0 | 3.003
2016-09-25 09:00 | 0.65 | 0 | 0 | 22.298 | 8.352 | 30.363 | 30 | 42.7273 | 9.1827 | 0.8 | 31.5397 | 3.5398 | 74.267 | 0 | 12.7225 | 74.267 | 0 | 0 | 8.352 | 30.65 | 3.2573 | 0 | 3.2573 | 8.6962 | 11.9535
2016-09-25 10:00 | 0.85 | 0 | 0 | 22.58 | 8.27 | 30.363 | 30 | 42.7273 | 9.1827 | 0.8 | 31.7247 | 3.5606 | 74.452 | 0 | 12.7433 | 74.452 | 0 | 0 | 8.27 | 30.85 | 3.2253 | 0 | 3.2253 | 8.8062 | 12.0315
2016-09-25 11:00 | 0.95 | 0 | 18.6318 | 3.6922 | 8.626 | 48.0632 | 30 | 42.7273 | 9.1827 | 0.8 | 31.9497 | 3.5858 | 74.677 | 0 | 12.7686 | 74.677 | 0 | 0 | 8.626 | 12.3182 | 3.3641 | 0 | 3.3641 | 1.44 | 4.8041
2016-09-25 12:00 | 1.1 | 0 | 21.49 | 0 | 9.61 | 68.4787 | 30 | 42.7273 | 9.1827 | 0.8 | 33.3757 | 3.7459 | 76.103 | 0 | 12.9286 | 73.776 | 1.361 | 0.45367 | 10.0637 | 10.0637 | 3.7479 | 0.17693 | 3.9248 | 0 | 3.9248
2016-09-25 13:00 | 1.11 | 0 | 16.4823 | 0 | 9.733 | 84.1369 | 25.1053 | 35.7561 | 7.6845 | 0.8 | 47.3609 | 5.3155 | 83.117 | 0 | 13 | 71.18 | 6.983 | 2.3277 | 12.0607 | 12.0607 | 3.7959 | 0.90779 | 4.7037 | 0 | 4.7037
2016-09-25 14:00 | 1.14 | 0 | 5.794 | 0 | 10.346 | 89.6412 | 15 | 21.3636 | 4.5914 | 0.8 | 0.033364 | 0.0037445 | 21.397 | 0 | 4.5951 | 0 | 12.517 | 4.1723 | 14.5183 | 14.5183 | 4.0349 | 1.6272 | 5.6621 | 0 | 5.6621
2016-09-25 15:00 | 1.03 | 0 | 6.059 | 0 | 9.971 | 95.3972 | 15 | 21.3636 | 4.5914 | 0.8 | 73.2724 | 8.2236 | 94.636 | 0 | 12.815 | 66.916 | 16.216 | 5.4053 | 15.3763 | 15.3763 | 3.8887 | 2.1081 | 5.9968 | 0 | 5.9968
2016-09-25 16:00 | 0.73 | 0 | 5.1012 | 0 | 10.049 | 100.2434 | 14.4202 | 20.5379 | 4.4139 | 0.8 | 76.5021 | 8.5861 | 97.04 | 0 | 13 | 66.026 | 18.143 | 6.0477 | 16.0967 | 16.0967 | 3.9191 | 2.3586 | 6.2777 | 0 | 6.2777
2016-09-25 17:00 | 0.43 | 0 | 20.831 | 0 | 9.599 | 120.0329 | 30 | 42.7273 | 9.1827 | 0.8 | 22.8577 | 2.5654 | 65.585 | 0 | 11.7481 | 65.585 | 0 | 0 | 9.599 | 9.599 | 3.7436 | 0 | 3.7436 | 0 | 3.7436
2016-09-25 18:00 | 0.1 | 0 | 19.643 | 0 | 10.457 | 138.6937 | 30 | 42.7273 | 9.1827 | 0.8 | 22.7247 | 2.5505 | 65.452 | 0 | 11.7332 | 65.452 | 0 | 0 | 10.457 | 10.457 | 4.0782 | 0 | 4.0782 | 0 | 4.0782
2016-09-25 19:00 | 0 | 0 | 13.812 | 0 | 16.188 | 151.8151 | 30 | 42.7273 | 9.1827 | 0.8 | 22.8857 | 2.5685 | 65.613 | 0 | 11.7513 | 65.613 | 0 | 0 | 16.188 | 16.188 | 6.3133 | 0 | 6.3133 | 0 | 6.3133
2016-09-25 20:00 | 0 | 20.941 | 0 | 0 | 20.941 | 129.772 | 0 | 0 | 0 | 0 | 0 | 0 | 0 | 0 | 0 | 0 | 0 | 0 | 20.941 | 20.941 | 8.167 | 0 | 8.167 | 0 | 8.167
2016-09-25 21:00 | 0 | 20.477 | 0 | 0 | 20.477 | 108.2172 | 0 | 0 | 0 | 0 | 0 | 0 | 0 | 0 | 0 | 0 | 0 | 0 | 20.477 | 20.477 | 7.986 | 0 | 7.986 | 0 | 7.986
2016-09-25 22:00 | 0 | 12.546 | 0 | 0 | 20.046 | 95.0109 | 7.5 | 10.6818 | 2.2957 | 0.33 | 0 | 0 | 0 | 10.6818 | 2.2957 | 0 | 0 | 0 | 20.046 | 20.046 | 7.8179 | 0 | 7.8179 | 0 | 7.8179
2016-09-25 23:00 | 0 | 18.177 | 0 | 0 | 18.177 | 75.8772 | 0 | 0 | 0 | 0 | 0 | 0 | 0 | 0 | 0 | 0 | 0 | 0 | 18.177 | 18.177 | 7.089 | 0 | 7.089 | 0 | 7.089
2016-09-26 | 0 | 2.8895 | 0 | 0 | 15.947 | 72.8357 | 13.0575 | 18.5971 | 3.9968 | 0.60173 | 0 | 0 | 10.752 | 7.8451 | 3.9968 | 0 | 6.29 | 2.0967 | 18.0437 | 18.0437 | 6.2193 | 0.8177 | 7.037 | 0 | 7.037
2016-09-26 01:00 | 0 | 6.391 | 0 | 0 | 13.891 | 66.1083 | 7.5 | 10.6818 | 2.2957 | 0.79482 | 0 | 0 | 10.564 | 0.11782 | 2.2957 | 0 | 6.18 | 2.06 | 15.951 | 15.951 | 5.4175 | 0.8034 | 6.2209 | 0 | 6.2209
2016-09-26 02:00 | 0 | 4.928 | 0 | 0 | 12.428 | 60.9209 | 7.5 | 10.6818 | 2.2957 | 0.78179 | 0 | 0 | 10.268 | 0.41382 | 2.2957 | 0 | 6.007 | 2.0023 | 14.4303 | 14.4303 | 4.8469 | 0.78091 | 5.6278 | 0 | 5.6278
2016-09-26 03:00 | 0 | 4.18 | 0 | 0 | 11.68 | 56.5209 | 7.5 | 10.6818 | 2.2957 | 0.74452 | 0 | 0 | 9.421 | 1.2608 | 2.2957 | 0 | 5.511 | 1.837 | 13.517 | 13.517 | 4.5552 | 0.71643 | 5.2716 | 0 | 5.2716
2016-09-26 04:00 | 0 | 0 | 0 | 0 | 11.283 | 56.5209 | 11.283 | 16.0697 | 3.4536 | 0.58571 | 0 | 0 | 8.743 | 7.3267 | 3.4536 | 0 | 5.115 | 1.705 | 12.988 | 12.988 | 4.4004 | 0.66495 | 5.0653 | 0 | 5.0653
2016-09-26 05:00 | 0 | 10.323 | 0 | 0 | 10.323 | 45.6546 | 0 | 0 | 0 | 0 | 0 | 0 | 0 | 0 | 0 | 0 | 0 | 0 | 10.323 | 10.323 | 4.026 | 0 | 4.026 | 0 | 4.026
2016-09-26 06:00 | 0 | 0 | 0 | 0 | 9.169 | 45.6546 | 9.169 | 13.0589 | 2.8066 | 0.33 | 0 | 0 | 0 | 13.0589 | 2.8066 | 0 | 0 | 0 | 9.169 | 9.169 | 3.5759 | 0 | 3.5759 | 0 | 3.5759
2016-09-26 07:00 | 0.06 | 7.472 | 0 | 0 | 7.532 | 37.7893 | 0 | 0 | 0 | 0 | 0 | 0 | 0 | 0 | 0 | 0 | 0 | 0 | 7.532 | 7.532 | 2.9375 | 0 | 2.9375 | 0 | 2.9375
2016-09-26 08:00 | 0.56 | 7.055 | 0 | 0 | 7.615 | 30.363 | 0 | 0 | 0 | 0 | 0 | 0 | 0 | 0 | 0 | 0 | 0 | 0 | 7.615 | 7.615 | 2.9699 | 0 | 2.9699 | 0 | 2.9699
2016-09-26 09:00 | 0.82 | 0 | 0 | 22.406 | 8.414 | 30.363 | 30 | 42.7273 | 9.1827 | 0.8 | 30.4217 | 3.4143 | 73.149 | 0 | 12.5971 | 73.149 | 0 | 0 | 8.414 | 30.82 | 3.2815 | 0 | 3.2815 | 8.7383 | 12.0198
2016-09-26 10:00 | 1.11 | 0 | 0 | 22.69 | 8.42 | 30.363 | 30 | 42.7273 | 9.1827 | 0.8 | 30.4317 | 3.4155 | 73.159 | 0 | 12.5982 | 73.159 | 0 | 0 | 8.42 | 31.11 | 3.2838 | 0 | 3.2838 | 8.8491 | 12.1329
2016-09-26 11:00 | 1.4 | 0 | 15.2004 | 7.9896 | 8.21 | 44.8034 | 30 | 42.7273 | 9.1827 | 0.8 | 30.5207 | 3.4254 | 73.248 | 0 | 12.6082 | 73.248 | 0 | 0 | 8.21 | 16.1996 | 3.2019 | 0 | 3.2019 | 3.116 | 6.3179
2016-09-26 12:00 | 1.67 | 0 | 21.3446 | 0 | 8.532 | 65.0807 | 28.2066 | 40.173 | 8.6338 | 0.8 | 38.903 | 4.3662 | 79.076 | 0 | 13 | 72.676 | 3.744 | 1.248 | 9.78 | 9.78 | 3.3275 | 0.48672 | 3.8142 | 0 | 3.8142
2016-09-26 13:00 | 1.73 | 0 | 16.2531 | 0 | 8.923 | 80.5212 | 23.4461 | 33.393 | 7.1767 | 0.8 | 51.886 | 5.8233 | 85.279 | 0 | 13 | 70.38 | 8.716 | 2.9053 | 11.8283 | 11.8283 | 3.48 | 1.1331 | 4.6131 | 0 | 4.6131
2016-09-26 14:00 | 1.7 | 0 | 6.476 | 0 | 10.224 | 86.6734 | 15 | 21.3636 | 4.5914 | 0.8 | 0.99636 | 0.11183 | 22.36 | 0 | 4.7032 | 0 | 13.081 | 4.3603 | 14.5843 | 14.5843 | 3.9874 | 1.7005 | 5.6879 | 0 | 5.6879
2016-09-26 15:00 | 1.49 | 0 | 6.311 | 0 | 10.179 | 92.6688 | 15 | 21.3636 | 4.5914 | 0.8 | 73.0734 | 8.2013 | 94.437 | 0 | 12.7926 | 66.99 | 16.057 | 5.3523 | 15.5313 | 15.5313 | 3.9698 | 2.0874 | 6.0572 | 0 | 6.0572
2016-09-26 16:00 | 1.2 | 0 | 6.3583 | 0 | 9.473 | 98.7092 | 14.6313 | 20.8385 | 4.4785 | 0.8 | 75.9265 | 8.5215 | 96.765 | 0 | 13 | 66.128 | 17.923 | 5.9743 | 15.4473 | 15.4473 | 3.6945 | 2.33 | 6.0245 | 0 | 6.0245
2016-09-26 17:00 | 0.76 | 0 | 21.411 | 0 | 9.349 | 119.0496 | 30 | 42.7273 | 9.1827 | 0.8 | 22.9457 | 2.5753 | 65.673 | 0 | 11.758 | 65.673 | 0 | 0 | 9.349 | 9.349 | 3.6461 | 0 | 3.6461 | 0 | 3.6461
2016-09-26 18:00 | 0.15 | 0 | 20.25 | 0 | 9.9 | 138.2871 | 30 | 42.7273 | 9.1827 | 0.8 | 22.8407 | 2.5635 | 65.568 | 0 | 11.7462 | 65.568 | 0 | 0 | 9.9 | 9.9 | 3.861 | 0 | 3.861 | 0 | 3.861
2016-09-26 19:00 | 0 | 0 | 14.24 | 0 | 15.76 | 151.8151 | 30 | 42.7273 | 9.1827 | 0.8 | 23.0657 | 2.5887 | 65.793 | 0 | 11.7715 | 65.793 | 0 | 0 | 15.76 | 15.76 | 6.1464 | 0 | 6.1464 | 0 | 6.1464
2016-09-26 20:00 | 0 | 20.406 | 0 | 0 | 20.406 | 130.3351 | 0 | 0 | 0 | 0 | 0 | 0 | 0 | 0 | 0 | 0 | 0 | 0 | 20.406 | 20.406 | 7.9583 | 0 | 7.9583 | 0 | 7.9583
2016-09-26 21:00 | 0 | 21.11 | 0 | 0 | 21.11 | 108.1141 | 0 | 0 | 0 | 0 | 0 | 0 | 0 | 0 | 0 | 0 | 0 | 0 | 21.11 | 21.11 | 8.2329 | 0 | 8.2329 | 0 | 8.2329
2016-09-26 22:00 | 0 | 21.218 | 0 | 0 | 21.218 | 85.7793 | 0 | 0 | 0 | 0 | 0 | 0 | 0 | 0 | 0 | 0 | 0 | 0 | 21.218 | 21.218 | 8.275 | 0 | 8.275 | 0 | 8.275
2016-09-26 23:00 | 0 | 17.969 | 0 | 0 | 17.969 | 66.8646 | 0 | 0 | 0 | 0 | 0 | 0 | 0 | 0 | 0 | 0 | 0 | 0 | 17.969 | 17.969 | 7.0079 | 0 | 7.0079 | 0 | 7.0079
2016-09-27 | 0 | 2.3545 | 0 | 0 | 15.22 | 64.3862 | 12.8655 | 18.3236 | 3.938 | 0.6181 | 0 | 0 | 11.232 | 7.0916 | 3.938 | 0 | 6.571 | 2.1903 | 17.4103 | 17.4103 | 5.9358 | 0.85423 | 6.79 | 0 | 6.79
2016-09-27 01:00 | 0 | 0 | 0 | 0 | 12.894 | 64.3862 | 12.894 | 18.3642 | 3.9467 | 0.56049 | 0 | 0 | 9.006 | 9.3582 | 3.9467 | 0 | 5.269 | 1.7563 | 14.6503 | 14.6503 | 5.0287 | 0.68497 | 5.7136 | 0 | 5.7136
2016-09-27 02:00 | 0 | 0 | 0 | 0 | 11.858 | 64.3862 | 11.858 | 16.8887 | 3.6296 | 0.5425 | 0 | 0 | 7.636 | 9.2527 | 3.6296 | 0 | 4.467 | 1.489 | 13.347 | 13.347 | 4.6246 | 0.58071 | 5.2053 | 0 | 5.2053
2016-09-27 03:00 | 0 | 0 | 0 | 0 | 12.46 | 64.3862 | 12.46 | 17.7461 | 3.8139 | 0.50951 | 0 | 0 | 6.778 | 10.9681 | 3.8139 | 0 | 3.965 | 1.3217 | 13.7817 | 13.7817 | 4.8594 | 0.51545 | 5.3749 | 0 | 5.3749
2016-09-27 04:00 | 0 | 4.735 | 0 | 0 | 12.235 | 59.402 | 7.5 | 10.6818 | 2.2957 | 0.58727 | 0 | 0 | 5.847 | 4.8348 | 2.2957 | 0 | 3.42 | 1.14 | 13.375 | 13.375 | 4.7717 | 0.4446 | 5.2162 | 0 | 5.2162
2016-09-27 05:00 | 0 | 11.058 | 0 | 0 | 11.058 | 47.762 | 0 | 0 | 0 | 0 | 0 | 0 | 0 | 0 | 0 | 0 | 0 | 0 | 11.058 | 11.058 | 4.3126 | 0 | 4.3126 | 0 | 4.3126
2016-09-27 06:00 | 0 | 9.486 | 0 | 0 | 9.486 | 37.7767 | 0 | 0 | 0 | 0 | 0 | 0 | 0 | 0 | 0 | 0 | 0 | 0 | 9.486 | 9.486 | 3.6995 | 0 | 3.6995 | 0 | 3.6995
2016-09-27 07:00 | 0.06 | 0 | 0 | 0 | 8.201 | 37.7767 | 8.141 | 11.5948 | 2.4919 | 0.33 | 0 | 0 | 0 | 11.5948 | 2.4919 | 0 | 0 | 0 | 8.201 | 8.201 | 3.1984 | 0 | 3.1984 | 0 | 3.1984
2016-09-27 08:00 | 0.58 | 7.043 | 0 | 0 | 7.623 | 30.363 | 0 | 0 | 0 | 0 | 0 | 0 | 0 | 0 | 0 | 0 | 0 | 0 | 7.623 | 7.623 | 2.973 | 0 | 2.973 | 0 | 2.973
2016-09-27 09:00 | 1.08 | 0 | 0 | 23.065 | 8.015 | 30.363 | 30 | 42.7273 | 9.1827 | 0.8 | 31.6037 | 3.547 | 74.331 | 0 | 12.7297 | 74.331 | 0 | 0 | 8.015 | 31.08 | 3.1258 | 0 | 3.1258 | 8.9954 | 12.1212
2016-09-27 10:00 | 1.44 | 0 | 23.293 | 0 | 8.147 | 52.4914 | 30 | 42.7273 | 9.1827 | 0.8 | 31.8717 | 3.5771 | 74.599 | 0 | 12.7598 | 74.599 | 0 | 0 | 8.147 | 8.147 | 3.1773 | 0 | 3.1773 | 0 | 3.1773
2016-09-27 11:00 | 1.59 | 0 | 0 | 23.209 | 8.381 | 52.4914 | 30 | 42.7273 | 9.1827 | 0.8 | 32.1167 | 3.6046 | 74.844 | 0 | 12.7873 | 74.844 | 0 | 0 | 8.381 | 31.59 | 3.2686 | 0 | 3.2686 | 9.0515 | 12.3201
2016-09-27 12:00 | 1.72 | 0 | 15.4781 | 7.1619 | 9.08 | 67.1956 | 30 | 42.7273 | 9.1827 | 0.8 | 33.3597 | 3.7441 | 76.087 | 0 | 12.9268 | 73.782 | 1.348 | 0.44933 | 9.5293 | 16.6913 | 3.5412 | 0.17524 | 3.7164 | 2.7931 | 6.5096
2016-09-27 13:00 | 1.7 | 0 | 17.8675 | 0 | 9.462 | 84.1697 | 25.6295 | 36.5026 | 7.845 | 0.8 | 45.9314 | 5.155 | 82.434 | 0 | 13 | 71.433 | 6.436 | 2.1453 | 11.6073 | 11.6073 | 3.6902 | 0.83668 | 4.5269 | 0 | 4.5269
2016-09-27 14:00 | 1.54 | 0 | 6.1913 | 0 | 10.099 | 90.0514 | 14.7503 | 21.008 | 4.5149 | 0.8 | 0 | 0 | 21.008 | 0 | 4.5149 | 0 | 12.289 | 4.0963 | 14.1953 | 14.1953 | 3.9386 | 1.5976 | 5.5362 | 0 | 5.5362
2016-09-27 15:00 | 1.37 | 0 | 6.271 | 0 | 10.099 | 96.0088 | 15 | 21.3636 | 4.5914 | 0.8 | 73.2434 | 8.2204 | 94.607 | 0 | 12.8117 | 66.927 | 16.193 | 5.3977 | 15.4967 | 15.4967 | 3.9386 | 2.1051 | 6.0437 | 0 | 6.0437
2016-09-27 16:00 | 1.11 | 0 | 5.6284 | 0 | 9.845 | 101.3559 | 14.3634 | 20.457 | 4.3965 | 0.8 | 76.657 | 8.6035 | 97.114 | 0 | 13 | 65.999 | 18.203 | 6.0677 | 15.9127 | 15.9127 | 3.8396 | 2.3664 | 6.2059 | 0 | 6.2059
2016-09-27 17:00 | 0.71 | 0 | 20.591 | 0 | 10.119 | 120.9173 | 30 | 42.7273 | 9.1827 | 0.8 | 22.8097 | 2.56 | 65.537 | 0 | 11.7428 | 65.537 | 0 | 0 | 10.119 | 10.119 | 3.9464 | 0 | 3.9464 | 0 | 3.9464
2016-09-27 18:00 | 0.16 | 0 | 19.575 | 0 | 10.585 | 139.5136 | 30 | 42.7273 | 9.1827 | 0.8 | 22.6777 | 2.5452 | 65.405 | 0 | 11.7279 | 65.405 | 0 | 0 | 10.585 | 10.585 | 4.1282 | 0 | 4.1282 | 0 | 4.1282
2016-09-27 19:00 | 0 | 0 | 12.949 | 0 | 17.051 | 151.8151 | 30 | 42.7273 | 9.1827 | 0.8 | 22.8447 | 2.5639 | 65.572 | 0 | 11.7467 | 65.572 | 0 | 0 | 17.051 | 17.051 | 6.6499 | 0 | 6.6499 | 0 | 6.6499
2016-09-27 20:00 | 0 | 21.228 | 0 | 0 | 21.228 | 129.4699 | 0 | 0 | 0 | 0 | 0 | 0 | 0 | 0 | 0 | 0 | 0 | 0 | 21.228 | 21.228 | 8.2789 | 0 | 8.2789 | 0 | 8.2789
2016-09-27 21:00 | 0 | 21.138 | 0 | 0 | 21.138 | 107.2193 | 0 | 0 | 0 | 0 | 0 | 0 | 0 | 0 | 0 | 0 | 0 | 0 | 21.138 | 21.138 | 8.2438 | 0 | 8.2438 | 0 | 8.2438
2016-09-27 22:00 | 0 | 20.495 | 0 | 0 | 20.495 | 85.6456 | 0 | 0 | 0 | 0 | 0 | 0 | 0 | 0 | 0 | 0 | 0 | 0 | 20.495 | 20.495 | 7.9931 | 0 | 7.9931 | 0 | 7.9931
2016-09-27 23:00 | 0 | 18.18 | 0 | 0 | 18.18 | 66.5088 | 0 | 0 | 0 | 0 | 0 | 0 | 0 | 0 | 0 | 0 | 0 | 0 | 18.18 | 18.18 | 7.0902 | 0 | 7.0902 | 0 | 7.0902
2016-09-28 | 0 | 5.2395 | 0 | 0 | 15.506 | 60.9935 | 10.2665 | 14.622 | 3.1425 | 0.70768 | 0 | 0 | 11.75 | 2.872 | 3.1425 | 0 | 6.874 | 2.2913 | 17.7973 | 17.7973 | 6.0473 | 0.89362 | 6.941 | 0 | 6.941
2016-09-28 01:00 | 0 | 0 | 0 | 0 | 12.716 | 60.9935 | 12.716 | 18.1107 | 3.8923 | 0.60119 | 0 | 0 | 10.45 | 7.6607 | 3.8923 | 0 | 6.114 | 2.038 | 14.754 | 14.754 | 4.9592 | 0.79482 | 5.7541 | 0 | 5.7541
2016-09-28 02:00 | 0 | 4.816 | 0 | 0 | 12.316 | 55.9241 | 7.5 | 10.6818 | 2.2957 | 0.74197 | 0 | 0 | 9.363 | 1.3188 | 2.2957 | 0 | 5.477 | 1.8257 | 14.1417 | 14.1417 | 4.8032 | 0.71201 | 5.5153 | 0 | 5.5153
2016-09-28 03:00 | 0 | 4.963 | 0 | 0 | 12.463 | 50.6999 | 7.5 | 10.6818 | 2.2957 | 0.70849 | 0 | 0 | 8.602 | 2.0798 | 2.2957 | 0 | 5.032 | 1.6773 | 14.1403 | 14.1403 | 4.8606 | 0.65416 | 5.5147 | 0 | 5.5147
2016-09-28 04:00 | 0 | 4.185 | 0 | 0 | 11.685 | 46.2946 | 7.5 | 10.6818 | 2.2957 | 0.66163 | 0 | 0 | 7.537 | 3.1448 | 2.2957 | 0 | 4.409 | 1.4697 | 13.1547 | 13.1547 | 4.5572 | 0.57317 | 5.1303 | 0 | 5.1303
2016-09-28 05:00 | 0 | 0 | 0 | 0 | 10.914 | 46.2946 | 10.914 | 15.5442 | 3.3407 | 0.33 | 0 | 0 | 0 | 15.5442 | 3.3407 | 0 | 0 | 0 | 10.914 | 10.914 | 4.2565 | 0 | 4.2565 | 0 | 4.2565
2016-09-28 06:00 | 0 | 0 | 0 | 0 | 9.482 | 46.2946 | 9.482 | 13.5047 | 2.9024 | 0.33 | 0 | 0 | 0 | 13.5047 | 2.9024 | 0 | 0 | 0 | 9.482 | 9.482 | 3.698 | 0 | 3.698 | 0 | 3.698
2016-09-28 07:00 | 0.1 | 7.82 | 0 | 0 | 7.92 | 38.063 | 0 | 0 | 0 | 0 | 0 | 0 | 0 | 0 | 0 | 0 | 0 | 0 | 7.92 | 7.92 | 3.0888 | 0 | 3.0888 | 0 | 3.0888
2016-09-28 08:00 | 0.51 | 7.315 | 0 | 0 | 7.825 | 30.363 | 0 | 0 | 0 | 0 | 0 | 0 | 0 | 0 | 0 | 0 | 0 | 0 | 7.825 | 7.825 | 3.0518 | 0 | 3.0518 | 0 | 3.0518
2016-09-28 09:00 | 1.01 | 0 | 0 | 22.575 | 8.435 | 30.363 | 30 | 42.7273 | 9.1827 | 0.8 | 31.0087 | 3.4802 | 73.736 | 0 | 12.663 | 73.736 | 0 | 0 | 8.435 | 31.01 | 3.2896 | 0 | 3.2896 | 8.8042 | 12.0939
2016-09-28 10:00 | 1.33 | 0 | 0 | 22.913 | 8.417 | 30.363 | 30 | 42.7273 | 9.1827 | 0.8 | 31.2467 | 3.5069 | 73.974 | 0 | 12.6897 | 73.974 | 0 | 0 | 8.417 | 31.33 | 3.2826 | 0 | 3.2826 | 8.9361 | 12.2187
2016-09-28 11:00 | 1.49 | 0 | 20.0828 | 2.8682 | 8.539 | 49.4417 | 30 | 42.7273 | 9.1827 | 0.8 | 31.4877 | 3.534 | 74.215 | 0 | 12.7167 | 74.215 | 0 | 0 | 8.539 | 11.4072 | 3.3302 | 0 | 3.3302 | 1.1186 | 4.4488
2016-09-28 12:00 | 1.58 | 0 | 21.8369 | 0 | 9.361 | 70.1868 | 29.6179 | 42.183 | 9.0658 | 0.8 | 35.054 | 3.9342 | 77.237 | 0 | 13 | 73.356 | 2.27 | 0.75667 | 10.1177 | 10.1177 | 3.6508 | 0.2951 | 3.9459 | 0 | 3.9459
2016-09-28 13:00 | 1.45 | 0 | 17.0065 | 0 | 9.489 | 86.3429 | 25.0455 | 35.6708 | 7.6662 | 0.8 | 47.5242 | 5.3338 | 83.195 | 0 | 13 | 71.151 | 7.046 | 2.3487 | 11.8377 | 11.8377 | 3.7007 | 0.91598 | 4.6167 | 0 | 4.6167
2016-09-28 14:00 | 1.55 | 0 | 6.619 | 0 | 9.931 | 92.631 | 15 | 21.3636 | 4.5914 | 0.8 | 0.12536 | 0.01407 | 21.489 | 0 | 4.6054 | 0 | 12.571 | 4.1903 | 14.1213 | 14.1213 | 3.8731 | 1.6342 | 5.5073 | 0 | 5.5073
2016-09-28 15:00 | 1.36 | 0 | 5.932 | 0 | 10.428 | 98.2664 | 15 | 21.3636 | 4.5914 | 0.8 | 73.0234 | 8.1957 | 94.387 | 0 | 12.787 | 67.008 | 16.017 | 5.339 | 15.767 | 15.767 | 4.0669 | 2.0822 | 6.1491 | 0 | 6.1491
2016-09-28 16:00 | 0.99 | 0 | 5.1461 | 0 | 10.38 | 103.1552 | 14.5361 | 20.703 | 4.4494 | 0.8 | 76.186 | 8.5506 | 96.889 | 0 | 13 | 66.082 | 18.022 | 6.0073 | 16.3873 | 16.3873 | 4.0482 | 2.3429 | 6.3911 | 0 | 6.3911
2016-09-28 17:00 | 0.71 | 0 | 20.367 | 0 | 10.343 | 122.5038 | 30 | 42.7273 | 9.1827 | 0.8 | 22.8257 | 2.5618 | 65.553 | 0 | 11.7445 | 65.553 | 0 | 0 | 10.343 | 10.343 | 4.0338 | 0 | 4.0338 | 0 | 4.0338
2016-09-28 18:00 | 0.17 | 0 | 18.542 | 0 | 11.628 | 140.1187 | 30 | 42.7273 | 9.1827 | 0.8 | 22.6047 | 2.537 | 65.332 | 0 | 11.7197 | 65.332 | 0 | 0 | 11.628 | 11.628 | 4.5349 | 0 | 4.5349 | 0 | 4.5349
2016-09-28 19:00 | 0 | 0 | 12.312 | 0 | 17.688 | 151.8151 | 30 | 42.7273 | 9.1827 | 0.8 | 22.6787 | 2.5453 | 65.406 | 0 | 11.728 | 65.406 | 0 | 0 | 17.688 | 17.688 | 6.8983 | 0 | 6.8983 | 0 | 6.8983
2016-09-28 20:00 | 0 | 22.083 | 0 | 0 | 22.083 | 128.5699 | 0 | 0 | 0 | 0 | 0 | 0 | 0 | 0 | 0 | 0 | 0 | 0 | 22.083 | 22.083 | 8.6124 | 0 | 8.6124 | 0 | 8.6124
2016-09-28 21:00 | 0 | 21.512 | 0 | 0 | 21.512 | 105.9256 | 0 | 0 | 0 | 0 | 0 | 0 | 0 | 0 | 0 | 0 | 0 | 0 | 21.512 | 21.512 | 8.3897 | 0 | 8.3897 | 0 | 8.3897
2016-09-28 22:00 | 0 | 20.142 | 0 | 0 | 20.142 | 84.7235 | 0 | 0 | 0 | 0 | 0 | 0 | 0 | 0 | 0 | 0 | 0 | 0 | 20.142 | 20.142 | 7.8554 | 0 | 7.8554 | 0 | 7.8554
2016-09-28 23:00 | 0 | 17.812 | 0 | 0 | 17.812 | 65.9741 | 0 | 0 | 0 | 0 | 0 | 0 | 0 | 0 | 0 | 0 | 0 | 0 | 17.812 | 17.812 | 6.9467 | 0 | 6.9467 | 0 | 6.9467
2016-09-29 | 0 | 1.4165 | 0 | 0 | 15.508 | 64.483 | 14.0915 | 20.0697 | 4.3133 | 0.63861 | 0 | 0 | 13.178 | 6.8917 | 4.3133 | 0 | 7.709 | 2.5697 | 18.0777 | 18.0777 | 6.0481 | 1.0022 | 7.0503 | 0 | 7.0503
2016-09-29 01:00 | 0 | 0 | 0 | 0 | 13.277 | 64.483 | 13.277 | 18.9097 | 4.064 | 0.62525 | 0 | 0 | 11.879 | 7.0307 | 4.064 | 0 | 6.949 | 2.3163 | 15.5933 | 15.5933 | 5.178 | 0.90337 | 6.0814 | 0 | 6.0814
2016-09-29 02:00 | 0 | 0 | 0 | 0 | 12.55 | 64.483 | 12.55 | 17.8742 | 3.8414 | 0.61493 | 0 | 0 | 10.836 | 7.0382 | 3.8414 | 0 | 6.339 | 2.113 | 14.663 | 14.663 | 4.8945 | 0.82407 | 5.7186 | 0 | 5.7186
2016-09-29 03:00 | 0 | 3.984 | 0 | 0 | 11.484 | 60.2893 | 7.5 | 10.6818 | 2.2957 | 0.74923 | 0 | 0 | 9.528 | 1.1538 | 2.2957 | 0 | 5.574 | 1.858 | 13.342 | 13.342 | 4.4788 | 0.72462 | 5.2034 | 0 | 5.2034
2016-09-29 04:00 | 0 | 0 | 0 | 0 | 11.505 | 60.2893 | 11.505 | 16.3859 | 3.5216 | 0.57343 | 0 | 0 | 8.487 | 7.8989 | 3.5216 | 0 | 4.965 | 1.655 | 13.16 | 13.16 | 4.487 | 0.64545 | 5.1324 | 0 | 5.1324
2016-09-29 05:00 | 0 | 10.708 | 0 | 0 | 10.708 | 49.0178 | 0 | 0 | 0 | 0 | 0 | 0 | 0 | 0 | 0 | 0 | 0 | 0 | 10.708 | 10.708 | 4.1761 | 0 | 4.1761 | 0 | 4.1761
2016-09-29 06:00 | 0 | 9.629 | 0 | 0 | 9.629 | 38.882 | 0 | 0 | 0 | 0 | 0 | 0 | 0 | 0 | 0 | 0 | 0 | 0 | 9.629 | 9.629 | 3.7553 | 0 | 3.7553 | 0 | 3.7553
2016-09-29 07:00 | 0.05 | 8.093 | 0 | 0 | 8.143 | 30.363 | 0 | 0 | 0 | 0 | 0 | 0 | 0 | 0 | 0 | 0 | 0 | 0 | 8.143 | 8.143 | 3.1758 | 0 | 3.1758 | 0 | 3.1758
2016-09-29 08:00 | 0.33 | 0 | 0 | 0 | 7.865 | 30.363 | 7.535 | 10.7317 | 2.3064 | 0.33 | 0 | 0 | 0 | 10.7317 | 2.3064 | 0 | 0 | 0 | 7.865 | 7.865 | 3.0673 | 0 | 3.0673 | 0 | 3.0673
2016-09-29 09:00 | 0.94 | 0 | 0 | 22.696 | 8.244 | 30.363 | 30 | 42.7273 | 9.1827 | 0.8 | 31.4127 | 3.5256 | 74.14 | 0 | 12.7083 | 74.14 | 0 | 0 | 8.244 | 30.94 | 3.2152 | 0 | 3.2152 | 8.8514 | 12.0666
2016-09-29 10:00 | 1.37 | 0 | 0 | 23.189 | 8.181 | 30.363 | 30 | 42.7273 | 9.1827 | 0.8 | 31.7017 | 3.558 | 74.429 | 0 | 12.7407 | 74.429 | 0 | 0 | 8.181 | 31.37 | 3.1906 | 0 | 3.1906 | 9.0437 | 12.2343
2016-09-29 11:00 | 1.56 | 0 | 22.74 | 0 | 8.82 | 51.966 | 30 | 42.7273 | 9.1827 | 0.8 | 31.9677 | 3.5878 | 74.695 | 0 | 12.7706 | 74.695 | 0 | 0 | 8.82 | 8.82 | 3.4398 | 0 | 3.4398 | 0 | 3.4398
2016-09-29 12:00 | 1.6 | 0 | 21.698 | 0 | 9.902 | 72.5791 | 30 | 42.7273 | 9.1827 | 0.8 | 33.8577 | 3.8 | 76.585 | 0 | 12.9827 | 73.598 | 1.748 | 0.58267 | 10.4847 | 10.4847 | 3.8618 | 0.22724 | 4.089 | 0 | 4.089
2016-09-29 13:00 | 1.32 | 0 | 17.0389 | 0 | 9.952 | 88.7661 | 25.6709 | 36.5616 | 7.8576 | 0.8 | 45.8184 | 5.1424 | 82.38 | 0 | 13 | 71.453 | 6.392 | 2.1307 | 12.0827 | 12.0827 | 3.8813 | 0.83096 | 4.7122 | 0 | 4.7122
2016-09-29 14:00 | 1.42 | 0 | 6.424 | 0 | 9.872 | 94.8689 | 14.876 | 21.187 | 4.5534 | 0.8 | 0 | 0 | 21.187 | 0 | 4.5534 | 0 | 12.394 | 4.1313 | 14.0033 | 14.0033 | 3.8501 | 1.6112 | 5.4613 | 0 | 5.4613
2016-09-29 15:00 | 1.31 | 0 | 6.1634 | 0.4476 | 9.699 | 100.7241 | 15 | 21.3636 | 4.5914 | 0.8 | 72.9474 | 8.1871 | 94.311 | 0 | 12.7785 | 67.036 | 15.955 | 5.3183 | 15.0173 | 15.4649 | 3.7826 | 2.0741 | 5.8568 | 0.17456 | 6.0313
2016-09-29 16:00 | 1.05 | 0 | 0 | 6.3138 | 9.336 | 100.7241 | 14.5998 | 20.7937 | 4.4689 | 0.8 | 76.0123 | 8.5311 | 96.806 | 0 | 13 | 66.113 | 17.956 | 5.9853 | 15.3213 | 21.6351 | 3.641 | 2.3343 | 5.9753 | 2.4624 | 8.4377
2016-09-29 17:00 | 0.57 | 0 | 21.189 | 0 | 9.381 | 120.8537 | 30 | 42.7273 | 9.1827 | 0.8 | 22.8617 | 2.5659 | 65.589 | 0 | 11.7486 | 65.589 | 0 | 0 | 9.381 | 9.381 | 3.6586 | 0 | 3.6586 | 0 | 3.6586
2016-09-29 18:00 | 0.12 | 0 | 19.451 | 0 | 10.669 | 139.3321 | 30 | 42.7273 | 9.1827 | 0.8 | 22.6407 | 2.541 | 65.368 | 0 | 11.7238 | 65.368 | 0 | 0 | 10.669 | 10.669 | 4.1609 | 0 | 4.1609 | 0 | 4.1609
2016-09-29 19:00 | 0 | 0 | 13.14 | 0 | 16.86 | 151.8151 | 30 | 42.7273 | 9.1827 | 0.8 | 22.7027 | 2.548 | 65.43 | 0 | 11.7307 | 65.43 | 0 | 0 | 16.86 | 16.86 | 6.5754 | 0 | 6.5754 | 0 | 6.5754
2016-09-29 20:00 | 0 | 21.833 | 0 | 0 | 21.833 | 128.833 | 0 | 0 | 0 | 0 | 0 | 0 | 0 | 0 | 0 | 0 | 0 | 0 | 21.833 | 21.833 | 8.5149 | 0 | 8.5149 | 0 | 8.5149
2016-09-29 21:00 | 0 | 21.434 | 0 | 0 | 21.434 | 106.2709 | 0 | 0 | 0 | 0 | 0 | 0 | 0 | 0 | 0 | 0 | 0 | 0 | 21.434 | 21.434 | 8.3593 | 0 | 8.3593 | 0 | 8.3593
2016-09-29 22:00 | 0 | 20.19 | 0 | 0 | 20.19 | 85.0183 | 0 | 0 | 0 | 0 | 0 | 0 | 0 | 0 | 0 | 0 | 0 | 0 | 20.19 | 20.19 | 7.8741 | 0 | 7.8741 | 0 | 7.8741
2016-09-29 23:00 | 0 | 17.499 | 0 | 0 | 17.499 | 66.5983 | 0 | 0 | 0 | 0 | 0 | 0 | 0 | 0 | 0 | 0 | 0 | 0 | 17.499 | 17.499 | 6.8246 | 0 | 6.8246 | 0 | 6.8246
2016-09-30 | 0 | 0 | 0 | 0 | 14.636 | 66.5983 | 14.636 | 20.8452 | 4.48 | 0.66257 | 0 | 0 | 14.75 | 6.0952 | 4.48 | 0 | 8.629 | 2.8763 | 17.5123 | 17.5123 | 5.708 | 1.1218 | 6.8298 | 0 | 6.8298
2016-09-30 01:00 | 0 | 0 | 0.65209 | 0 | 12.533 | 67.2178 | 13.1851 | 18.7788 | 4.0358 | 0.67081 | 0 | 0 | 13.617 | 5.1618 | 4.0358 | 0 | 7.966 | 2.6553 | 15.1883 | 15.1883 | 4.8879 | 1.0356 | 5.9234 | 0 | 5.9234
2016-09-30 02:00 | 0 | 0 | 0 | 0 | 11.416 | 67.2178 | 11.416 | 16.2592 | 3.4943 | 0.6992 | 0 | 0 | 12.772 | 3.4872 | 3.4943 | 0 | 7.472 | 2.4907 | 13.9067 | 13.9067 | 4.4522 | 0.97136 | 5.4236 | 0 | 5.4236
2016-09-30 03:00 | 0 | 0 | 0 | 0 | 10.197 | 67.2178 | 10.197 | 14.523 | 3.1212 | 0.71421 | 0 | 0 | 11.872 | 2.651 | 3.1212 | 0 | 6.945 | 2.315 | 12.512 | 12.512 | 3.9768 | 0.90285 | 4.8797 | 0 | 4.8797
2016-09-30 04:00 | 0 | 0 | 0 | 0 | 10.187 | 67.2178 | 10.187 | 14.5088 | 3.1182 | 0.68637 | 0 | 0 | 11.001 | 3.5078 | 3.1182 | 0 | 6.436 | 2.1453 | 12.3323 | 12.3323 | 3.9729 | 0.83668 | 4.8096 | 0 | 4.8096
2016-09-30 05:00 | 0 | 9.844 | 0 | 0 | 9.844 | 56.8557 | 0 | 0 | 0 | 0 | 0 | 0 | 0 | 0 | 0 | 0 | 0 | 0 | 9.844 | 9.844 | 3.8392 | 0 | 3.8392 | 0 | 3.8392
2016-09-30 06:00 | 0 | 9.444 | 0 | 0 | 9.444 | 46.9146 | 0 | 0 | 0 | 0 | 0 | 0 | 0 | 0 | 0 | 0 | 0 | 0 | 9.444 | 9.444 | 3.6832 | 0 | 3.6832 | 0 | 3.6832
2016-09-30 07:00 | 0.06 | 7.967 | 0 | 0 | 8.027 | 38.5283 | 0 | 0 | 0 | 0 | 0 | 0 | 0 | 0 | 0 | 0 | 0 | 0 | 8.027 | 8.027 | 3.1305 | 0 | 3.1305 | 0 | 3.1305
2016-09-30 08:00 | 0.31 | 7.757 | 0 | 0 | 8.067 | 30.363 | 0 | 0 | 0 | 0 | 0 | 0 | 0 | 0 | 0 | 0 | 0 | 0 | 8.067 | 8.067 | 3.1461 | 0 | 3.1461 | 0 | 3.1461
2016-09-30 09:00 | 0.68 | 0 | 0 | 21.824 | 8.856 | 30.363 | 30 | 42.7273 | 9.1827 | 0.8 | 29.5027 | 3.3112 | 72.23 | 0 | 12.4939 | 72.23 | 0 | 0 | 8.856 | 30.68 | 3.4538 | 0 | 3.4538 | 8.5114 | 11.9652
2016-09-30 10:00 | 1.05 | 0 | 0.97702 | 21.31 | 8.763 | 31.2912 | 30 | 42.7273 | 9.1827 | 0.8 | 29.7287 | 3.3366 | 72.456 | 0 | 12.5193 | 72.456 | 0 | 0 | 8.763 | 30.073 | 3.4176 | 0 | 3.4176 | 8.3109 | 11.7285
2016-09-30 11:00 | 1.26 | 0 | 21.92 | 0 | 9.34 | 52.1152 | 30 | 42.7273 | 9.1827 | 0.8 | 29.9567 | 3.3621 | 72.684 | 0 | 12.5449 | 72.684 | 0 | 0 | 9.34 | 9.34 | 3.6426 | 0 | 3.6426 | 0 | 3.6426
2016-09-30 12:00 | 1.53 | 0 | 18.6695 | 0 | 9.823 | 69.8512 | 26.9625 | 38.4012 | 8.253 | 0.8 | 42.2958 | 4.747 | 80.697 | 0 | 13 | 72.076 | 5.043 | 1.681 | 11.504 | 11.504 | 3.831 | 0.65559 | 4.4866 | 0 | 4.4866
2016-09-30 13:00 | 1.38 | 0 | 15.3926 | 0 | 9.445 | 84.4742 | 23.4576 | 33.4093 | 7.1802 | 0.8 | 51.8547 | 5.8198 | 85.264 | 0 | 13 | 70.385 | 8.704 | 2.9013 | 12.3463 | 12.3463 | 3.6835 | 1.1315 | 4.8151 | 0 | 4.8151
2016-09-30 14:00 | 1.2 | 0 | 5.7621 | 0 | 9.604 | 89.9483 | 14.1661 | 20.176 | 4.3361 | 0.8 | 0 | 0 | 20.176 | 0 | 4.3361 | 0 | 11.803 | 3.9343 | 13.5383 | 13.5383 | 3.7456 | 1.5344 | 5.2799 | 0 | 5.2799
2016-09-30 15:00 | 0.87 | 0 | 6.303 | 0 | 9.567 | 95.9361 | 15 | 21.3636 | 4.5914 | 0.8 | 71.1044 | 7.9803 | 92.468 | 0 | 12.5717 | 67.719 | 14.478 | 4.826 | 14.393 | 14.393 | 3.7311 | 1.8821 | 5.6133 | 0 | 5.6133
2016-09-30 16:00 | 0.61 | 0 | 6.049 | 0 | 9.561 | 101.6827 | 15 | 21.3636 | 4.5914 | 0.8 | 73.7094 | 8.2727 | 95.073 | 0 | 12.864 | 66.754 | 16.566 | 5.522 | 15.083 | 15.083 | 3.7288 | 2.1536 | 5.8824 | 0 | 5.8824
2016-09-30 17:00 | 0.45 | 0 | 20.898 | 0 | 9.552 | 121.5358 | 30 | 42.7273 | 9.1827 | 0.8 | 23.4367 | 2.6304 | 66.164 | 0 | 11.8131 | 66.164 | 0 | 0 | 9.552 | 9.552 | 3.7253 | 0 | 3.7253 | 0 | 3.7253
2016-09-30 18:00 | 0.07 | 0 | 19.399 | 0 | 10.671 | 139.9648 | 30 | 42.7273 | 9.1827 | 0.8 | 23.1757 | 2.6011 | 65.903 | 0 | 11.7838 | 65.903 | 0 | 0 | 10.671 | 10.671 | 4.1617 | 0 | 4.1617 | 0 | 4.1617
2016-09-30 19:00 | 0 | 0 | 12.474 | 0 | 17.526 | 151.8151 | 30 | 42.7273 | 9.1827 | 0.8 | 23.2047 | 2.6043 | 65.932 | 0 | 11.7871 | 65.932 | 0 | 0 | 17.526 | 17.526 | 6.8351 | 0 | 6.8351 | 0 | 6.8351
2016-09-30 20:00 | 0 | 22.192 | 0 | 0 | 22.192 | 128.4551 | 0 | 0 | 0 | 0 | 0 | 0 | 0 | 0 | 0 | 0 | 0 | 0 | 22.192 | 22.192 | 8.6549 | 0 | 8.6549 | 0 | 8.6549
2016-09-30 21:00 | 0 | 21.205 | 0 | 0 | 21.205 | 106.1341 | 0 | 0 | 0 | 0 | 0 | 0 | 0 | 0 | 0 | 0 | 0 | 0 | 21.205 | 21.205 | 8.2699 | 0 | 8.2699 | 0 | 8.2699
2016-09-30 22:00 | 0 | 20.589 | 0 | 0 | 20.589 | 84.4614 | 0 | 0 | 0 | 0 | 0 | 0 | 0 | 0 | 0 | 0 | 0 | 0 | 20.589 | 20.589 | 8.0297 | 0 | 8.0297 | 0 | 8.0297
2016-09-30 23:00 | 0 | 18.006 | 0 | 0 | 18.006 | 65.5077 | 0 | 0 | 0 | 0 | 0 | 0 | 0 | 0 | 0 | 0 | 0 | 0 | 18.006 | 18.006 | 7.0223 | 0 | 7.0223 | 0 | 7.0223
2016-10-01 | 0 | 4.9035 | 0 | 0 | 15.687 | 60.3462 | 10.7835 | 15.3583 | 3.3007 | 0.78402 | 0 | 0 | 14.836 | 0.52233 | 3.3007 | 0 | 8.679 | 2.893 | 18.58 | 18.58 | 6.1179 | 1.1283 | 7.2462 | 0 | 7.2462
2016-10-01 01:00 | 0 | 0 | 0 | 0 | 14.657 | 60.3462 | 14.657 | 20.8751 | 4.4864 | 0.6319 | 0 | 0 | 13.409 | 7.4661 | 4.4864 | 0 | 7.844 | 2.6147 | 17.2717 | 17.2717 | 5.7162 | 1.0197 | 6.736 | 0 | 6.736
2016-10-01 02:00 | 0 | 0 | 0 | 0 | 13.911 | 60.3462 | 13.911 | 19.8126 | 4.258 | 0.62475 | 0 | 0 | 12.425 | 7.3876 | 4.258 | 0 | 7.268 | 2.4227 | 16.3337 | 16.3337 | 5.4253 | 0.94484 | 6.3701 | 0 | 6.3701
2016-10-01 03:00 | 0 | 0 | 0 | 0 | 12.034 | 60.3462 | 12.034 | 17.1393 | 3.6835 | 0.65144 | 0 | 0 | 11.722 | 5.4173 | 3.6835 | 0 | 6.858 | 2.286 | 14.32 | 14.32 | 4.6933 | 0.89154 | 5.5848 | 0 | 5.5848
2016-10-01 04:00 | 0 | 0 | 0 | 0 | 11.159 | 60.3462 | 11.159 | 15.8931 | 3.4157 | 0.65935 | 0 | 0 | 11.137 | 4.7561 | 3.4157 | 0 | 6.515 | 2.1717 | 13.3307 | 13.3307 | 4.352 | 0.84695 | 5.199 | 0 | 5.199
2016-10-01 05:00 | 0 | 10.494 | 0 | 0 | 10.494 | 49.2999 | 0 | 0 | 0 | 0 | 0 | 0 | 0 | 0 | 0 | 0 | 0 | 0 | 10.494 | 10.494 | 4.0927 | 0 | 4.0927 | 0 | 4.0927
2016-10-01 06:00 | 0 | 9.562 | 0 | 0 | 9.562 | 39.2346 | 0 | 0 | 0 | 0 | 0 | 0 | 0 | 0 | 0 | 0 | 0 | 0 | 9.562 | 9.562 | 3.7292 | 0 | 3.7292 | 0 | 3.7292
2016-10-01 07:00 | 0.03 | 8.428 | 0 | 0 | 8.458 | 30.363 | 0 | 0 | 0 | 0 | 0 | 0 | 0 | 0 | 0 | 0 | 0 | 0 | 8.458 | 8.458 | 3.2986 | 0 | 3.2986 | 0 | 3.2986
2016-10-01 08:00 | 0.17 | 0 | 0 | 0 | 8.782 | 30.363 | 8.612 | 12.2656 | 2.6361 | 0.33 | 0 | 0 | 0 | 12.2656 | 2.6361 | 0 | 0 | 0 | 8.782 | 8.782 | 3.425 | 0 | 3.425 | 0 | 3.425
2016-10-01 09:00 | 0.48 | 0 | 0 | 21.097 | 9.383 | 30.363 | 30 | 42.7273 | 9.1827 | 0.8 | 29.6787 | 3.3309 | 72.406 | 0 | 12.5137 | 72.406 | 0 | 0 | 9.383 | 30.48 | 3.6594 | 0 | 3.6594 | 8.2278 | 11.8872
2016-10-01 10:00 | 0.74 | 0 | 20.841 | 0 | 9.899 | 50.162 | 30 | 42.7273 | 9.1827 | 0.8 | 29.8227 | 3.3471 | 72.55 | 0 | 12.5298 | 72.55 | 0 | 0 | 9.899 | 9.899 | 3.8606 | 0 | 3.8606 | 0 | 3.8606
2016-10-01 11:00 | 0.75 | 0 | 19.959 | 0 | 10.791 | 69.123 | 30 | 42.7273 | 9.1827 | 0.8 | 29.9467 | 3.361 | 72.674 | 0 | 12.5438 | 72.674 | 0 | 0 | 10.791 | 10.791 | 4.2085 | 0 | 4.2085 | 0 | 4.2085
2016-10-01 12:00 | 1.11 | 0 | 13.1776 | 3.115 | 11.453 | 81.6417 | 26.6356 | 37.9356 | 8.1529 | 0.8 | 43.1874 | 4.8471 | 81.123 | 0 | 13 | 71.918 | 5.385 | 1.795 | 13.248 | 16.363 | 4.4667 | 0.70005 | 5.1667 | 1.2149 | 6.3816
2016-10-01 13:00 | 0.89 | 0 | 13.1878 | 0 | 10.76 | 94.1701 | 23.0578 | 32.8399 | 7.0578 | 0.8 | 52.9451 | 5.9422 | 85.785 | 0 | 13 | 70.192 | 9.122 | 3.0407 | 13.8007 | 13.8007 | 4.1964 | 1.1859 | 5.3823 | 0 | 5.3823
2016-10-01 14:00 | 1.22 | 0 | 4.799 | 0 | 11.323 | 98.7291 | 14.902 | 21.224 | 4.5614 | 0.8 | 0 | 0 | 21.224 | 0 | 4.5614 | 0 | 12.416 | 4.1387 | 15.4617 | 15.4617 | 4.416 | 1.6141 | 6.0301 | 0 | 6.0301
2016-10-01 15:00 | 0.87 | 0 | 4.427 | 0 | 11.443 | 102.9348 | 15 | 21.3636 | 4.5914 | 0.8 | 71.8574 | 8.0648 | 93.221 | 0 | 12.6562 | 67.44 | 15.082 | 5.0273 | 16.4703 | 16.4703 | 4.4628 | 1.9607 | 6.4234 | 0 | 6.4234
2016-10-01 16:00 | 0.57 | 0 | 3.719 | 0 | 11.851 | 106.4678 | 15 | 21.3636 | 4.5914 | 0.8 | 73.9844 | 8.3035 | 95.348 | 0 | 12.8949 | 66.652 | 16.787 | 5.5957 | 17.4467 | 17.4467 | 4.6219 | 2.1823 | 6.8042 | 0 | 6.8042
2016-10-01 17:00 | 0.61 | 0 | 18.59 | 0 | 12.02 | 124.1283 | 30 | 42.7273 | 9.1827 | 0.8 | 23.4697 | 2.6341 | 66.197 | 0 | 11.8168 | 66.197 | 0 | 0 | 12.02 | 12.02 | 4.6878 | 0 | 4.6878 | 0 | 4.6878
2016-10-01 18:00 | 0.14 | 0 | 17.174 | 0 | 12.966 | 140.4436 | 30 | 42.7273 | 9.1827 | 0.8 | 23.3057 | 2.6157 | 66.033 | 0 | 11.7984 | 66.033 | 0 | 0 | 12.966 | 12.966 | 5.0567 | 0 | 5.0567 | 0 | 5.0567
2016-10-01 19:00 | 0 | 0 | 11.97 | 0 | 18.03 | 151.8151 | 30 | 42.7273 | 9.1827 | 0.8 | 23.3957 | 2.6258 | 66.123 | 0 | 11.8085 | 66.123 | 0 | 0 | 18.03 | 18.03 | 7.0317 | 0 | 7.0317 | 0 | 7.0317
2016-10-01 20:00 | 0 | 23.346 | 0 | 0 | 23.346 | 127.2404 | 0 | 0 | 0 | 0 | 0 | 0 | 0 | 0 | 0 | 0 | 0 | 0 | 23.346 | 23.346 | 9.1049 | 0 | 9.1049 | 0 | 9.1049
2016-10-01 21:00 | 0 | 22.879 | 0 | 0 | 22.879 | 103.1572 | 0 | 0 | 0 | 0 | 0 | 0 | 0 | 0 | 0 | 0 | 0 | 0 | 22.879 | 22.879 | 8.9228 | 0 | 8.9228 | 0 | 8.9228
2016-10-01 22:00 | 0 | 21.723 | 0 | 0 | 21.723 | 80.2909 | 0 | 0 | 0 | 0 | 0 | 0 | 0 | 0 | 0 | 0 | 0 | 0 | 21.723 | 21.723 | 8.472 | 0 | 8.472 | 0 | 8.472
2016-10-01 23:00 | 0 | 19.24 | 0 | 0 | 19.24 | 60.0383 | 0 | 0 | 0 | 0 | 0 | 0 | 0 | 0 | 0 | 0 | 0 | 0 | 19.24 | 19.24 | 7.5036 | 0 | 7.5036 | 0 | 7.5036
2016-10-02 | 0 | 2.8254 | 0 | 0 | 15.911 | 57.0642 | 13.0856 | 18.6371 | 4.0054 | 0.70076 | 0 | 0 | 14.702 | 3.9351 | 4.0054 | 0 | 8.6 | 2.8667 | 18.7777 | 18.7777 | 6.2053 | 1.118 | 7.3233 | 0 | 7.3233
2016-10-02 01:00 | 0 | 5.0599 | 0 | 0 | 14.349 | 51.7381 | 9.2891 | 13.23 | 2.8433 | 0.8 | 0 | 0 | 13.23 | 0 | 2.8433 | 0 | 7.74 | 2.58 | 16.929 | 16.929 | 5.5961 | 1.0062 | 6.6023 | 0 | 6.6023
2016-10-02 02:00 | 0 | 4.229 | 0 | 0 | 12.849 | 47.2865 | 8.62 | 12.277 | 2.6385 | 0.8 | 0 | 0 | 12.277 | 0 | 2.6385 | 0 | 7.182 | 2.394 | 15.243 | 15.243 | 5.0111 | 0.93366 | 5.9448 | 0 | 5.9448
2016-10-02 03:00 | 0 | 3.8654 | 0 | 0 | 11.869 | 43.2176 | 8.0036 | 11.399 | 2.4498 | 0.8 | 0 | 0 | 11.399 | 1.7764e-15 | 2.4498 | 0 | 6.668 | 2.2227 | 14.0917 | 14.0917 | 4.6289 | 0.86684 | 5.4958 | 0 | 5.4958
2016-10-02 04:00 | 0 | 3.1529 | 0 | 0 | 10.858 | 39.8988 | 7.7051 | 10.974 | 2.3585 | 0.8 | 0 | 0 | 10.974 | 0 | 2.3585 | 0 | 6.42 | 2.14 | 12.998 | 12.998 | 4.2346 | 0.8346 | 5.0692 | 0 | 5.0692
2016-10-02 05:00 | 0 | 0 | 0 | 0 | 10.09 | 39.8988 | 10.09 | 14.3706 | 3.0885 | 0.33 | 0 | 0 | 0 | 14.3706 | 3.0885 | 0 | 0 | 0 | 10.09 | 10.09 | 3.9351 | 0 | 3.9351 | 0 | 3.9351
2016-10-02 06:00 | 0 | 0 | 0 | 0 | 9.895 | 39.8988 | 9.895 | 14.0929 | 3.0288 | 0.33 | 0 | 0 | 0 | 14.0929 | 3.0288 | 0 | 0 | 0 | 9.895 | 9.895 | 3.859 | 0 | 3.859 | 0 | 3.859
2016-10-02 07:00 | 0.1 | 8.303 | 0 | 0 | 8.403 | 31.1588 | 0 | 0 | 0 | 0 | 0 | 0 | 0 | 0 | 0 | 0 | 0 | 0 | 8.403 | 8.403 | 3.2772 | 0 | 3.2772 | 0 | 3.2772
2016-10-02 08:00 | 0.45 | 0.756 | 0 | 0 | 8.706 | 30.363 | 7.5 | 10.6818 | 2.2957 | 0.33 | 0 | 0 | 0 | 10.6818 | 2.2957 | 0 | 0 | 0 | 8.706 | 8.706 | 3.3953 | 0 | 3.3953 | 0 | 3.3953
2016-10-02 09:00 | 0.96 | 0 | 22.026 | 0 | 8.934 | 51.2877 | 30 | 42.7273 | 9.1827 | 0.8 | 29.6217 | 3.3245 | 72.349 | 0 | 12.5073 | 72.349 | 0 | 0 | 8.934 | 8.934 | 3.4843 | 0 | 3.4843 | 0 | 3.4843
2016-10-02 10:00 | 1.25 | 0 | 16.1176 | 5.0374 | 10.095 | 66.5994 | 30 | 42.7273 | 9.1827 | 0.8 | 29.8137 | 3.3461 | 72.541 | 0 | 12.5288 | 72.541 | 0 | 0 | 10.095 | 15.1324 | 3.9371 | 0 | 3.9371 | 1.9646 | 5.9016
2016-10-02 11:00 | 1.5 | 0 | 0 | 20.727 | 10.773 | 66.5994 | 30 | 42.7273 | 9.1827 | 0.8 | 29.9787 | 3.3646 | 72.706 | 0 | 12.5474 | 72.706 | 0 | 0 | 10.773 | 31.5 | 4.2015 | 0 | 4.2015 | 8.0835 | 12.285
2016-10-02 12:00 | 1.55 | 0 | 16.4782 | 0 | 12.052 | 82.2537 | 26.9802 | 38.4263 | 8.2584 | 0.8 | 42.2477 | 4.7416 | 80.674 | 0 | 13 | 72.084 | 5.025 | 1.675 | 13.727 | 13.727 | 4.7003 | 0.65325 | 5.3535 | 0 | 5.3535
2016-10-02 13:00 | 1.51 | 0 | 13.4687 | 0 | 11.568 | 95.049 | 23.5267 | 33.5077 | 7.2013 | 0.8 | 51.6663 | 5.7987 | 85.174 | 0 | 13 | 70.419 | 8.632 | 2.8773 | 14.4453 | 14.4453 | 4.5115 | 1.1222 | 5.6337 | 0 | 5.6337
2016-10-02 14:00 | 1.23 | 0 | 3.8419 | 0 | 11.562 | 98.6987 | 14.1739 | 20.187 | 4.3385 | 0.8 | 0 | 0 | 20.187 | 0 | 4.3385 | 0 | 11.809 | 3.9363 | 15.4983 | 15.4983 | 4.5092 | 1.5352 | 6.0443 | 0 | 6.0443
2016-10-02 15:00 | 1.12 | 0 | 4.239 | 0 | 11.881 | 102.7258 | 15 | 21.3636 | 4.5914 | 0.8 | 70.8314 | 7.9496 | 92.195 | 0 | 12.541 | 67.819 | 14.26 | 4.7533 | 16.6343 | 16.6343 | 4.6336 | 1.8538 | 6.4874 | 0 | 6.4874
2016-10-02 16:00 | 0.91 | 0 | 3.748 | 0 | 12.162 | 106.2864 | 15 | 21.3636 | 4.5914 | 0.8 | 73.0804 | 8.2021 | 94.444 | 0 | 12.7934 | 66.987 | 16.062 | 5.354 | 17.516 | 17.516 | 4.7432 | 2.0881 | 6.8312 | 0 | 6.8312
2016-10-02 17:00 | 0.53 | 0 | 18.753 | 0 | 11.777 | 124.1017 | 30 | 42.7273 | 9.1827 | 0.8 | 23.7177 | 2.6619 | 66.445 | 0 | 11.8447 | 66.445 | 0 | 0 | 11.777 | 11.777 | 4.593 | 0 | 4.593 | 0 | 4.593
2016-10-02 18:00 | 0.16 | 0 | 17.389 | 0 | 12.771 | 140.6213 | 30 | 42.7273 | 9.1827 | 0.8 | 23.4747 | 2.6346 | 66.202 | 0 | 11.8174 | 66.202 | 0 | 0 | 12.771 | 12.771 | 4.9807 | 0 | 4.9807 | 0 | 4.9807
2016-10-02 19:00 | 0 | 0 | 11.783 | 0 | 18.217 | 151.8151 | 30 | 42.7273 | 9.1827 | 0.8 | 23.5447 | 2.6425 | 66.272 | 0 | 11.8252 | 66.272 | 0 | 0 | 18.217 | 18.217 | 7.1046 | 0 | 7.1046 | 0 | 7.1046
2016-10-02 20:00 | 0 | 22.473 | 0 | 0 | 22.473 | 128.1593 | 0 | 0 | 0 | 0 | 0 | 0 | 0 | 0 | 0 | 0 | 0 | 0 | 22.473 | 22.473 | 8.7645 | 0 | 8.7645 | 0 | 8.7645
2016-10-02 21:00 | 0 | 22.425 | 0 | 0 | 22.425 | 104.5541 | 0 | 0 | 0 | 0 | 0 | 0 | 0 | 0 | 0 | 0 | 0 | 0 | 22.425 | 22.425 | 8.7458 | 0 | 8.7458 | 0 | 8.7458
2016-10-02 22:00 | 0 | 21.22 | 0 | 0 | 21.22 | 82.2172 | 0 | 0 | 0 | 0 | 0 | 0 | 0 | 0 | 0 | 0 | 0 | 0 | 21.22 | 21.22 | 8.2758 | 0 | 8.2758 | 0 | 8.2758
2016-10-02 23:00 | 0 | 18.657 | 0 | 0 | 18.657 | 62.5783 | 0 | 0 | 0 | 0 | 0 | 0 | 0 | 0 | 0 | 0 | 0 | 0 | 18.657 | 18.657 | 7.2762 | 0 | 7.2762 | 0 | 7.2762
2016-10-03 | 0 | 1.221 | 0 | 0 | 16.221 | 61.293 | 15 | 21.3636 | 4.5914 | 0.63833 | 0 | 0 | 14.015 | 7.3486 | 4.5914 | 0 | 8.199 | 2.733 | 18.954 | 18.954 | 6.3262 | 1.0659 | 7.3921 | 0 | 7.3921
2016-10-03 01:00 | 0 | 0.126 | 0 | 0 | 15.126 | 61.1604 | 15 | 21.3636 | 4.5914 | 0.6094 | 0 | 0 | 12.7 | 8.6636 | 4.5914 | 0 | 7.429 | 2.4763 | 17.6023 | 17.6023 | 5.8991 | 0.96577 | 6.8649 | 0 | 6.8649
2016-10-03 02:00 | 0 | 0 | 0 | 0 | 13.636 | 61.1604 | 13.636 | 19.421 | 4.1739 | 0.61564 | 0 | 0 | 11.803 | 7.618 | 4.1739 | 0 | 6.905 | 2.3017 | 15.9377 | 15.9377 | 5.318 | 0.89765 | 6.2157 | 0 | 6.2157
2016-10-03 03:00 | 0 | 0.85949 | 0 | 0 | 11.777 | 60.2557 | 10.9175 | 15.5492 | 3.3418 | 0.66555 | 0 | 0 | 11.101 | 4.4482 | 3.3418 | 0 | 6.494 | 2.1647 | 13.9417 | 13.9417 | 4.593 | 0.84422 | 5.4372 | 0 | 5.4372
2016-10-03 04:00 | 0 | 0 | 0 | 0 | 10.642 | 60.2557 | 10.642 | 15.1568 | 3.2574 | 0.65423 | 0 | 0 | 10.456 | 4.7008 | 3.2574 | 0 | 6.117 | 2.039 | 12.681 | 12.681 | 4.1504 | 0.79521 | 4.9456 | 0 | 4.9456
2016-10-03 05:00 | 0 | 10.145 | 0 | 0 | 10.145 | 49.5767 | 0 | 0 | 0 | 0 | 0 | 0 | 0 | 0 | 0 | 0 | 0 | 0 | 10.145 | 10.145 | 3.9566 | 0 | 3.9566 | 0 | 3.9566
2016-10-03 06:00 | 0 | 9.59 | 0 | 0 | 9.59 | 39.482 | 0 | 0 | 0 | 0 | 0 | 0 | 0 | 0 | 0 | 0 | 0 | 0 | 9.59 | 9.59 | 3.7401 | 0 | 3.7401 | 0 | 3.7401
2016-10-03 07:00 | 0.08 | 8.663 | 0 | 0 | 8.743 | 30.363 | 0 | 0 | 0 | 0 | 0 | 0 | 0 | 0 | 0 | 0 | 0 | 0 | 8.743 | 8.743 | 3.4098 | 0 | 3.4098 | 0 | 3.4098
2016-10-03 08:00 | 0.56 | 0 | 0 | 0 | 9.161 | 30.363 | 8.601 | 12.2499 | 2.6327 | 0.33 | 0 | 0 | 0 | 12.2499 | 2.6327 | 0 | 0 | 0 | 9.161 | 9.161 | 3.5728 | 0 | 3.5728 | 0 | 3.5728
2016-10-03 09:00 | 0.89 | 0 | 21.328 | 0 | 9.562 | 50.6246 | 30 | 42.7273 | 9.1827 | 0.8 | 29.3727 | 3.2966 | 72.1 | 0 | 12.4793 | 72.1 | 0 | 0 | 9.562 | 9.562 | 3.7292 | 0 | 3.7292 | 0 | 3.7292
2016-10-03 10:00 | 1.34 | 0 | 21.442 | 0 | 9.898 | 70.9945 | 30 | 42.7273 | 9.1827 | 0.8 | 29.3767 | 3.2971 | 72.104 | 0 | 12.4798 | 72.104 | 0 | 0 | 9.898 | 9.898 | 3.8602 | 0 | 3.8602 | 0 | 3.8602
2016-10-03 11:00 | 1.42 | 0 | 0 | 21.1 | 10.32 | 70.9945 | 30 | 42.7273 | 9.1827 | 0.8 | 29.6017 | 3.3223 | 72.329 | 0 | 12.505 | 72.329 | 0 | 0 | 10.32 | 31.42 | 4.0248 | 0 | 4.0248 | 8.229 | 12.2538
2016-10-03 12:00 | 1.42 | 0 | 1.0205 | 16.8412 | 10.758 | 71.964 | 27.1997 | 38.7389 | 8.3256 | 0.8 | 41.6491 | 4.6744 | 80.388 | 0 | 13 | 72.19 | 4.796 | 1.5987 | 12.3567 | 29.1978 | 4.1956 | 0.62348 | 4.8191 | 6.5681 | 11.3872
2016-10-03 13:00 | 1.16 | 0 | 16.0173 | 0 | 10.641 | 87.1804 | 25.4983 | 36.3157 | 7.8048 | 0.8 | 46.2893 | 5.1952 | 82.605 | 0 | 13 | 71.37 | 6.573 | 2.191 | 12.832 | 12.832 | 4.15 | 0.85449 | 5.0045 | 0 | 5.0045
2016-10-03 14:00 | 1.13 | 0 | 0.25621 | 0 | 10.481 | 87.4238 | 9.6072 | 13.683 | 2.9407 | 0.8 | 0 | 0 | 13.683 | 0 | 2.9407 | 0 | 8.004 | 2.668 | 13.149 | 13.149 | 4.0876 | 1.0405 | 5.1281 | 0 | 5.1281
2016-10-03 15:00 | 1.34 | 0 | 13.0343 | 0 | 11.002 | 99.8064 | 22.6963 | 32.3251 | 6.9471 | 0.8 | 53.9309 | 6.0529 | 86.256 | 0 | 13 | 70.018 | 9.499 | 3.1663 | 14.1683 | 14.1683 | 4.2908 | 1.2349 | 5.5257 | 0 | 5.5257
2016-10-03 16:00 | 0.83 | 0 | 4.234 | 0 | 11.596 | 103.8287 | 15 | 21.3636 | 4.5914 | 0.8 | 67.0724 | 7.5278 | 88.436 | 0 | 12.1191 | 69.211 | 11.246 | 3.7487 | 15.3447 | 15.3447 | 4.5224 | 1.462 | 5.9844 | 0 | 5.9844
2016-10-03 17:00 | 0.31 | 0 | 18.629 | 0 | 11.681 | 121.5263 | 30 | 42.7273 | 9.1827 | 0.8 | 25.9267 | 2.9098 | 68.654 | 0 | 12.0926 | 68.654 | 0 | 0 | 11.681 | 11.681 | 4.5556 | 0 | 4.5556 | 0 | 4.5556
2016-10-03 18:00 | 0.1 | 0 | 18.084 | 0 | 12.016 | 138.7061 | 30 | 42.7273 | 9.1827 | 0.8 | 25.4547 | 2.8569 | 68.182 | 0 | 12.0396 | 68.182 | 0 | 0 | 12.016 | 12.016 | 4.6862 | 0 | 4.6862 | 0 | 4.6862
2016-10-03 19:00 | 0 | 0 | 13.799 | 0 | 16.201 | 151.8151 | 30 | 42.7273 | 9.1827 | 0.8 | 25.4567 | 2.8571 | 68.184 | 0 | 12.0398 | 68.184 | 0 | 0 | 16.201 | 16.201 | 6.3184 | 0 | 6.3184 | 0 | 6.3184
2016-10-03 20:00 | 0 | 21.239 | 0 | 0 | 21.239 | 129.4583 | 0 | 0 | 0 | 0 | 0 | 0 | 0 | 0 | 0 | 0 | 0 | 0 | 21.239 | 21.239 | 8.2832 | 0 | 8.2832 | 0 | 8.2832
2016-10-03 21:00 | 0 | 21.817 | 0 | 0 | 21.817 | 106.493 | 0 | 0 | 0 | 0 | 0 | 0 | 0 | 0 | 0 | 0 | 0 | 0 | 21.817 | 21.817 | 8.5086 | 0 | 8.5086 | 0 | 8.5086
2016-10-03 22:00 | 0 | 21.107 | 0 | 0 | 21.107 | 84.2751 | 0 | 0 | 0 | 0 | 0 | 0 | 0 | 0 | 0 | 0 | 0 | 0 | 21.107 | 21.107 | 8.2317 | 0 | 8.2317 | 0 | 8.2317
2016-10-03 23:00 | 0 | 18.941 | 0 | 0 | 18.941 | 64.3372 | 0 | 0 | 0 | 0 | 0 | 0 | 0 | 0 | 0 | 0 | 0 | 0 | 18.941 | 18.941 | 7.387 | 0 | 7.387 | 0 | 7.387
2016-10-04 | 0 | 4.3305 | 0 | 0 | 16.722 | 59.7788 | 12.3915 | 17.6485 | 3.7929 | 0.66414 | 0 | 0 | 12.547 | 5.1015 | 3.7929 | 0 | 7.34 | 2.4467 | 19.1687 | 19.1687 | 6.5216 | 0.9542 | 7.4758 | 0 | 7.4758
2016-10-04 01:00 | 0 | 0 | 0 | 0 | 14.565 | 59.7788 | 14.565 | 20.7441 | 4.4582 | 0.59318 | 0 | 0 | 11.616 | 9.1281 | 4.4582 | 0 | 6.795 | 2.265 | 16.83 | 16.83 | 5.6803 | 0.88335 | 6.5637 | 0 | 6.5637
2016-10-04 02:00 | 0 | 0 | 0 | 0 | 13.266 | 59.7788 | 13.266 | 18.894 | 4.0606 | 0.60468 | 0 | 0 | 11.042 | 7.852 | 4.0606 | 0 | 6.46 | 2.1533 | 15.4193 | 15.4193 | 5.1737 | 0.8398 | 6.0135 | 0 | 6.0135
2016-10-04 03:00 | 0 | 0 | 0 | 0 | 11.772 | 59.7788 | 11.772 | 16.7662 | 3.6033 | 0.61431 | 0 | 0 | 10.142 | 6.6242 | 3.6033 | 0 | 5.933 | 1.9777 | 13.7497 | 13.7497 | 4.5911 | 0.77129 | 5.3624 | 0 | 5.3624
2016-10-04 04:00 | 0 | 0 | 0 | 0 | 10.561 | 59.7788 | 10.561 | 15.0414 | 3.2326 | 0.61354 | 0 | 0 | 9.074 | 5.9674 | 3.2326 | 0 | 5.308 | 1.7693 | 12.3303 | 12.3303 | 4.1188 | 0.69004 | 4.8088 | 0 | 4.8088
2016-10-04 05:00 | 0 | 2.635 | 0 | 0 | 10.135 | 57.0051 | 7.5 | 10.6818 | 2.2957 | 0.33 | 0 | 0 | 0 | 10.6818 | 2.2957 | 0 | 0 | 0 | 10.135 | 10.135 | 3.9527 | 0 | 3.9527 | 0 | 3.9527
2016-10-04 06:00 | 0 | 9.004 | 0 | 0 | 9.004 | 47.5272 | 0 | 0 | 0 | 0 | 0 | 0 | 0 | 0 | 0 | 0 | 0 | 0 | 9.004 | 9.004 | 3.5116 | 0 | 3.5116 | 0 | 3.5116
2016-10-04 07:00 | 0.04 | 8.056 | 0 | 0 | 8.096 | 39.0472 | 0 | 0 | 0 | 0 | 0 | 0 | 0 | 0 | 0 | 0 | 0 | 0 | 8.096 | 8.096 | 3.1574 | 0 | 3.1574 | 0 | 3.1574
2016-10-04 08:00 | 0.25 | 8.25 | 0 | 0 | 8.5 | 30.363 | 0 | 0 | 0 | 0 | 0 | 0 | 0 | 0 | 0 | 0 | 0 | 0 | 8.5 | 8.5 | 3.315 | 0 | 3.315 | 0 | 3.315
2016-10-04 09:00 | 0.48 | 0 | 13.6704 | 8.1366 | 8.673 | 43.3499 | 30 | 42.7273 | 9.1827 | 0.8 | 29.9427 | 3.3606 | 72.67 | 0 | 12.5433 | 72.67 | 0 | 0 | 8.673 | 16.8096 | 3.3825 | 0 | 3.3825 | 3.1733 | 6.5558
2016-10-04 10:00 | 0.44 | 0 | 21.187 | 0 | 9.253 | 63.4775 | 30 | 42.7273 | 9.1827 | 0.8 | 29.9687 | 3.3635 | 72.696 | 0 | 12.5462 | 72.696 | 0 | 0 | 9.253 | 9.253 | 3.6087 | 0 | 3.6087 | 0 | 3.6087
2016-10-04 11:00 | 0.61 | 0 | 0 | 20.56 | 10.05 | 63.4775 | 30 | 42.7273 | 9.1827 | 0.8 | 29.9897 | 3.3659 | 72.717 | 0 | 12.5486 | 72.717 | 0 | 0 | 10.05 | 30.61 | 3.9195 | 0 | 3.9195 | 8.0184 | 11.9379
2016-10-04 12:00 | 0.62 | 0 | 16.731 | 0 | 10.85 | 79.372 | 26.961 | 38.399 | 8.2525 | 0.8 | 42.3 | 4.7475 | 80.699 | 0 | 13 | 72.075 | 5.045 | 1.6817 | 12.5317 | 12.5317 | 4.2315 | 0.65585 | 4.8873 | 0 | 4.8873
2016-10-04 13:00 | 0.52 | 0 | 13.4534 | 0 | 10.931 | 92.1527 | 23.8644 | 33.9887 | 7.3047 | 0.8 | 50.7453 | 5.6953 | 84.734 | 0 | 13 | 70.581 | 8.279 | 2.7597 | 13.6907 | 13.6907 | 4.2631 | 1.0763 | 5.3394 | 0 | 5.3394
2016-10-04 14:00 | 0.48 | 0 | 2.6676 | 0 | 10.832 | 94.6869 | 13.0196 | 18.543 | 3.9852 | 0.8 | 0 | 0 | 18.543 | 0 | 3.9852 | 0 | 10.848 | 3.616 | 14.448 | 14.448 | 4.2245 | 1.4102 | 5.6347 | 0 | 5.6347
2016-10-04 15:00 | 0.56 | 0 | 4.604 | 0 | 10.956 | 99.0607 | 15 | 21.3636 | 4.5914 | 0.8 | 68.9474 | 7.7382 | 90.311 | 0 | 12.3296 | 68.517 | 12.75 | 4.25 | 15.206 | 15.206 | 4.2728 | 1.6575 | 5.9303 | 0 | 5.9303
2016-10-04 16:00 | 0.37 | 0 | 4.255 | 0 | 11.115 | 103.1029 | 15 | 21.3636 | 4.5914 | 0.8 | 70.0374 | 7.8605 | 91.401 | 0 | 12.4519 | 68.113 | 13.623 | 4.541 | 15.656 | 15.656 | 4.3349 | 1.771 | 6.1058 | 0 | 6.1058
2016-10-04 17:00 | 0.19 | 0 | 19.138 | 0 | 11.052 | 121.284 | 30 | 42.7273 | 9.1827 | 0.8 | 25.2217 | 2.8307 | 67.949 | 0 | 12.0135 | 67.949 | 0 | 0 | 11.052 | 11.052 | 4.3103 | 0 | 4.3103 | 0 | 4.3103
2016-10-04 18:00 | 0.05 | 0 | 18.56 | 0 | 11.49 | 138.916 | 30 | 42.7273 | 9.1827 | 0.8 | 25.3107 | 2.8407 | 68.038 | 0 | 12.0234 | 68.038 | 0 | 0 | 11.49 | 11.49 | 4.4811 | 0 | 4.4811 | 0 | 4.4811
2016-10-04 19:00 | 0 | 0 | 13.578 | 0 | 16.422 | 151.8151 | 30 | 42.7273 | 9.1827 | 0.8 | 25.5317 | 2.8655 | 68.259 | 0 | 12.0483 | 68.259 | 0 | 0 | 16.422 | 16.422 | 6.4046 | 0 | 6.4046 | 0 | 6.4046
2016-10-04 20:00 | 0 | 21.646 | 0 | 0 | 21.646 | 129.0299 | 0 | 0 | 0 | 0 | 0 | 0 | 0 | 0 | 0 | 0 | 0 | 0 | 21.646 | 21.646 | 8.4419 | 0 | 8.4419 | 0 | 8.4419
2016-10-04 21:00 | 0 | 22.517 | 0 | 0 | 22.517 | 105.3277 | 0 | 0 | 0 | 0 | 0 | 0 | 0 | 0 | 0 | 0 | 0 | 0 | 22.517 | 22.517 | 8.7816 | 0 | 8.7816 | 0 | 8.7816
2016-10-04 22:00 | 0 | 22.41 | 0 | 0 | 22.41 | 81.7383 | 0 | 0 | 0 | 0 | 0 | 0 | 0 | 0 | 0 | 0 | 0 | 0 | 22.41 | 22.41 | 8.7399 | 0 | 8.7399 | 0 | 8.7399
2016-10-04 23:00 | 0 | 19.87 | 0 | 0 | 19.87 | 60.8225 | 0 | 0 | 0 | 0 | 0 | 0 | 0 | 0 | 0 | 0 | 0 | 0 | 19.87 | 19.87 | 7.7493 | 0 | 7.7493 | 0 | 7.7493
2016-10-05 | 0 | 5.1865 | 0 | 0 | 17.853 | 55.363 | 12.6665 | 18.0402 | 3.8771 | 0.63675 | 0 | 0 | 11.774 | 6.2662 | 3.8771 | 0 | 6.888 | 2.296 | 20.149 | 20.149 | 6.9627 | 0.89544 | 7.8581 | 0 | 7.8581
2016-10-05 01:00 | 0 | 7.97 | 0 | 0 | 15.47 | 46.9735 | 7.5 | 10.6818 | 2.2957 | 0.78892 | 0 | 0 | 10.43 | 0.25182 | 2.2957 | 0 | 6.101 | 2.0337 | 17.5037 | 17.5037 | 6.0333 | 0.79313 | 6.8264 | 0 | 6.8264
2016-10-05 02:00 | 0 | 6.67 | 0 | 0 | 14.17 | 39.9525 | 7.5 | 10.6818 | 2.2957 | 0.7344 | 0 | 0 | 9.191 | 1.4908 | 2.2957 | 0 | 5.377 | 1.7923 | 15.9623 | 15.9623 | 5.5263 | 0.69901 | 6.2253 | 0 | 6.2253
2016-10-05 03:00 | 0 | 5.109 | 0 | 0 | 12.609 | 34.5746 | 7.5 | 10.6818 | 2.2957 | 0.68675 | 0 | 0 | 8.108 | 2.5738 | 2.2957 | 0 | 4.743 | 1.581 | 14.19 | 14.19 | 4.9175 | 0.61659 | 5.5341 | 0 | 5.5341
2016-10-05 04:00 | 0 | 4.001 | 0 | 0 | 11.501 | 30.363 | 7.5 | 10.6818 | 2.2957 | 0.6695 | 0 | 0 | 7.716 | 2.9658 | 2.2957 | 0 | 4.514 | 1.5047 | 13.0057 | 13.0057 | 4.4854 | 0.58682 | 5.0722 | 0 | 5.0722
2016-10-05 05:00 | 0 | 0 | 0 | 0 | 10.429 | 30.363 | 10.429 | 14.8534 | 3.1922 | 0.33 | 0 | 0 | 0 | 14.8534 | 3.1922 | 0 | 0 | 0 | 10.429 | 10.429 | 4.0673 | 0 | 4.0673 | 0 | 4.0673
2016-10-05 06:00 | 0 | 0 | 0 | 0 | 9.439 | 30.363 | 9.439 | 13.4434 | 2.8892 | 0.33 | 0 | 0 | 0 | 13.4434 | 2.8892 | 0 | 0 | 0 | 9.439 | 9.439 | 3.6812 | 0 | 3.6812 | 0 | 3.6812
2016-10-05 07:00 | 0.06 | 0 | 0 | 0 | 8.231 | 30.363 | 8.171 | 11.6375 | 2.5011 | 0.33 | 0 | 0 | 0 | 11.6375 | 2.5011 | 0 | 0 | 0 | 8.231 | 8.231 | 3.2101 | 0 | 3.2101 | 0 | 3.2101
2016-10-05 08:00 | 0.33 | 0 | 0 | 0 | 8.698 | 30.363 | 8.368 | 11.9181 | 2.5614 | 0.33 | 0 | 0 | 0 | 11.9181 | 2.5614 | 0 | 0 | 0 | 8.698 | 8.698 | 3.3922 | 0 | 3.3922 | 0 | 3.3922
2016-10-05 09:00 | 0.91 | 0 | 21.937 | 0 | 8.973 | 51.2032 | 30 | 42.7273 | 9.1827 | 0.8 | 30.6507 | 3.44 | 73.378 | 0 | 12.6228 | 73.378 | 0 | 0 | 8.973 | 8.973 | 3.4995 | 0 | 3.4995 | 0 | 3.4995
2016-10-05 10:00 | 0.91 | 0 | 0 | 20.731 | 10.179 | 51.2032 | 30 | 42.7273 | 9.1827 | 0.8 | 30.8797 | 3.4657 | 73.607 | 0 | 12.6485 | 73.607 | 0 | 0 | 10.179 | 30.91 | 3.9698 | 0 | 3.9698 | 8.0851 | 12.0549
2016-10-05 11:00 | 1.34 | 0 | 20.476 | 0 | 10.864 | 70.6554 | 30 | 42.7273 | 9.1827 | 0.8 | 31.1207 | 3.4928 | 73.848 | 0 | 12.6755 | 73.848 | 0 | 0 | 10.864 | 10.864 | 4.237 | 0 | 4.237 | 0 | 4.237
2016-10-05 12:00 | 1.48 | 0 | 8.2445 | 10.0746 | 12.121 | 78.4877 | 28.9602 | 41.2463 | 8.8645 | 0.8 | 36.8477 | 4.1355 | 78.094 | 0 | 13 | 73.039 | 2.957 | 0.98567 | 13.1067 | 23.1813 | 4.7272 | 0.38441 | 5.1116 | 3.9291 | 9.0407
2016-10-05 13:00 | 1.06 | 0 | 15.261 | 0 | 11.486 | 92.9857 | 25.687 | 36.5846 | 7.8626 | 0.8 | 45.7744 | 5.1374 | 82.359 | 0 | 13 | 71.461 | 6.375 | 2.125 | 13.611 | 13.611 | 4.4795 | 0.82875 | 5.3083 | 0 | 5.3083
2016-10-05 14:00 | 1.06 | 0 | 1.9867 | 0 | 11.159 | 94.8731 | 12.0857 | 17.213 | 3.6993 | 0.8 | 0 | 0 | 17.213 | 0 | 3.6993 | 0 | 10.069 | 3.3563 | 14.5153 | 14.5153 | 4.352 | 1.309 | 5.661 | 0 | 5.661
2016-10-05 15:00 | 1.09 | 0 | 4.618 | 0 | 11.472 | 99.2602 | 15 | 21.3636 | 4.5914 | 0.8 | 69.1094 | 7.7564 | 90.473 | 0 | 12.3478 | 68.457 | 12.879 | 4.293 | 15.765 | 15.765 | 4.4741 | 1.6743 | 6.1484 | 0 | 6.1484
2016-10-05 16:00 | 1.02 | 0 | 5 | 0 | 11.02 | 104.0102 | 15 | 21.3636 | 4.5914 | 0.8 | 71.2914 | 8.0013 | 92.655 | 0 | 12.5926 | 67.649 | 14.628 | 4.876 | 15.896 | 15.896 | 4.2978 | 1.9016 | 6.1994 | 0 | 6.1994
2016-10-05 17:00 | 0.39 | 0 | 19.12 | 0 | 11.27 | 122.1742 | 30 | 42.7273 | 9.1827 | 0.8 | 24.6207 | 2.7633 | 67.348 | 0 | 11.946 | 67.348 | 0 | 0 | 11.27 | 11.27 | 4.3953 | 0 | 4.3953 | 0 | 4.3953
2016-10-05 18:00 | 0.12 | 0 | 17.753 | 0 | 12.367 | 139.0395 | 30 | 42.7273 | 9.1827 | 0.8 | 24.6857 | 2.7706 | 67.413 | 0 | 11.9533 | 67.413 | 0 | 0 | 12.367 | 12.367 | 4.8231 | 0 | 4.8231 | 0 | 4.8231
2016-10-05 19:00 | 0 | 0 | 13.448 | 0 | 16.552 | 151.8151 | 30 | 42.7273 | 9.1827 | 0.8 | 24.9787 | 2.8034 | 67.706 | 0 | 11.9862 | 67.706 | 0 | 0 | 16.552 | 16.552 | 6.4553 | 0 | 6.4553 | 0 | 6.4553
2016-10-05 20:00 | 0 | 21.346 | 0 | 0 | 21.346 | 129.3456 | 0 | 0 | 0 | 0 | 0 | 0 | 0 | 0 | 0 | 0 | 0 | 0 | 21.346 | 21.346 | 8.3249 | 0 | 8.3249 | 0 | 8.3249
2016-10-05 21:00 | 0 | 21.243 | 0 | 0 | 21.243 | 106.9846 | 0 | 0 | 0 | 0 | 0 | 0 | 0 | 0 | 0 | 0 | 0 | 0 | 21.243 | 21.243 | 8.2848 | 0 | 8.2848 | 0 | 8.2848
2016-10-05 22:00 | 0 | 20.335 | 0 | 0 | 20.335 | 85.5793 | 0 | 0 | 0 | 0 | 0 | 0 | 0 | 0 | 0 | 0 | 0 | 0 | 20.335 | 20.335 | 7.9307 | 0 | 7.9307 | 0 | 7.9307
2016-10-05 23:00 | 0 | 18.627 | 0 | 0 | 18.627 | 65.972 | 0 | 0 | 0 | 0 | 0 | 0 | 0 | 0 | 0 | 0 | 0 | 0 | 18.627 | 18.627 | 7.2645 | 0 | 7.2645 | 0 | 7.2645
2016-10-06 | 0 | 6.2605 | 0 | 0 | 16.583 | 59.382 | 10.3225 | 14.7018 | 3.1596 | 0.69429 | 0 | 0 | 11.395 | 3.3068 | 3.1596 | 0 | 6.666 | 2.222 | 18.805 | 18.805 | 6.4674 | 0.86658 | 7.3339 | 0 | 7.3339
2016-10-06 01:00 | 0 | 7.873 | 0 | 0 | 15.373 | 51.0946 | 7.5 | 10.6818 | 2.2957 | 0.7755 | 0 | 0 | 10.125 | 0.55682 | 2.2957 | 0 | 5.923 | 1.9743 | 17.3473 | 17.3473 | 5.9955 | 0.76999 | 6.7655 | 0 | 6.7655
2016-10-06 02:00 | 0 | 6.425 | 0 | 0 | 13.925 | 44.3314 | 7.5 | 10.6818 | 2.2957 | 0.72006 | 0 | 0 | 8.865 | 1.8168 | 2.2957 | 0 | 5.186 | 1.7287 | 15.6537 | 15.6537 | 5.4308 | 0.67418 | 6.1049 | 0 | 6.1049
2016-10-06 03:00 | 0 | 4.806 | 0 | 0 | 12.306 | 39.2725 | 7.5 | 10.6818 | 2.2957 | 0.67593 | 0 | 0 | 7.862 | 2.8198 | 2.2957 | 0 | 4.599 | 1.533 | 13.839 | 13.839 | 4.7993 | 0.59787 | 5.3972 | 0 | 5.3972
2016-10-06 04:00 | 0 | 0 | 0 | 0 | 11.375 | 39.2725 | 11.375 | 16.2008 | 3.4818 | 0.53206 | 0 | 0 | 6.965 | 9.2358 | 3.4818 | 0 | 4.075 | 1.3583 | 12.7333 | 12.7333 | 4.4363 | 0.52975 | 4.966 | 0 | 4.966
2016-10-06 05:00 | 0 | 0 | 0 | 0 | 10.156 | 39.2725 | 10.156 | 14.4646 | 3.1087 | 0.33 | 0 | 0 | 0 | 14.4646 | 3.1087 | 0 | 0 | 0 | 10.156 | 10.156 | 3.9608 | 0 | 3.9608 | 0 | 3.9608
2016-10-06 06:00 | 0 | 0 | 0 | 0 | 9.929 | 39.2725 | 9.929 | 14.1413 | 3.0392 | 0.33 | 0 | 0 | 0 | 14.1413 | 3.0392 | 0 | 0 | 0 | 9.929 | 9.929 | 3.8723 | 0 | 3.8723 | 0 | 3.8723
2016-10-06 07:00 | 0.08 | 0 | 0 | 0 | 8.75 | 39.2725 | 8.67 | 12.3482 | 2.6538 | 0.33 | 0 | 0 | 0 | 12.3482 | 2.6538 | 0 | 0 | 0 | 8.75 | 8.75 | 3.4125 | 0 | 3.4125 | 0 | 3.4125
2016-10-06 08:00 | 0.42 | 8.464 | 0 | 0 | 8.884 | 30.363 | 0 | 0 | 0 | 0 | 0 | 0 | 0 | 0 | 0 | 0 | 0 | 0 | 8.884 | 8.884 | 3.4648 | 0 | 3.4648 | 0 | 3.4648
2016-10-06 09:00 | 0.8 | 0 | 0 | 21.414 | 9.386 | 30.363 | 30 | 42.7273 | 9.1827 | 0.8 | 30.6827 | 3.4436 | 73.41 | 0 | 12.6264 | 73.41 | 0 | 0 | 9.386 | 30.8 | 3.6605 | 0 | 3.6605 | 8.3515 | 12.012
2016-10-06 10:00 | 1.36 | 0 | 20.825 | 0 | 10.535 | 50.1468 | 30 | 42.7273 | 9.1827 | 0.8 | 30.8227 | 3.4593 | 73.55 | 0 | 12.6421 | 73.55 | 0 | 0 | 10.535 | 10.535 | 4.1086 | 0 | 4.1086 | 0 | 4.1086
2016-10-06 11:00 | 1.52 | 0 | 7.89 | 12.835 | 10.795 | 57.6422 | 30 | 42.7273 | 9.1827 | 0.8 | 30.9037 | 3.4684 | 73.631 | 0 | 12.6512 | 73.631 | 0 | 0 | 10.795 | 23.63 | 4.21 | 0 | 4.21 | 5.0057 | 9.2157
2016-10-06 12:00 | 1.51 | 0 | 18.7543 | 0 | 11.557 | 75.4588 | 28.8013 | 41.0201 | 8.8158 | 0.8 | 37.2809 | 4.1842 | 78.301 | 0 | 13 | 72.963 | 3.123 | 1.041 | 12.598 | 12.598 | 4.5072 | 0.40599 | 4.9132 | 0 | 4.9132
2016-10-06 13:00 | 1.49 | 0 | 15.722 | 0 | 11.277 | 90.3947 | 25.509 | 36.331 | 7.8081 | 0.8 | 46.26 | 5.1919 | 82.591 | 0 | 13 | 71.375 | 6.562 | 2.1873 | 13.4643 | 13.4643 | 4.398 | 0.85306 | 5.2511 | 0 | 5.2511
2016-10-06 14:00 | 1.33 | 0 | 2.079 | 0 | 11.138 | 92.3698 | 11.887 | 16.93 | 3.6385 | 0.8 | 0 | 0 | 16.93 | 0 | 3.6385 | 0 | 9.904 | 3.3013 | 14.4393 | 14.4393 | 4.3438 | 1.2875 | 5.6313 | 0 | 5.6313
2016-10-06 15:00 | 1.08 | 0 | 4.703 | 0 | 11.377 | 96.8377 | 15 | 21.3636 | 4.5914 | 0.8 | 68.6334 | 7.703 | 89.997 | 0 | 12.2943 | 68.633 | 12.498 | 4.166 | 15.543 | 15.543 | 4.437 | 1.6247 | 6.0618 | 0 | 6.0618
2016-10-06 16:00 | 0.79 | 0 | 4.252 | 0 | 11.538 | 100.8771 | 15 | 21.3636 | 4.5914 | 0.8 | 70.7084 | 7.9358 | 92.072 | 0 | 12.5272 | 67.865 | 14.161 | 4.7203 | 16.2583 | 16.2583 | 4.4998 | 1.8409 | 6.3407 | 0 | 6.3407
2016-10-06 17:00 | 0.48 | 0 | 19.941 | 0 | 10.539 | 119.821 | 30 | 42.7273 | 9.1827 | 0.8 | 24.6757 | 2.7694 | 67.403 | 0 | 11.9522 | 67.403 | 0 | 0 | 10.539 | 10.539 | 4.1102 | 0 | 4.1102 | 0 | 4.1102
2016-10-06 18:00 | 0.08 | 0 | 18.706 | 0 | 11.374 | 137.5917 | 30 | 42.7273 | 9.1827 | 0.8 | 24.5077 | 2.7506 | 67.235 | 0 | 11.9333 | 67.235 | 0 | 0 | 11.374 | 11.374 | 4.4359 | 0 | 4.4359 | 0 | 4.4359
2016-10-06 19:00 | 0 | 0 | 14.972 | 0 | 15.028 | 151.8151 | 30 | 42.7273 | 9.1827 | 0.8 | 24.5837 | 2.7591 | 67.311 | 0 | 11.9419 | 67.311 | 0 | 0 | 15.028 | 15.028 | 5.8609 | 0 | 5.8609 | 0 | 5.8609
2016-10-06 20:00 | 0 | 20.539 | 0 | 0 | 20.539 | 130.1951 | 0 | 0 | 0 | 0 | 0 | 0 | 0 | 0 | 0 | 0 | 0 | 0 | 20.539 | 20.539 | 8.0102 | 0 | 8.0102 | 0 | 8.0102
2016-10-06 21:00 | 0 | 21.76 | 0 | 0 | 21.76 | 107.2899 | 0 | 0 | 0 | 0 | 0 | 0 | 0 | 0 | 0 | 0 | 0 | 0 | 21.76 | 21.76 | 8.4864 | 0 | 8.4864 | 0 | 8.4864
2016-10-06 22:00 | 0 | 21.103 | 0 | 0 | 21.103 | 85.0762 | 0 | 0 | 0 | 0 | 0 | 0 | 0 | 0 | 0 | 0 | 0 | 0 | 21.103 | 21.103 | 8.2302 | 0 | 8.2302 | 0 | 8.2302
2016-10-06 23:00 | 0 | 19.031 | 0 | 0 | 19.031 | 65.0435 | 0 | 0 | 0 | 0 | 0 | 0 | 0 | 0 | 0 | 0 | 0 | 0 | 19.031 | 19.031 | 7.4221 | 0 | 7.4221 | 0 | 7.4221
2016-10-07 | 0 | 7.9375 | 0 | 0 | 16.485 | 56.6883 | 8.5475 | 12.1737 | 2.6163 | 0.76418 | 0 | 0 | 11.246 | 0.92773 | 2.6163 | 0 | 6.579 | 2.193 | 18.678 | 18.678 | 6.4291 | 0.85527 | 7.2844 | 0 | 7.2844
2016-10-07 01:00 | 0 | 7.057 | 0 | 0 | 14.557 | 49.2599 | 7.5 | 10.6818 | 2.2957 | 0.75992 | 0 | 0 | 9.771 | 0.91082 | 2.2957 | 0 | 5.716 | 1.9053 | 16.4623 | 16.4623 | 5.6772 | 0.74308 | 6.4203 | 0 | 6.4203
2016-10-07 02:00 | 0 | 5.444 | 0 | 0 | 12.944 | 43.5293 | 7.5 | 10.6818 | 2.2957 | 0.70374 | 0 | 0 | 8.494 | 2.1878 | 2.2957 | 0 | 4.969 | 1.6563 | 14.6003 | 14.6003 | 5.0482 | 0.64597 | 5.6941 | 0 | 5.6941
2016-10-07 03:00 | 0 | 4.234 | 0 | 0 | 11.734 | 39.0725 | 7.5 | 10.6818 | 2.2957 | 0.65586 | 0 | 0 | 7.406 | 3.2758 | 2.2957 | 0 | 4.332 | 1.444 | 13.178 | 13.178 | 4.5763 | 0.56316 | 5.1394 | 0 | 5.1394
2016-10-07 04:00 | 0 | 0 | 0 | 0 | 10.805 | 39.0725 | 10.805 | 15.3889 | 3.3073 | 0.53759 | 0 | 0 | 6.797 | 8.5919 | 3.3073 | 0 | 3.976 | 1.3253 | 12.1303 | 12.1303 | 4.2139 | 0.51688 | 4.7308 | 0 | 4.7308
2016-10-07 05:00 | 0 | 0 | 0 | 0 | 9.922 | 39.0725 | 9.922 | 14.1313 | 3.037 | 0.33 | 0 | 0 | 0 | 14.1313 | 3.037 | 0 | 0 | 0 | 9.922 | 9.922 | 3.8696 | 0 | 3.8696 | 0 | 3.8696
2016-10-07 06:00 | 0 | 0 | 0 | 0 | 9.368 | 39.0725 | 9.368 | 13.3423 | 2.8675 | 0.33 | 0 | 0 | 0 | 13.3423 | 2.8675 | 0 | 0 | 0 | 9.368 | 9.368 | 3.6535 | 0 | 3.6535 | 0 | 3.6535
2016-10-07 07:00 | 0.1 | 8.274 | 0 | 0 | 8.374 | 30.363 | 0 | 0 | 0 | 0 | 0 | 0 | 0 | 0 | 0 | 0 | 0 | 0 | 8.374 | 8.374 | 3.2659 | 0 | 3.2659 | 0 | 3.2659
2016-10-07 08:00 | 0.64 | 0 | 0 | 0 | 8.997 | 30.363 | 8.357 | 11.9024 | 2.558 | 0.33 | 0 | 0 | 0 | 11.9024 | 2.558 | 0 | 0 | 0 | 8.997 | 8.997 | 3.5088 | 0 | 3.5088 | 0 | 3.5088
2016-10-07 09:00 | 1.14 | 0 | 0 | 21.67 | 9.47 | 30.363 | 30 | 42.7273 | 9.1827 | 0.8 | 30.5587 | 3.4297 | 73.286 | 0 | 12.6124 | 73.286 | 0 | 0 | 9.47 | 31.14 | 3.6933 | 0 | 3.6933 | 8.4513 | 12.1446
2016-10-07 10:00 | 1.49 | 0 | 0 | 21.254 | 10.236 | 30.363 | 30 | 42.7273 | 9.1827 | 0.8 | 30.6297 | 3.4377 | 73.357 | 0 | 12.6204 | 73.357 | 0 | 0 | 10.236 | 31.49 | 3.992 | 0 | 3.992 | 8.2891 | 12.2811
2016-10-07 11:00 | 1.69 | 0 | 11.5057 | 9.6453 | 10.539 | 41.2934 | 30 | 42.7273 | 9.1827 | 0.8 | 30.8017 | 3.457 | 73.529 | 0 | 12.6397 | 73.529 | 0 | 0 | 10.539 | 20.1843 | 4.1102 | 0 | 4.1102 | 3.7617 | 7.8719
2016-10-07 12:00 | 1.71 | 0 | 19.2206 | 0 | 11.125 | 59.5529 | 28.6356 | 40.784 | 8.7651 | 0.8 | 37.733 | 4.2349 | 78.517 | 0 | 13 | 72.883 | 3.296 | 1.0987 | 12.2237 | 12.2237 | 4.3388 | 0.42848 | 4.7672 | 0 | 4.7672
2016-10-07 13:00 | 1.59 | 0 | 17.778 | 0 | 10.707 | 76.442 | 26.895 | 38.305 | 8.2323 | 0.8 | 42.48 | 4.7677 | 80.785 | 0 | 13 | 72.043 | 5.114 | 1.7047 | 12.4117 | 12.4117 | 4.1757 | 0.66482 | 4.8406 | 0 | 4.8406
2016-10-07 14:00 | 1.58 | 1.4688 | 0 | 0 | 10.709 | 74.8959 | 7.6602 | 10.91 | 2.3447 | 0.8 | 0 | 0 | 10.91 | 0 | 2.3447 | 0 | 6.382 | 2.1273 | 12.8363 | 12.8363 | 4.1765 | 0.82966 | 5.0062 | 0 | 5.0062
2016-10-07 15:00 | 1.22 | 0 | 14.8808 | 0 | 11.06 | 89.0327 | 24.7208 | 35.2085 | 7.5668 | 0.8 | 48.4095 | 5.4332 | 83.618 | 0 | 13 | 70.994 | 7.385 | 2.4617 | 13.5217 | 13.5217 | 4.3134 | 0.96005 | 5.2735 | 0 | 5.2735
2016-10-07 16:00 | 0.85 | 0 | 13.9467 | 0 | 10.816 | 102.2821 | 23.9127 | 34.0575 | 7.3195 | 0.8 | 50.6135 | 5.6805 | 84.671 | 0 | 13 | 70.605 | 8.229 | 2.743 | 13.559 | 13.559 | 4.2182 | 1.0698 | 5.288 | 0 | 5.288
2016-10-07 17:00 | 0.5 | 0 | 20.088 | 0 | 10.412 | 121.3657 | 30 | 42.7273 | 9.1827 | 0.8 | 26.8687 | 3.0156 | 69.596 | 0 | 12.1983 | 69.596 | 0 | 0 | 10.412 | 10.412 | 4.0607 | 0 | 4.0607 | 0 | 4.0607
2016-10-07 18:00 | 0.11 | 0 | 18.442 | 0 | 11.668 | 138.8856 | 30 | 42.7273 | 9.1827 | 0.8 | 25.1967 | 2.8279 | 67.924 | 0 | 12.0107 | 67.924 | 0 | 0 | 11.668 | 11.668 | 4.5505 | 0 | 4.5505 | 0 | 4.5505
2016-10-07 19:00 | 0 | 0 | 13.61 | 0 | 16.39 | 151.8151 | 30 | 42.7273 | 9.1827 | 0.8 | 24.5487 | 2.7552 | 67.276 | 0 | 11.9379 | 67.276 | 0 | 0 | 16.39 | 16.39 | 6.3921 | 0 | 6.3921 | 0 | 6.3921
2016-10-07 20:00 | 0 | 21.271 | 0 | 0 | 21.271 | 129.4246 | 0 | 0 | 0 | 0 | 0 | 0 | 0 | 0 | 0 | 0 | 0 | 0 | 21.271 | 21.271 | 8.2957 | 0 | 8.2957 | 0 | 8.2957
2016-10-07 21:00 | 0 | 21.557 | 0 | 0 | 21.557 | 106.733 | 0 | 0 | 0 | 0 | 0 | 0 | 0 | 0 | 0 | 0 | 0 | 0 | 21.557 | 21.557 | 8.4072 | 0 | 8.4072 | 0 | 8.4072
2016-10-07 22:00 | 0 | 21.628 | 0 | 0 | 21.628 | 83.9667 | 0 | 0 | 0 | 0 | 0 | 0 | 0 | 0 | 0 | 0 | 0 | 0 | 21.628 | 21.628 | 8.4349 | 0 | 8.4349 | 0 | 8.4349
2016-10-07 23:00 | 0 | 19.12 | 0 | 0 | 19.12 | 63.8404 | 0 | 0 | 0 | 0 | 0 | 0 | 0 | 0 | 0 | 0 | 0 | 0 | 19.12 | 19.12 | 7.4568 | 0 | 7.4568 | 0 | 7.4568
2016-10-08 | 0 | 8.3827 | 0 | 0 | 16.552 | 55.0164 | 8.1693 | 11.635 | 2.5005 | 0.8 | 0 | 0 | 11.635 | 1.7764e-15 | 2.5005 | 0 | 6.806 | 2.2687 | 18.8207 | 18.8207 | 6.4553 | 0.88478 | 7.3401 | 0 | 7.3401
2016-10-08 01:00 | 0 | 7.949 | 0 | 0 | 15.449 | 46.6491 | 7.5 | 10.6818 | 2.2957 | 0.75438 | 0 | 0 | 9.645 | 1.0368 | 2.2957 | 0 | 5.642 | 1.8807 | 17.3297 | 17.3297 | 6.0251 | 0.73346 | 6.7586 | 0 | 6.7586
2016-10-08 02:00 | 0 | 5.803 | 0 | 0 | 13.303 | 40.5406 | 7.5 | 10.6818 | 2.2957 | 0.68266 | 0 | 0 | 8.015 | 2.6668 | 2.2957 | 0 | 4.689 | 1.563 | 14.866 | 14.866 | 5.1882 | 0.60957 | 5.7977 | 0 | 5.7977
2016-10-08 03:00 | 0 | 4.239 | 0 | 0 | 11.739 | 36.0785 | 7.5 | 10.6818 | 2.2957 | 0.62564 | 0 | 0 | 6.719 | 3.9628 | 2.2957 | 0 | 3.931 | 1.3103 | 13.0493 | 13.0493 | 4.5782 | 0.51103 | 5.0892 | 0 | 5.0892
2016-10-08 04:00 | 0 | 3.37 | 0 | 0 | 10.87 | 32.5312 | 7.5 | 10.6818 | 2.2957 | 0.57996 | 0 | 0 | 5.681 | 5.0008 | 2.2957 | 0 | 3.324 | 1.108 | 11.978 | 11.978 | 4.2393 | 0.43212 | 4.6714 | 0 | 4.6714
2016-10-08 05:00 | 0 | 2.0597 | 0 | 0 | 9.8 | 30.363 | 7.7403 | 11.024 | 2.3692 | 0.33 | 0 | 0 | 0 | 11.024 | 2.3692 | 0 | 0 | 0 | 9.8 | 9.8 | 3.822 | 0 | 3.822 | 0 | 3.822
2016-10-08 06:00 | 0 | 0 | 0 | 0 | 9.028 | 30.363 | 9.028 | 12.8581 | 2.7634 | 0.33 | 0 | 0 | 0 | 12.8581 | 2.7634 | 0 | 0 | 0 | 9.028 | 9.028 | 3.5209 | 0 | 3.5209 | 0 | 3.5209
2016-10-08 07:00 | 0.12 | 0 | 0 | 0 | 7.941 | 30.363 | 7.821 | 11.139 | 2.3939 | 0.33 | 0 | 0 | 0 | 11.139 | 2.3939 | 0 | 0 | 0 | 7.941 | 7.941 | 3.097 | 0 | 3.097 | 0 | 3.097
2016-10-08 08:00 | 0.53 | 0 | 0 | 0 | 8.47 | 30.363 | 7.94 | 11.3085 | 2.4304 | 0.33 | 0 | 0 | 0 | 11.3085 | 2.4304 | 0 | 0 | 0 | 8.47 | 8.47 | 3.3033 | 0 | 3.3033 | 0 | 3.3033
2016-10-08 09:00 | 0.95 | 0 | 0 | 21.968 | 8.982 | 30.363 | 30 | 42.7273 | 9.1827 | 0.8 | 30.9447 | 3.473 | 73.672 | 0 | 12.6558 | 73.672 | 0 | 0 | 8.982 | 30.95 | 3.503 | 0 | 3.503 | 8.5675 | 12.0705
2016-10-08 10:00 | 1.13 | 0 | 2.1601 | 19.0219 | 9.948 | 32.4151 | 30 | 42.7273 | 9.1827 | 0.8 | 31.2817 | 3.5109 | 74.009 | 0 | 12.6936 | 74.009 | 0 | 0 | 9.948 | 28.9699 | 3.8797 | 0 | 3.8797 | 7.4185 | 11.2983
2016-10-08 11:00 | 1.56 | 0 | 21.314 | 0 | 10.246 | 52.6634 | 30 | 42.7273 | 9.1827 | 0.8 | 31.5507 | 3.541 | 74.278 | 0 | 12.7238 | 74.278 | 0 | 0 | 10.246 | 10.246 | 3.9959 | 0 | 3.9959 | 0 | 3.9959
2016-10-08 12:00 | 1.76 | 0 | 20.2719 | 0 | 10.941 | 71.9217 | 29.4529 | 41.948 | 9.0153 | 0.8 | 35.504 | 3.9847 | 77.452 | 0 | 13 | 73.277 | 2.443 | 0.81433 | 11.7553 | 11.7553 | 4.267 | 0.31759 | 4.5846 | 0 | 4.5846
2016-10-08 13:00 | 1.6 | 0 | 15.7826 | 0 | 10.879 | 86.9152 | 25.0616 | 35.6938 | 7.6711 | 0.8 | 47.4802 | 5.3289 | 83.174 | 0 | 13 | 71.159 | 7.029 | 2.343 | 13.222 | 13.222 | 4.2428 | 0.91377 | 5.1566 | 0 | 5.1566
2016-10-08 14:00 | 1.42 | 0 | 5.0447 | 0 | 11.134 | 91.7077 | 14.7587 | 21.02 | 4.5175 | 0.8 | 0 | 0 | 21.02 | 0 | 4.5175 | 0 | 12.296 | 4.0987 | 15.2327 | 15.2327 | 4.3423 | 1.5985 | 5.9407 | 0 | 5.9407
2016-10-08 15:00 | 1.32 | 0 | 4.856 | 0 | 11.464 | 96.3209 | 15 | 21.3636 | 4.5914 | 0.8 | 72.0414 | 8.0855 | 93.405 | 0 | 12.6768 | 67.372 | 15.229 | 5.0763 | 16.5403 | 16.5403 | 4.471 | 1.9798 | 6.4507 | 0 | 6.4507
2016-10-08 16:00 | 1.16 | 0 | 5.284 | 0 | 10.876 | 101.3407 | 15 | 21.3636 | 4.5914 | 0.8 | 74.2624 | 8.3347 | 95.626 | 0 | 12.9261 | 66.55 | 17.009 | 5.6697 | 16.5457 | 16.5457 | 4.2416 | 2.2112 | 6.4528 | 0 | 6.4528
2016-10-08 17:00 | 0.6 | 0 | 20.219 | 0 | 10.381 | 120.5487 | 30 | 42.7273 | 9.1827 | 0.8 | 23.3527 | 2.621 | 66.08 | 0 | 11.8037 | 66.08 | 0 | 0 | 10.381 | 10.381 | 4.0486 | 0 | 4.0486 | 0 | 4.0486
2016-10-08 18:00 | 0.1 | 0 | 18.904 | 0 | 11.196 | 138.5075 | 30 | 42.7273 | 9.1827 | 0.8 | 23.1837 | 2.602 | 65.911 | 0 | 11.7847 | 65.911 | 0 | 0 | 11.196 | 11.196 | 4.3664 | 0 | 4.3664 | 0 | 4.3664
2016-10-08 19:00 | 0 | 0 | 14.008 | 0 | 15.992 | 151.8151 | 30 | 42.7273 | 9.1827 | 0.8 | 23.2867 | 2.6135 | 66.014 | 0 | 11.7963 | 66.014 | 0 | 0 | 15.992 | 15.992 | 6.2369 | 0 | 6.2369 | 0 | 6.2369
2016-10-08 20:00 | 0 | 21.069 | 0 | 0 | 21.069 | 129.6372 | 0 | 0 | 0 | 0 | 0 | 0 | 0 | 0 | 0 | 0 | 0 | 0 | 21.069 | 21.069 | 8.2169 | 0 | 8.2169 | 0 | 8.2169
2016-10-08 21:00 | 0 | 22.013 | 0 | 0 | 22.013 | 106.4656 | 0 | 0 | 0 | 0 | 0 | 0 | 0 | 0 | 0 | 0 | 0 | 0 | 22.013 | 22.013 | 8.5851 | 0 | 8.5851 | 0 | 8.5851
2016-10-08 22:00 | 0 | 21.021 | 0 | 0 | 21.021 | 84.3383 | 0 | 0 | 0 | 0 | 0 | 0 | 0 | 0 | 0 | 0 | 0 | 0 | 21.021 | 21.021 | 8.1982 | 0 | 8.1982 | 0 | 8.1982
2016-10-08 23:00 | 0 | 17.439 | 0 | 0 | 17.439 | 65.9814 | 0 | 0 | 0 | 0 | 0 | 0 | 0 | 0 | 0 | 0 | 0 | 0 | 17.439 | 17.439 | 6.8012 | 0 | 6.8012 | 0 | 6.8012
2016-10-09 | 0 | 0 | 0 | 0 | 14.481 | 65.9814 | 14.481 | 20.6245 | 4.4325 | 0.65082 | 0 | 0 | 14.078 | 6.5465 | 4.4325 | 0 | 8.236 | 2.7453 | 17.2263 | 17.2263 | 5.6476 | 1.0707 | 6.7183 | 0 | 6.7183
2016-10-09 01:00 | 0 | 0 | 0 | 0 | 13.397 | 65.9814 | 13.397 | 19.0806 | 4.1007 | 0.63744 | 0 | 0 | 12.481 | 6.5996 | 4.1007 | 0 | 7.302 | 2.434 | 15.831 | 15.831 | 5.2248 | 0.94926 | 6.1741 | 0 | 6.1741
2016-10-09 02:00 | 0 | 0 | 0 | 0 | 12.426 | 65.9814 | 12.426 | 17.6976 | 3.8035 | 0.62609 | 0 | 0 | 11.149 | 6.5486 | 3.8035 | 0 | 6.522 | 2.174 | 14.6 | 14.6 | 4.8461 | 0.84786 | 5.694 | 0 | 5.694
2016-10-09 03:00 | 0 | 0 | 0 | 0 | 11.686 | 65.9814 | 11.686 | 16.6437 | 3.577 | 0.61146 | 0 | 0 | 9.967 | 6.6767 | 3.577 | 0 | 5.831 | 1.9437 | 13.6297 | 13.6297 | 4.5575 | 0.75803 | 5.3156 | 0 | 5.3156
2016-10-09 04:00 | 0 | 0 | 0.44821 | 0 | 10.245 | 66.4072 | 10.6932 | 15.2297 | 3.2731 | 0.59988 | 0 | 0 | 8.745 | 6.4847 | 3.2731 | 0 | 5.116 | 1.7053 | 11.9503 | 11.9503 | 3.9956 | 0.66508 | 4.6606 | 0 | 4.6606
2016-10-09 05:00 | 0 | 9.493 | 0 | 0 | 9.493 | 56.4146 | 0 | 0 | 0 | 0 | 0 | 0 | 0 | 0 | 0 | 0 | 0 | 0 | 9.493 | 9.493 | 3.7023 | 0 | 3.7023 | 0 | 3.7023
2016-10-09 06:00 | 0 | 8.755 | 0 | 0 | 8.755 | 47.1988 | 0 | 0 | 0 | 0 | 0 | 0 | 0 | 0 | 0 | 0 | 0 | 0 | 8.755 | 8.755 | 3.4144 | 0 | 3.4144 | 0 | 3.4144
2016-10-09 07:00 | 0.09 | 7.8 | 0 | 0 | 7.89 | 38.9883 | 0 | 0 | 0 | 0 | 0 | 0 | 0 | 0 | 0 | 0 | 0 | 0 | 7.89 | 7.89 | 3.0771 | 0 | 3.0771 | 0 | 3.0771
2016-10-09 08:00 | 0.47 | 8.194 | 0 | 0 | 8.664 | 30.363 | 0 | 0 | 0 | 0 | 0 | 0 | 0 | 0 | 0 | 0 | 0 | 0 | 8.664 | 8.664 | 3.379 | 0 | 3.379 | 0 | 3.379
2016-10-09 09:00 | 0.79 | 0 | 0 | 22.03 | 8.76 | 30.363 | 30 | 42.7273 | 9.1827 | 0.8 | 31.1107 | 3.4917 | 73.838 | 0 | 12.6744 | 73.838 | 0 | 0 | 8.76 | 30.79 | 3.4164 | 0 | 3.4164 | 8.5917 | 12.0081
2016-10-09 10:00 | 1.08 | 0 | 10.6236 | 10.8664 | 9.59 | 40.4554 | 30 | 42.7273 | 9.1827 | 0.8 | 30.9317 | 3.4716 | 73.659 | 0 | 12.6543 | 73.659 | 0 | 0 | 9.59 | 20.4564 | 3.7401 | 0 | 3.7401 | 4.2379 | 7.978
2016-10-09 11:00 | 1.28 | 0 | 21.166 | 0 | 10.114 | 60.5631 | 30 | 42.7273 | 9.1827 | 0.8 | 30.5897 | 3.4332 | 73.317 | 0 | 12.6159 | 73.317 | 0 | 0 | 10.114 | 10.114 | 3.9445 | 0 | 3.9445 | 0 | 3.9445
2016-10-09 12:00 | 1.65 | 0 | 19.4132 | 0 | 11.042 | 79.0056 | 28.8052 | 41.0255 | 8.817 | 0.8 | 37.2705 | 4.183 | 78.296 | 0 | 13 | 72.964 | 3.119 | 1.0397 | 12.0817 | 12.0817 | 4.3064 | 0.40547 | 4.7119 | 0 | 4.7119
2016-10-09 13:00 | 1.75 | 0 | 18.1227 | 0 | 10.797 | 96.2222 | 27.1697 | 38.6963 | 8.3164 | 0.8 | 41.7307 | 4.6836 | 80.427 | 0 | 13 | 72.176 | 4.827 | 1.609 | 12.406 | 12.406 | 4.2108 | 0.62751 | 4.8383 | 0 | 4.8383
2016-10-09 14:00 | 1.47 | 1.6057 | 0 | 0 | 11.292 | 94.532 | 8.2163 | 11.702 | 2.5149 | 0.8 | 0 | 0 | 11.702 | 0 | 2.5149 | 0 | 6.845 | 2.2817 | 13.5737 | 13.5737 | 4.4039 | 0.88985 | 5.2937 | 0 | 5.2937
2016-10-09 15:00 | 1.15 | 0 | 5.111 | 0 | 11.039 | 99.3875 | 15 | 21.3636 | 4.5914 | 0.8 | 65.6284 | 7.3657 | 86.992 | 0 | 11.9571 | 69.745 | 10.09 | 3.3633 | 14.4023 | 14.4023 | 4.3052 | 1.3117 | 5.6169 | 0 | 5.6169
2016-10-09 16:00 | 0.74 | 0 | 4.566 | 0 | 11.174 | 103.7252 | 15 | 21.3636 | 4.5914 | 0.8 | 70.0834 | 7.8657 | 91.447 | 0 | 12.4571 | 68.097 | 13.66 | 4.5533 | 15.7273 | 15.7273 | 4.3579 | 1.7758 | 6.1337 | 0 | 6.1337
2016-10-09 17:00 | 0.37 | 0 | 19.489 | 0 | 10.881 | 122.2397 | 30 | 42.7273 | 9.1827 | 0.8 | 24.5327 | 2.7534 | 67.26 | 0 | 11.9361 | 67.26 | 0 | 0 | 10.881 | 10.881 | 4.2436 | 0 | 4.2436 | 0 | 4.2436
2016-10-09 18:00 | 0.13 | 0 | 18.184 | 0 | 11.946 | 139.5145 | 30 | 42.7273 | 9.1827 | 0.8 | 24.2607 | 2.7229 | 66.988 | 0 | 11.9056 | 66.988 | 0 | 0 | 11.946 | 11.946 | 4.6589 | 0 | 4.6589 | 0 | 4.6589
2016-10-09 19:00 | 0 | 0 | 12.948 | 0 | 17.052 | 151.8151 | 30 | 42.7273 | 9.1827 | 0.8 | 24.4747 | 2.7469 | 67.202 | 0 | 11.9296 | 67.202 | 0 | 0 | 17.052 | 17.052 | 6.6503 | 0 | 6.6503 | 0 | 6.6503
2016-10-09 20:00 | 0 | 21.314 | 0 | 0 | 21.314 | 129.3793 | 0 | 0 | 0 | 0 | 0 | 0 | 0 | 0 | 0 | 0 | 0 | 0 | 21.314 | 21.314 | 8.3125 | 0 | 8.3125 | 0 | 8.3125
2016-10-09 21:00 | 0 | 23.031 | 0 | 0 | 23.031 | 105.1362 | 0 | 0 | 0 | 0 | 0 | 0 | 0 | 0 | 0 | 0 | 0 | 0 | 23.031 | 23.031 | 8.9821 | 0 | 8.9821 | 0 | 8.9821
2016-10-09 22:00 | 0 | 21.398 | 0 | 0 | 21.398 | 82.612 | 0 | 0 | 0 | 0 | 0 | 0 | 0 | 0 | 0 | 0 | 0 | 0 | 21.398 | 21.398 | 8.3452 | 0 | 8.3452 | 0 | 8.3452
2016-10-09 23:00 | 0 | 18.489 | 0 | 0 | 18.489 | 63.1499 | 0 | 0 | 0 | 0 | 0 | 0 | 0 | 0 | 0 | 0 | 0 | 0 | 18.489 | 18.489 | 7.2107 | 0 | 7.2107 | 0 | 7.2107
2016-10-10 | 0 | 6.6141 | 0 | 0 | 15.119 | 56.1876 | 8.5049 | 12.113 | 2.6033 | 0.8 | 0 | 0 | 12.113 | 1.7764e-15 | 2.6033 | 0 | 7.086 | 2.362 | 17.481 | 17.481 | 5.8964 | 0.92118 | 6.8176 | 0 | 6.8176
2016-10-10 01:00 | 0 | 3.6434 | 0 | 0 | 13.508 | 52.3525 | 9.8646 | 14.0496 | 3.0195 | 0.68283 | 0 | 0 | 10.547 | 3.5026 | 3.0195 | 0 | 6.17 | 2.0567 | 15.5647 | 15.5647 | 5.2681 | 0.8021 | 6.0702 | 0 | 6.0702
2016-10-10 02:00 | 0 | 5.778 | 0 | 0 | 13.278 | 46.2704 | 7.5 | 10.6818 | 2.2957 | 0.7583 | 0 | 0 | 9.734 | 0.94782 | 2.2957 | 0 | 5.695 | 1.8983 | 15.1763 | 15.1763 | 5.1784 | 0.74035 | 5.9188 | 0 | 5.9188
2016-10-10 03:00 | 0 | 4.013 | 0 | 0 | 11.513 | 42.0462 | 7.5 | 10.6818 | 2.2957 | 0.759 | 0 | 0 | 9.75 | 0.93182 | 2.2957 | 0 | 5.704 | 1.9013 | 13.4143 | 13.4143 | 4.4901 | 0.74152 | 5.2316 | 0 | 5.2316
2016-10-10 04:00 | 0 | 3.246 | 0 | 0 | 10.746 | 38.6293 | 7.5 | 10.6818 | 2.2957 | 0.79662 | 0 | 0 | 10.605 | 0.076818 | 2.2957 | 0 | 6.204 | 2.068 | 12.814 | 12.814 | 4.1909 | 0.80652 | 4.9975 | 0 | 4.9975
2016-10-10 05:00 | 0 | 0 | 0 | 0 | 9.852 | 38.6293 | 9.852 | 14.0316 | 3.0156 | 0.33 | 0 | 0 | 0 | 14.0316 | 3.0156 | 0 | 0 | 0 | 9.852 | 9.852 | 3.8423 | 0 | 3.8423 | 0 | 3.8423
2016-10-10 06:00 | 0 | 0 | 0 | 0 | 9.214 | 38.6293 | 9.214 | 13.123 | 2.8203 | 0.33 | 0 | 0 | 0 | 13.123 | 2.8203 | 0 | 0 | 0 | 9.214 | 9.214 | 3.5935 | 0 | 3.5935 | 0 | 3.5935
2016-10-10 07:00 | 0.06 | 7.853 | 0 | 0 | 7.913 | 30.363 | 0 | 0 | 0 | 0 | 0 | 0 | 0 | 0 | 0 | 0 | 0 | 0 | 7.913 | 7.913 | 3.0861 | 0 | 3.0861 | 0 | 3.0861
2016-10-10 08:00 | 0.48 | 0 | 0 | 0 | 8.693 | 30.363 | 8.213 | 11.6973 | 2.5139 | 0.33 | 0 | 0 | 0 | 11.6973 | 2.5139 | 0 | 0 | 0 | 8.693 | 8.693 | 3.3903 | 0 | 3.3903 | 0 | 3.3903
2016-10-10 09:00 | 0.9 | 0 | 0 | 21.979 | 8.921 | 30.363 | 30 | 42.7273 | 9.1827 | 0.8 | 29.7317 | 3.3369 | 72.459 | 0 | 12.5196 | 72.459 | 0 | 0 | 8.921 | 30.9 | 3.4792 | 0 | 3.4792 | 8.5718 | 12.051
2016-10-10 10:00 | 1.38 | 0 | 1.5187 | 20.3033 | 9.558 | 31.8058 | 30 | 42.7273 | 9.1827 | 0.8 | 29.8787 | 3.3534 | 72.606 | 0 | 12.5361 | 72.606 | 0 | 0 | 9.558 | 29.8613 | 3.7276 | 0 | 3.7276 | 7.9183 | 11.6459
2016-10-10 11:00 | 1.57 | 0 | 21.275 | 0 | 10.295 | 52.0171 | 30 | 42.7273 | 9.1827 | 0.8 | 30.0977 | 3.378 | 72.825 | 0 | 12.5607 | 72.825 | 0 | 0 | 10.295 | 10.295 | 4.015 | 0 | 4.015 | 0 | 4.015
2016-10-10 12:00 | 1.65 | 0 | 18.5941 | 0 | 11.32 | 69.6815 | 28.2641 | 40.255 | 8.6514 | 0.8 | 38.746 | 4.3486 | 79.001 | 0 | 13 | 72.704 | 3.684 | 1.228 | 12.548 | 12.548 | 4.4148 | 0.47892 | 4.8937 | 0 | 4.8937
2016-10-10 13:00 | 1.64 | 0 | 18.8972 | 0 | 10.726 | 87.6339 | 27.9832 | 39.8549 | 8.5654 | 0.8 | 39.5121 | 4.4346 | 79.367 | 0 | 13 | 72.568 | 3.977 | 1.3257 | 12.0517 | 12.0517 | 4.1831 | 0.51701 | 4.7002 | 0 | 4.7002
2016-10-10 14:00 | 1.36 | 2.244 | 0 | 0 | 11.104 | 85.2717 | 7.5 | 10.6818 | 2.2957 | 0.7355 | 0 | 0 | 9.216 | 1.4658 | 2.2957 | 0 | 5.392 | 1.7973 | 12.9013 | 12.9013 | 4.3306 | 0.70096 | 5.0315 | 0 | 5.0315
2016-10-10 15:00 | 0.55 | 0 | 13.6787 | 0 | 11.342 | 98.2665 | 24.4707 | 34.8521 | 7.4903 | 0.8 | 49.0919 | 5.5097 | 83.944 | 0 | 13 | 70.874 | 7.646 | 2.5487 | 13.8907 | 13.8907 | 4.4234 | 0.99398 | 5.4174 | 0 | 5.4174
2016-10-10 16:00 | 0.39 | 0 | 4.414 | 0 | 10.976 | 102.4598 | 15 | 21.3636 | 4.5914 | 0.8 | 65.6654 | 7.3699 | 87.029 | 0 | 11.9612 | 69.732 | 10.119 | 3.373 | 14.349 | 14.349 | 4.2806 | 1.3155 | 5.5961 | 0 | 5.5961
2016-10-10 17:00 | 0.41 | 0 | 19.738 | 0 | 10.672 | 121.2109 | 30 | 42.7273 | 9.1827 | 0.8 | 26.1787 | 2.9381 | 68.906 | 0 | 12.1209 | 68.906 | 0 | 0 | 10.672 | 10.672 | 4.1621 | 0 | 4.1621 | 0 | 4.1621
2016-10-10 18:00 | 0.12 | 0 | 18.443 | 0 | 11.677 | 138.7317 | 30 | 42.7273 | 9.1827 | 0.8 | 26.2017 | 2.9407 | 68.929 | 0 | 12.1234 | 68.929 | 0 | 0 | 11.677 | 11.677 | 4.554 | 0 | 4.554 | 0 | 4.554
2016-10-10 19:00 | 0 | 0 | 13.772 | 0 | 16.228 | 151.8151 | 30 | 42.7273 | 9.1827 | 0.8 | 26.5277 | 2.9773 | 69.255 | 0 | 12.16 | 69.255 | 0 | 0 | 16.228 | 16.228 | 6.3289 | 0 | 6.3289 | 0 | 6.3289
2016-10-10 20:00 | 0 | 21.588 | 0 | 0 | 21.588 | 129.0909 | 0 | 0 | 0 | 0 | 0 | 0 | 0 | 0 | 0 | 0 | 0 | 0 | 21.588 | 21.588 | 8.4193 | 0 | 8.4193 | 0 | 8.4193
2016-10-10 21:00 | 0 | 21.97 | 0 | 0 | 21.97 | 105.9646 | 0 | 0 | 0 | 0 | 0 | 0 | 0 | 0 | 0 | 0 | 0 | 0 | 21.97 | 21.97 | 8.5683 | 0 | 8.5683 | 0 | 8.5683
2016-10-10 22:00 | 0 | 20.349 | 0 | 0 | 20.349 | 84.5446 | 0 | 0 | 0 | 0 | 0 | 0 | 0 | 0 | 0 | 0 | 0 | 0 | 20.349 | 20.349 | 7.9361 | 0 | 7.9361 | 0 | 7.9361
2016-10-10 23:00 | 0 | 18.255 | 0 | 0 | 18.255 | 65.3288 | 0 | 0 | 0 | 0 | 0 | 0 | 0 | 0 | 0 | 0 | 0 | 0 | 18.255 | 18.255 | 7.1194 | 0 | 7.1194 | 0 | 7.1194
2016-10-11 | 0 | 8.027 | 0 | 0 | 15.527 | 56.8793 | 7.5 | 10.6818 | 2.2957 | 0.77163 | 0 | 0 | 10.037 | 0.64482 | 2.2957 | 0 | 5.872 | 1.9573 | 17.4843 | 17.4843 | 6.0555 | 0.76336 | 6.8189 | 0 | 6.8189
2016-10-11 01:00 | 0 | 6.146 | 0 | 0 | 13.646 | 50.4099 | 7.5 | 10.6818 | 2.2957 | 0.77717 | 0 | 0 | 10.163 | 0.51882 | 2.2957 | 0 | 5.945 | 1.9817 | 15.6277 | 15.6277 | 5.3219 | 0.77285 | 6.0948 | 0 | 6.0948
2016-10-11 02:00 | 0 | 5.139 | 0 | 0 | 12.639 | 45.0004 | 7.5 | 10.6818 | 2.2957 | 0.72327 | 0 | 0 | 8.938 | 1.7438 | 2.2957 | 0 | 5.228 | 1.7427 | 14.3817 | 14.3817 | 4.9292 | 0.67964 | 5.6089 | 0 | 5.6089
2016-10-11 03:00 | 0 | 4.204 | 0 | 0 | 11.704 | 40.5751 | 7.5 | 10.6818 | 2.2957 | 0.67417 | 0 | 0 | 7.822 | 2.8598 | 2.2957 | 0 | 4.576 | 1.5253 | 13.2293 | 13.2293 | 4.5646 | 0.59488 | 5.1594 | 0 | 5.1594
2016-10-11 04:00 | 0 | 3.463 | 0 | 0 | 10.963 | 36.9299 | 7.5 | 10.6818 | 2.2957 | 0.62374 | 0 | 0 | 6.676 | 4.0058 | 2.2957 | 0 | 3.906 | 1.302 | 12.265 | 12.265 | 4.2756 | 0.50778 | 4.7834 | 0 | 4.7834
2016-10-11 05:00 | 0 | 2.194 | 0 | 0 | 9.694 | 34.6204 | 7.5 | 10.6818 | 2.2957 | 0.33 | 0 | 0 | 0 | 10.6818 | 2.2957 | 0 | 0 | 0 | 9.694 | 9.694 | 3.7807 | 0 | 3.7807 | 0 | 3.7807
2016-10-11 06:00 | 0 | 1.936 | 0 | 0 | 9.436 | 32.5825 | 7.5 | 10.6818 | 2.2957 | 0.33 | 0 | 0 | 0 | 10.6818 | 2.2957 | 0 | 0 | 0 | 9.436 | 9.436 | 3.68 | 0 | 3.68 | 0 | 3.68
2016-10-11 07:00 | 0.08 | 0.751 | 0 | 0 | 8.331 | 31.792 | 7.5 | 10.6818 | 2.2957 | 0.33 | 0 | 0 | 0 | 10.6818 | 2.2957 | 0 | 0 | 0 | 8.331 | 8.331 | 3.2491 | 0 | 3.2491 | 0 | 3.2491
2016-10-11 08:00 | 0.38 | 1.301 | 0 | 0 | 9.181 | 30.4225 | 7.5 | 10.6818 | 2.2957 | 0.33 | 0 | 0 | 0 | 10.6818 | 2.2957 | 0 | 0 | 0 | 9.181 | 9.181 | 3.5806 | 0 | 3.5806 | 0 | 3.5806
2016-10-11 09:00 | 0.75 | 0 | 0 | 20.78 | 9.97 | 30.4225 | 30 | 42.7273 | 9.1827 | 0.8 | 30.2227 | 3.392 | 72.95 | 0 | 12.5747 | 72.95 | 0 | 0 | 9.97 | 30.75 | 3.8883 | 0 | 3.8883 | 8.1042 | 11.9925
2016-10-11 10:00 | 1.26 | 0 | 0.87904 | 19.892 | 10.489 | 31.2576 | 30 | 42.7273 | 9.1827 | 0.8 | 30.3357 | 3.4047 | 73.063 | 0 | 12.5874 | 73.063 | 0 | 0 | 10.489 | 30.381 | 4.0907 | 0 | 4.0907 | 7.7579 | 11.8486
2016-10-11 11:00 | 1.53 | 0 | 21.119 | 0 | 10.411 | 51.3206 | 30 | 42.7273 | 9.1827 | 0.8 | 30.5557 | 3.4294 | 73.283 | 0 | 12.6121 | 73.283 | 0 | 0 | 10.411 | 10.411 | 4.0603 | 0 | 4.0603 | 0 | 4.0603
2016-10-11 12:00 | 1.48 | 0 | 19.5267 | 0 | 10.872 | 69.871 | 28.9187 | 41.1873 | 8.8518 | 0.8 | 36.9607 | 4.1482 | 78.148 | 0 | 13 | 73.019 | 3 | 1 | 11.872 | 11.872 | 4.2401 | 0.39 | 4.6301 | 0 | 4.6301
2016-10-11 13:00 | 1.24 | 0 | 18.1757 | 0 | 10.528 | 87.1379 | 27.4637 | 39.1149 | 8.4064 | 0.8 | 40.9291 | 4.5936 | 80.044 | 0 | 13 | 72.318 | 4.52 | 1.5067 | 12.0347 | 12.0347 | 4.1059 | 0.5876 | 4.6935 | 0 | 4.6935
2016-10-11 14:00 | 1.2 | 2.073 | 0 | 0 | 10.773 | 84.9558 | 7.5 | 10.6818 | 2.2957 | 0.79165 | 0 | 0 | 10.492 | 0.18982 | 2.2957 | 0 | 6.138 | 2.046 | 12.819 | 12.819 | 4.2015 | 0.79794 | 4.9994 | 0 | 4.9994
2016-10-11 15:00 | 1.12 | 0 | 13.9622 | 0 | 11.026 | 98.2199 | 23.8682 | 33.9941 | 7.3058 | 0.8 | 50.7349 | 5.6942 | 84.729 | 0 | 13 | 70.583 | 8.275 | 2.7583 | 13.7843 | 13.7843 | 4.3001 | 1.0757 | 5.3759 | 0 | 5.3759
2016-10-11 16:00 | 0.88 | 0 | 4.702 | 0 | 11.178 | 102.6868 | 15 | 21.3636 | 4.5914 | 0.8 | 65.3184 | 7.3309 | 86.682 | 0 | 11.9223 | 69.86 | 9.841 | 3.2803 | 14.4583 | 14.4583 | 4.3594 | 1.2793 | 5.6388 | 0 | 5.6388
2016-10-11 17:00 | 0.42 | 0 | 19.81 | 0 | 10.61 | 121.5063 | 30 | 42.7273 | 9.1827 | 0.8 | 26.9767 | 3.0277 | 69.704 | 0 | 12.2104 | 69.704 | 0 | 0 | 10.61 | 10.61 | 4.1379 | 0 | 4.1379 | 0 | 4.1379
2016-10-11 18:00 | 0.12 | 0 | 18.409 | 0 | 11.711 | 138.9949 | 30 | 42.7273 | 9.1827 | 0.8 | 27.0977 | 3.0413 | 69.825 | 0 | 12.224 | 69.825 | 0 | 0 | 11.711 | 11.711 | 4.5673 | 0 | 4.5673 | 0 | 4.5673
2016-10-11 19:00 | 0 | 0 | 13.495 | 0 | 16.505 | 151.8151 | 30 | 42.7273 | 9.1827 | 0.8 | 27.1257 | 3.0444 | 69.853 | 0 | 12.2272 | 69.853 | 0 | 0 | 16.505 | 16.505 | 6.437 | 0 | 6.437 | 0 | 6.437
2016-10-11 20:00 | 0 | 22.537 | 0 | 0 | 22.537 | 128.092 | 0 | 0 | 0 | 0 | 0 | 0 | 0 | 0 | 0 | 0 | 0 | 0 | 22.537 | 22.537 | 8.7894 | 0 | 8.7894 | 0 | 8.7894
2016-10-11 21:00 | 0 | 23.862 | 0 | 0 | 23.862 | 102.9741 | 0 | 0 | 0 | 0 | 0 | 0 | 0 | 0 | 0 | 0 | 0 | 0 | 23.862 | 23.862 | 9.3062 | 0 | 9.3062 | 0 | 9.3062
2016-10-11 22:00 | 0 | 22.781 | 0 | 0 | 22.781 | 78.9941 | 0 | 0 | 0 | 0 | 0 | 0 | 0 | 0 | 0 | 0 | 0 | 0 | 22.781 | 22.781 | 8.8846 | 0 | 8.8846 | 0 | 8.8846
2016-10-11 23:00 | 0 | 19.034 | 0 | 0 | 19.034 | 58.9583 | 0 | 0 | 0 | 0 | 0 | 0 | 0 | 0 | 0 | 0 | 0 | 0 | 19.034 | 19.034 | 7.4233 | 0 | 7.4233 | 0 | 7.4233
2016-10-12 | 0 | 8.557 | 0 | 0 | 16.057 | 49.9509 | 7.5 | 10.6818 | 2.2957 | 0.61618 | 0 | 0 | 6.504 | 4.1778 | 2.2957 | 0 | 3.805 | 1.2683 | 17.3253 | 17.3253 | 6.2622 | 0.49465 | 6.7569 | 0 | 6.7569
2016-10-12 01:00 | 0 | 6.32 | 0 | 0 | 13.82 | 43.2983 | 7.5 | 10.6818 | 2.2957 | 0.53869 | 0 | 0 | 4.743 | 5.9388 | 2.2957 | 0 | 2.775 | 0.925 | 14.745 | 14.745 | 5.3898 | 0.36075 | 5.7505 | 0 | 5.7505
2016-10-12 02:00 | 0 | 1.4355 | 0 | 0 | 12.269 | 41.7872 | 10.8335 | 15.4295 | 3.316 | 0.44414 | 0 | 0 | 3.747 | 11.6825 | 3.316 | 0 | 2.192 | 0.73067 | 12.9997 | 12.9997 | 4.7849 | 0.28496 | 5.0699 | 0 | 5.0699
2016-10-12 03:00 | 0 | 10.853 | 0 | 0 | 10.853 | 30.363 | 0 | 0 | 0 | 0 | 2.379 | 0.267 | 2.379 | 0 | 0.267 | 0 | 1.391 | 0.46367 | 11.3167 | 11.3167 | 4.2327 | 0.18083 | 4.4135 | 0 | 4.4135
2016-10-12 04:00 | 0 | 0 | 0 | 0 | 10.37 | 30.363 | 10.37 | 14.7694 | 3.1742 | 0.36761 | 0 | 0 | 1.182 | 13.5874 | 3.1742 | 0 | 0.692 | 0.23067 | 10.6007 | 10.6007 | 4.0443 | 0.08996 | 4.1343 | 0 | 4.1343
2016-10-12 05:00 | 0 | 0 | 0 | 0 | 9.703 | 30.363 | 9.703 | 13.8194 | 2.97 | 0.33 | 0 | 0 | 0 | 13.8194 | 2.97 | 0 | 0 | 0 | 9.703 | 9.703 | 3.7842 | 0 | 3.7842 | 0 | 3.7842
2016-10-12 06:00 | 0 | 0 | 0 | 0 | 9.501 | 30.363 | 9.501 | 13.5317 | 2.9082 | 0.33 | 0 | 0 | 0 | 13.5317 | 2.9082 | 0 | 0 | 0 | 9.501 | 9.501 | 3.7054 | 0 | 3.7054 | 0 | 3.7054
2016-10-12 07:00 | 0.11 | 0 | 0 | 0 | 8.493 | 30.363 | 8.383 | 11.9394 | 2.566 | 0.33 | 0 | 0 | 0 | 11.9394 | 2.566 | 0 | 0 | 0 | 8.493 | 8.493 | 3.3123 | 0 | 3.3123 | 0 | 3.3123
2016-10-12 08:00 | 0.58 | 0 | 0 | 0 | 9.06 | 30.363 | 8.48 | 12.0776 | 2.5957 | 0.33 | 0 | 0 | 0 | 12.0776 | 2.5957 | 0 | 0 | 0 | 9.06 | 9.06 | 3.5334 | 0 | 3.5334 | 0 | 3.5334
2016-10-12 09:00 | 1.05 | 0 | 6.3199 | 15.3101 | 9.42 | 36.3669 | 30 | 42.7273 | 9.1827 | 0.8 | 32.1627 | 3.6097 | 74.89 | 0 | 12.7925 | 74.89 | 0 | 0 | 9.42 | 24.7301 | 3.6738 | 0 | 3.6738 | 5.9709 | 9.6447
2016-10-12 10:00 | 1.44 | 0 | 21.355 | 0 | 10.085 | 56.6542 | 30 | 42.7273 | 9.1827 | 0.8 | 32.3927 | 3.6355 | 75.12 | 0 | 12.8183 | 75.12 | 0 | 0 | 10.085 | 10.085 | 3.9331 | 0 | 3.9331 | 0 | 3.9331
2016-10-12 11:00 | 1.59 | 0 | 0 | 21.159 | 10.431 | 56.6542 | 30 | 42.7273 | 9.1827 | 0.8 | 32.6677 | 3.6664 | 75.395 | 0 | 12.8491 | 75.395 | 0 | 0 | 10.431 | 31.59 | 4.0681 | 0 | 4.0681 | 8.252 | 12.3201
2016-10-12 12:00 | 1.57 | 0 | 19.931 | 0 | 11.639 | 75.5886 | 30 | 42.7273 | 9.1827 | 0.8 | 32.0397 | 3.5959 | 74.767 | 0 | 12.7787 | 74.271 | 0.29 | 0.096667 | 11.7357 | 11.7357 | 4.5392 | 0.0377 | 4.5769 | 0 | 4.5769
2016-10-12 13:00 | 1.62 | 0 | 18.3469 | 0 | 11.373 | 93.0182 | 28.0999 | 40.021 | 8.6011 | 0.8 | 39.194 | 4.3989 | 79.215 | 0 | 13 | 72.624 | 3.855 | 1.285 | 12.658 | 12.658 | 4.4355 | 0.50115 | 4.9366 | 0 | 4.9366
2016-10-12 14:00 | 1.4 | 0 | 0.26453 | 0 | 11.211 | 93.2695 | 10.0755 | 14.35 | 3.084 | 0.8 | 0 | 0 | 14.35 | 0 | 3.084 | 0 | 8.395 | 2.7983 | 14.0093 | 14.0093 | 4.3723 | 1.0914 | 5.4636 | 0 | 5.4636
2016-10-12 15:00 | 1.12 | 0 | 5.296 | 0 | 10.824 | 98.3007 | 15 | 21.3636 | 4.5914 | 0.8 | 67.8244 | 7.6122 | 89.188 | 0 | 12.2035 | 68.933 | 11.849 | 3.9497 | 14.7737 | 14.7737 | 4.2214 | 1.5404 | 5.7617 | 0 | 5.7617
2016-10-12 16:00 | 1.09 | 0 | 5.092 | 0 | 10.998 | 103.1381 | 15 | 21.3636 | 4.5914 | 0.8 | 70.2034 | 7.8792 | 91.567 | 0 | 12.4705 | 68.052 | 13.756 | 4.5853 | 15.5833 | 15.5833 | 4.2892 | 1.7883 | 6.0775 | 0 | 6.0775
2016-10-12 17:00 | 0.59 | 0 | 19.563 | 0 | 11.027 | 121.7229 | 30 | 42.7273 | 9.1827 | 0.8 | 24.7947 | 2.7828 | 67.522 | 0 | 11.9655 | 67.522 | 0 | 0 | 11.027 | 11.027 | 4.3005 | 0 | 4.3005 | 0 | 4.3005
2016-10-12 18:00 | 0.1 | 0 | 18.22 | 0 | 11.88 | 139.0319 | 30 | 42.7273 | 9.1827 | 0.8 | 24.5077 | 2.7506 | 67.235 | 0 | 11.9333 | 67.235 | 0 | 0 | 11.88 | 11.88 | 4.6332 | 0 | 4.6332 | 0 | 4.6332
2016-10-12 19:00 | 0 | 0 | 13.456 | 0 | 16.544 | 151.8151 | 30 | 42.7273 | 9.1827 | 0.8 | 24.4547 | 2.7446 | 67.182 | 0 | 11.9274 | 67.182 | 0 | 0 | 16.544 | 16.544 | 6.4522 | 0 | 6.4522 | 0 | 6.4522
2016-10-12 20:00 | 0 | 21.389 | 0 | 0 | 21.389 | 129.3004 | 0 | 0 | 0 | 0 | 0 | 0 | 0 | 0 | 0 | 0 | 0 | 0 | 21.389 | 21.389 | 8.3417 | 0 | 8.3417 | 0 | 8.3417
2016-10-12 21:00 | 0 | 21.849 | 0 | 0 | 21.849 | 106.3014 | 0 | 0 | 0 | 0 | 0 | 0 | 0 | 0 | 0 | 0 | 0 | 0 | 21.849 | 21.849 | 8.5211 | 0 | 8.5211 | 0 | 8.5211
2016-10-12 22:00 | 0 | 21.164 | 0 | 0 | 21.164 | 84.0235 | 0 | 0 | 0 | 0 | 0 | 0 | 0 | 0 | 0 | 0 | 0 | 0 | 21.164 | 21.164 | 8.254 | 0 | 8.254 | 0 | 8.254
2016-10-12 23:00 | 0 | 18.626 | 0 | 0 | 18.626 | 64.4172 | 0 | 0 | 0 | 0 | 0 | 0 | 0 | 0 | 0 | 0 | 0 | 0 | 18.626 | 18.626 | 7.2641 | 0 | 7.2641 | 0 | 7.2641
2016-10-13 | 0 | 8.205 | 0 | 0 | 15.705 | 55.7804 | 7.5 | 10.6818 | 2.2957 | 0.66216 | 0 | 0 | 7.549 | 3.1328 | 2.2957 | 0 | 4.416 | 1.472 | 17.177 | 17.177 | 6.125 | 0.57408 | 6.699 | 0 | 6.699
2016-10-13 01:00 | 0 | 6.615 | 0 | 0 | 14.115 | 48.8172 | 7.5 | 10.6818 | 2.2957 | 0.57666 | 0 | 0 | 5.606 | 5.0758 | 2.2957 | 0 | 3.279 | 1.093 | 15.208 | 15.208 | 5.5049 | 0.42627 | 5.9311 | 0 | 5.9311
2016-10-13 02:00 | 0 | 12.405 | 0 | 0 | 12.405 | 35.7593 | 0 | 0 | 0 | 0 | 2.217 | 0.24882 | 2.217 | 0 | 0.24882 | 0 | 1.297 | 0.43233 | 12.8373 | 12.8373 | 4.838 | 0.16861 | 5.0066 | 0 | 5.0066
2016-10-13 03:00 | 0 | 0 | 0 | 0 | 11.208 | 35.7593 | 11.208 | 15.9629 | 3.4307 | 0.31925 | 0 | 0 | -0.365 | 16.3279 | 3.4307 | 0 | -0.213 | -0.071 | 11.137 | 11.137 | 4.3711 | -0.02769 | 4.3434 | 0 | 4.3434
2016-10-13 04:00 | 0 | 0 | 0 | 0 | 10.346 | 35.7593 | 10.346 | 14.7352 | 3.1668 | 0.2449 | 0 | 0 | -2.668 | 17.4032 | 3.1668 | 0 | -1.561 | -0.52033 | 9.8257 | 9.8257 | 4.0349 | -0.20293 | 3.832 | 0 | 3.832
2016-10-13 05:00 | 0 | 1.1975 | 0 | 0 | 9.699 | 34.4988 | 8.5015 | 12.1082 | 2.6022 | 0.33 | 0 | 0 | 0 | 12.1082 | 2.6022 | 0 | 0 | 0 | 9.699 | 9.699 | 3.7826 | 0 | 3.7826 | 0 | 3.7826
2016-10-13 06:00 | 0 | 1.986 | 0 | 0 | 9.486 | 32.4083 | 7.5 | 10.6818 | 2.2957 | 0.33 | 0 | 0 | 0 | 10.6818 | 2.2957 | 0 | 0 | 0 | 9.486 | 9.486 | 3.6995 | 0 | 3.6995 | 0 | 3.6995
2016-10-13 07:00 | 0.15 | 0.927 | 0 | 0 | 8.577 | 31.4325 | 7.5 | 10.6818 | 2.2957 | 0.33 | 0 | 0 | 0 | 10.6818 | 2.2957 | 0 | 0 | 0 | 8.577 | 8.577 | 3.345 | 0 | 3.345 | 0 | 3.345
2016-10-13 08:00 | 0.64 | 1.016 | 0 | 0 | 9.156 | 30.363 | 7.5 | 10.6818 | 2.2957 | 0.33 | 0 | 0 | 0 | 10.6818 | 2.2957 | 0 | 0 | 0 | 9.156 | 9.156 | 3.5708 | 0 | 3.5708 | 0 | 3.5708
2016-10-13 09:00 | 1.04 | 0 | 21.434 | 0 | 9.606 | 50.7253 | 30 | 42.7273 | 9.1827 | 0.8 | 33.7487 | 3.7877 | 76.476 | 0 | 12.9705 | 76.476 | 0 | 0 | 9.606 | 9.606 | 3.7463 | 0 | 3.7463 | 0 | 3.7463
2016-10-13 10:00 | 1.11 | 0 | 0 | 20.874 | 10.236 | 50.7253 | 30 | 42.7273 | 9.1827 | 0.8 | 33.7237 | 3.7849 | 76.451 | 0 | 12.9677 | 76.451 | 0 | 0 | 10.236 | 31.11 | 3.992 | 0 | 3.992 | 8.1409 | 12.1329
2016-10-13 11:00 | 1.59 | 0 | 2.1811 | 18.9469 | 10.462 | 52.7973 | 30 | 42.7273 | 9.1827 | 0.8 | 33.7217 | 3.7847 | 76.449 | 0 | 12.9674 | 76.449 | 0 | 0 | 10.462 | 29.4089 | 4.0802 | 0 | 4.0802 | 7.3893 | 11.4695
2016-10-13 12:00 | 1.56 | 0 | 19.99 | 0 | 11.57 | 71.7878 | 30 | 42.7273 | 9.1827 | 0.8 | 29.8617 | 3.3515 | 72.589 | 0 | 12.5342 | 75.077 | -1.456 | -0.48533 | 11.0847 | 11.0847 | 4.5123 | -0.18928 | 4.323 | 0 | 4.323
2016-10-13 13:00 | 1.71 | 0 | 18.3176 | 0 | 10.807 | 89.1895 | 27.4146 | 39.045 | 8.3914 | 0.8 | 41.063 | 4.6086 | 80.108 | 0 | 13 | 72.294 | 4.571 | 1.5237 | 12.3307 | 12.3307 | 4.2147 | 0.59423 | 4.809 | 0 | 4.809
2016-10-13 14:00 | 1.62 | 0 | 2.3668 | 0 | 11.044 | 91.438 | 11.7908 | 16.793 | 3.6091 | 0.8 | 0 | 0 | 16.793 | 0 | 3.6091 | 0 | 9.824 | 3.2747 | 14.3187 | 14.3187 | 4.3072 | 1.2771 | 5.5843 | 0 | 5.5843
2016-10-13 15:00 | 1.46 | 0 | 5.331 | 0 | 11.129 | 96.5024 | 15 | 21.3636 | 4.5914 | 0.8 | 69.3554 | 7.784 | 90.719 | 0 | 12.3754 | 68.366 | 13.077 | 4.359 | 15.488 | 15.488 | 4.3403 | 1.7 | 6.0403 | 0 | 6.0403
2016-10-13 16:00 | 1.04 | 0 | 4.743 | 0 | 11.297 | 101.0083 | 15 | 21.3636 | 4.5914 | 0.8 | 71.8604 | 8.0651 | 93.224 | 0 | 12.6565 | 67.439 | 15.084 | 5.028 | 16.325 | 16.325 | 4.4058 | 1.9609 | 6.3667 | 0 | 6.3667
2016-10-13 17:00 | 0.65 | 0 | 20.163 | 0 | 10.487 | 120.1631 | 30 | 42.7273 | 9.1827 | 0.8 | 24.1547 | 2.711 | 66.882 | 0 | 11.8937 | 66.882 | 0 | 0 | 10.487 | 10.487 | 4.0899 | 0 | 4.0899 | 0 | 4.0899
2016-10-13 18:00 | 0.11 | 0 | 18.528 | 0 | 11.582 | 137.7647 | 30 | 42.7273 | 9.1827 | 0.8 | 23.9097 | 2.6835 | 66.637 | 0 | 11.8662 | 66.637 | 0 | 0 | 11.582 | 11.582 | 4.517 | 0 | 4.517 | 0 | 4.517
2016-10-13 19:00 | 0 | 0 | 13.504 | 0 | 16.496 | 150.5935 | 30 | 42.7273 | 9.1827 | 0.8 | 23.9707 | 2.6903 | 66.698 | 0 | 11.8731 | 66.698 | 0 | 0 | 16.496 | 16.496 | 6.4334 | 0 | 6.4334 | 0 | 6.4334
2016-10-13 20:00 | 0 | 20.563 | 0 | 0 | 20.563 | 128.9483 | 0 | 0 | 0 | 0 | 0 | 0 | 0 | 0 | 0 | 0 | 0 | 0 | 20.563 | 20.563 | 8.0196 | 0 | 8.0196 | 0 | 8.0196
2016-10-13 21:00 | 0 | 21.499 | 0 | 0 | 21.499 | 106.3178 | 0 | 0 | 0 | 0 | 0 | 0 | 0 | 0 | 0 | 0 | 0 | 0 | 21.499 | 21.499 | 8.3846 | 0 | 8.3846 | 0 | 8.3846
2016-10-13 22:00 | 0 | 20.914 | 0 | 0 | 20.914 | 84.303 | 0 | 0 | 0 | 0 | 0 | 0 | 0 | 0 | 0 | 0 | 0 | 0 | 20.914 | 20.914 | 8.1565 | 0 | 8.1565 | 0 | 8.1565
2016-10-13 23:00 | 0 | 18.776 | 0 | 0 | 18.776 | 64.5388 | 0 | 0 | 0 | 0 | 0 | 0 | 0 | 0 | 0 | 0 | 0 | 0 | 18.776 | 18.776 | 7.3226 | 0 | 7.3226 | 0 | 7.3226
2016-10-14 | 0 | 8.488 | 0 | 0 | 15.988 | 55.6041 | 7.5 | 10.6818 | 2.2957 | 0.61248 | 0 | 0 | 6.42 | 4.2618 | 2.2957 | 0 | 3.755 | 1.2517 | 17.2397 | 17.2397 | 6.2353 | 0.48815 | 6.7235 | 0 | 6.7235
2016-10-14 01:00 | 0 | 5.951 | 0 | 0 | 13.451 | 49.3399 | 7.5 | 10.6818 | 2.2957 | 0.54248 | 0 | 0 | 4.829 | 5.8528 | 2.2957 | 0 | 2.825 | 0.94167 | 14.3927 | 14.3927 | 5.2459 | 0.36725 | 5.6131 | 0 | 5.6131
2016-10-14 02:00 | 0 | 4.907 | 0 | 0 | 12.407 | 44.1746 | 7.5 | 10.6818 | 2.2957 | 0.51357 | 0 | 0 | 4.172 | 6.5098 | 2.2957 | 0 | 2.441 | 0.81367 | 13.2207 | 13.2207 | 4.8387 | 0.31733 | 5.1561 | 0 | 5.1561
2016-10-14 03:00 | 0 | 3.746 | 0 | 0 | 11.246 | 40.2314 | 7.5 | 10.6818 | 2.2957 | 0.48523 | 0 | 0 | 3.528 | 7.1538 | 2.2957 | 0 | 2.064 | 0.688 | 11.934 | 11.934 | 4.3859 | 0.26832 | 4.6543 | 0 | 4.6543
2016-10-14 04:00 | 0 | 3.601 | 0 | 0 | 11.101 | 36.4409 | 7.5 | 10.6818 | 2.2957 | 0.42002 | 0 | 0 | 2.046 | 8.6358 | 2.2957 | 0 | 1.197 | 0.399 | 11.5 | 11.5 | 4.3294 | 0.15561 | 4.485 | 0 | 4.485
2016-10-14 05:00 | 0 | 2.606 | 0 | 0 | 10.106 | 33.6978 | 7.5 | 10.6818 | 2.2957 | 0.33 | 0 | 0 | 0 | 10.6818 | 2.2957 | 0 | 0 | 0 | 10.106 | 10.106 | 3.9413 | 0 | 3.9413 | 0 | 3.9413
2016-10-14 06:00 | 0 | 1.929 | 0 | 0 | 9.429 | 31.6672 | 7.5 | 10.6818 | 2.2957 | 0.33 | 0 | 0 | 0 | 10.6818 | 2.2957 | 0 | 0 | 0 | 9.429 | 9.429 | 3.6773 | 0 | 3.6773 | 0 | 3.6773
2016-10-14 07:00 | 0.16 | 0.506 | 0 | 0 | 8.166 | 31.1346 | 7.5 | 10.6818 | 2.2957 | 0.33 | 0 | 0 | 0 | 10.6818 | 2.2957 | 0 | 0 | 0 | 8.166 | 8.166 | 3.1847 | 0 | 3.1847 | 0 | 3.1847
2016-10-14 08:00 | 0.38 | 0.733 | 0 | 0 | 8.613 | 30.363 | 7.5 | 10.6818 | 2.2957 | 0.33 | 0 | 0 | 0 | 10.6818 | 2.2957 | 0 | 0 | 0 | 8.613 | 8.613 | 3.3591 | 0 | 3.3591 | 0 | 3.3591
2016-10-14 09:00 | 0.61 | 0 | 0 | 21.908 | 8.702 | 30.363 | 30 | 42.7273 | 9.1827 | 0.8 | 32.6877 | 3.6687 | 75.415 | 0 | 12.8514 | 75.415 | 0 | 0 | 8.702 | 30.61 | 3.3938 | 0 | 3.3938 | 8.5441 | 11.9379
2016-10-14 10:00 | 0.95 | 0 | 21.559 | 0 | 9.391 | 50.8441 | 30 | 42.7273 | 9.1827 | 0.8 | 32.8187 | 3.6834 | 75.546 | 0 | 12.8661 | 75.546 | 0 | 0 | 9.391 | 9.391 | 3.6625 | 0 | 3.6625 | 0 | 3.6625
2016-10-14 11:00 | 0.79 | 0 | 2.9003 | 17.8887 | 10.001 | 53.5994 | 30 | 42.7273 | 9.1827 | 0.8 | 32.9897 | 3.7026 | 75.717 | 0 | 12.8853 | 75.717 | 0 | 0 | 10.001 | 27.8897 | 3.9004 | 0 | 3.9004 | 6.9766 | 10.877
2016-10-14 12:00 | 1 | 0 | 20.224 | 0 | 10.776 | 72.8122 | 30 | 42.7273 | 9.1827 | 0.8 | 30.8987 | 3.4679 | 73.626 | 0 | 12.6506 | 74.693 | -0.624 | -0.208 | 10.568 | 10.568 | 4.2026 | -0.08112 | 4.1215 | 0 | 4.1215
2016-10-14 13:00 | 1.15 | 0 | 18.4568 | 0 | 10.351 | 90.3462 | 27.6578 | 39.3915 | 8.4658 | 0.8 | 40.3995 | 4.5342 | 79.791 | 0 | 13 | 72.411 | 4.317 | 1.439 | 11.79 | 11.79 | 4.0369 | 0.56121 | 4.5981 | 0 | 4.5981
2016-10-14 14:00 | 1.41 | 0 | 1.7551 | 0 | 10.528 | 92.0136 | 10.8731 | 15.486 | 3.3282 | 0.8 | 0 | 0 | 15.486 | 0 | 3.3282 | 0 | 9.06 | 3.02 | 13.548 | 13.548 | 4.1059 | 1.1778 | 5.2837 | 0 | 5.2837
2016-10-14 15:00 | 1.33 | 0 | 5.138 | 0 | 11.192 | 96.8947 | 15 | 21.3636 | 4.5914 | 0.8 | 68.4274 | 7.6798 | 89.791 | 0 | 12.2712 | 68.709 | 12.333 | 4.111 | 15.303 | 15.303 | 4.3649 | 1.6033 | 5.9682 | 0 | 5.9682
2016-10-14 16:00 | 1.19 | 0 | 5.009 | 0 | 11.181 | 101.6532 | 15 | 21.3636 | 4.5914 | 0.8 | 71.1504 | 7.9855 | 92.514 | 0 | 12.5768 | 67.701 | 14.516 | 4.8387 | 16.0197 | 16.0197 | 4.3606 | 1.8871 | 6.2477 | 0 | 6.2477
2016-10-14 17:00 | 0.57 | 0 | 20.059 | 0 | 10.511 | 120.7093 | 30 | 42.7273 | 9.1827 | 0.8 | 24.4017 | 2.7387 | 67.129 | 0 | 11.9214 | 67.129 | 0 | 0 | 10.511 | 10.511 | 4.0993 | 0 | 4.0993 | 0 | 4.0993
2016-10-14 18:00 | 0.1 | 0 | 18.635 | 0 | 11.465 | 138.4125 | 30 | 42.7273 | 9.1827 | 0.8 | 24.1837 | 2.7142 | 66.911 | 0 | 11.897 | 66.911 | 0 | 0 | 11.465 | 11.465 | 4.4714 | 0 | 4.4714 | 0 | 4.4714
2016-10-14 19:00 | 0 | 0 | 14.108 | 0 | 15.892 | 151.8151 | 30 | 42.7273 | 9.1827 | 0.8 | 24.3117 | 2.7286 | 67.039 | 0 | 11.9113 | 67.039 | 0 | 0 | 15.892 | 15.892 | 6.1979 | 0 | 6.1979 | 0 | 6.1979
2016-10-14 20:00 | 0 | 20.067 | 0 | 0 | 20.067 | 130.692 | 0 | 0 | 0 | 0 | 0 | 0 | 0 | 0 | 0 | 0 | 0 | 0 | 20.067 | 20.067 | 7.8261 | 0 | 7.8261 | 0 | 7.8261
2016-10-14 21:00 | 0 | 20.419 | 0 | 0 | 20.419 | 109.1983 | 0 | 0 | 0 | 0 | 0 | 0 | 0 | 0 | 0 | 0 | 0 | 0 | 20.419 | 20.419 | 7.9634 | 0 | 7.9634 | 0 | 7.9634
2016-10-14 22:00 | 0 | 19.645 | 0 | 0 | 19.645 | 88.5193 | 0 | 0 | 0 | 0 | 0 | 0 | 0 | 0 | 0 | 0 | 0 | 0 | 19.645 | 19.645 | 7.6616 | 0 | 7.6616 | 0 | 7.6616
2016-10-14 23:00 | 0 | 18.158 | 0 | 0 | 18.158 | 69.4056 | 0 | 0 | 0 | 0 | 0 | 0 | 0 | 0 | 0 | 0 | 0 | 0 | 18.158 | 18.158 | 7.0816 | 0 | 7.0816 | 0 | 7.0816
2016-10-15 | 0 | 7.783 | 0 | 0 | 15.283 | 61.213 | 7.5 | 10.6818 | 2.2957 | 0.64781 | 0 | 0 | 7.223 | 3.4588 | 2.2957 | 0 | 4.226 | 1.4087 | 16.6917 | 16.6917 | 5.9604 | 0.54938 | 6.5098 | 0 | 6.5098
2016-10-15 01:00 | 0 | 6.276 | 0 | 0 | 13.776 | 54.6067 | 7.5 | 10.6818 | 2.2957 | 0.55326 | 0 | 0 | 5.074 | 5.6078 | 2.2957 | 0 | 2.968 | 0.98933 | 14.7653 | 14.7653 | 5.3726 | 0.38584 | 5.7585 | 0 | 5.7585
2016-10-15 02:00 | 0 | 5.523 | 0 | 0 | 13.023 | 48.793 | 7.5 | 10.6818 | 2.2957 | 0.51938 | 0 | 0 | 4.304 | 6.3778 | 2.2957 | 0 | 2.518 | 0.83933 | 13.8623 | 13.8623 | 5.079 | 0.32734 | 5.4063 | 0 | 5.4063
2016-10-15 03:00 | 0 | 4.635 | 0 | 0 | 12.135 | 43.9141 | 7.5 | 10.6818 | 2.2957 | 0.47252 | 0 | 0 | 3.239 | 7.4428 | 2.2957 | 0 | 1.895 | 0.63167 | 12.7667 | 12.7667 | 4.7326 | 0.24635 | 4.979 | 0 | 4.979
2016-10-15 04:00 | 0 | 10.787 | 0 | 0 | 10.787 | 32.5593 | 0 | 0 | 0 | 0 | 2.126 | 0.23861 | 2.126 | 0 | 0.23861 | 0 | 1.243 | 0.41433 | 11.2013 | 11.2013 | 4.2069 | 0.16159 | 4.3685 | 0 | 4.3685
2016-10-15 05:00 | 0 | 2.0865 | 0 | 0 | 9.824 | 30.363 | 7.7375 | 11.0201 | 2.3684 | 0.33 | 0 | 0 | 0 | 11.0201 | 2.3684 | 0 | 0 | 0 | 9.824 | 9.824 | 3.8314 | 0 | 3.8314 | 0 | 3.8314
2016-10-15 06:00 | 0 | 0 | 0 | 0 | 9.159 | 30.363 | 9.159 | 13.0446 | 2.8035 | 0.33 | 0 | 0 | 0 | 13.0446 | 2.8035 | 0 | 0 | 0 | 9.159 | 9.159 | 3.572 | 0 | 3.572 | 0 | 3.572
2016-10-15 07:00 | 0.07 | 0 | 0 | 0 | 8.124 | 30.363 | 8.054 | 11.4708 | 2.4653 | 0.33 | 0 | 0 | 0 | 11.4708 | 2.4653 | 0 | 0 | 0 | 8.124 | 8.124 | 3.1684 | 0 | 3.1684 | 0 | 3.1684
2016-10-15 08:00 | 0.33 | 0 | 0 | 0 | 9 | 30.363 | 8.67 | 12.3482 | 2.6538 | 0.33 | 0 | 0 | 0 | 12.3482 | 2.6538 | 0 | 0 | 0 | 9 | 9 | 3.51 | 0 | 3.51 | 0 | 3.51
2016-10-15 09:00 | 0.81 | 0 | 0 | 20.978 | 9.832 | 30.363 | 30 | 42.7273 | 9.1827 | 0.8 | 32.6587 | 3.6654 | 75.386 | 0 | 12.8481 | 75.386 | 0 | 0 | 9.832 | 30.81 | 3.8345 | 0 | 3.8345 | 8.1814 | 12.0159
2016-10-15 10:00 | 1.32 | 0 | 20.527 | 0 | 10.793 | 49.8637 | 30 | 42.7273 | 9.1827 | 0.8 | 32.8137 | 3.6828 | 75.541 | 0 | 12.8655 | 75.541 | 0 | 0 | 10.793 | 10.793 | 4.2093 | 0 | 4.2093 | 0 | 4.2093
2016-10-15 11:00 | 1.67 | 0 | 7.0969 | 13.5781 | 10.995 | 56.6057 | 30 | 42.7273 | 9.1827 | 0.8 | 32.9457 | 3.6976 | 75.673 | 0 | 12.8803 | 75.673 | 0 | 0 | 10.995 | 24.5731 | 4.2881 | 0 | 4.2881 | 5.2955 | 9.5835
2016-10-15 12:00 | 1.76 | 0 | 20.301 | 0 | 11.459 | 75.8917 | 30 | 42.7273 | 9.1827 | 0.8 | 31.6987 | 3.5577 | 74.426 | 0 | 12.7404 | 74.397 | 0.017 | 0.0056667 | 11.4647 | 11.4647 | 4.469 | 0.00221 | 4.4712 | 0 | 4.4712
2016-10-15 13:00 | 1.76 | 0 | 17.8773 | 0 | 10.988 | 92.8751 | 27.1053 | 38.6045 | 8.2967 | 0.8 | 41.9065 | 4.7033 | 80.511 | 0 | 13 | 72.145 | 4.894 | 1.6313 | 12.6193 | 12.6193 | 4.2853 | 0.63622 | 4.9215 | 0 | 4.9215
2016-10-15 14:00 | 1.3 | 0 | 2.2291 | 0 | 11.455 | 94.9928 | 12.3841 | 17.638 | 3.7907 | 0.8 | 0 | 0 | 17.638 | 0 | 3.7907 | 0 | 10.318 | 3.4393 | 14.8943 | 14.8943 | 4.4675 | 1.3413 | 5.8088 | 0 | 5.8088
2016-10-15 15:00 | 1.04 | 0 | 4.713 | 0 | 11.327 | 99.4701 | 15 | 21.3636 | 4.5914 | 0.8 | 70.0694 | 7.8641 | 91.433 | 0 | 12.4555 | 68.102 | 13.649 | 4.5497 | 15.8767 | 15.8767 | 4.4175 | 1.7744 | 6.1919 | 0 | 6.1919
2016-10-15 16:00 | 0.69 | 0 | 4.283 | 0 | 11.407 | 103.539 | 15 | 21.3636 | 4.5914 | 0.8 | 72.8604 | 8.1774 | 94.224 | 0 | 12.7687 | 67.069 | 15.886 | 5.2953 | 16.7023 | 16.7023 | 4.4487 | 2.0652 | 6.5139 | 0 | 6.5139
2016-10-15 17:00 | 0.32 | 0 | 19.113 | 0 | 11.207 | 121.6963 | 30 | 42.7273 | 9.1827 | 0.8 | 23.7057 | 2.6606 | 66.433 | 0 | 11.8433 | 66.433 | 0 | 0 | 11.207 | 11.207 | 4.3707 | 0 | 4.3707 | 0 | 4.3707
2016-10-15 18:00 | 0.15 | 0 | 18.105 | 0 | 12.045 | 138.8961 | 30 | 42.7273 | 9.1827 | 0.8 | 23.4307 | 2.6297 | 66.158 | 0 | 11.8124 | 66.158 | 0 | 0 | 12.045 | 12.045 | 4.6976 | 0 | 4.6976 | 0 | 4.6976
2016-10-15 19:00 | 0.01 | 0 | 13.599 | 0 | 16.411 | 151.8151 | 30 | 42.7273 | 9.1827 | 0.8 | 23.4447 | 2.6313 | 66.172 | 0 | 11.814 | 66.172 | 0 | 0 | 16.411 | 16.411 | 6.4003 | 0 | 6.4003 | 0 | 6.4003
2016-10-15 20:00 | 0 | 19.75 | 0 | 0 | 19.75 | 131.0256 | 0 | 0 | 0 | 0 | 0 | 0 | 0 | 0 | 0 | 0 | 0 | 0 | 19.75 | 19.75 | 7.7025 | 0 | 7.7025 | 0 | 7.7025
2016-10-15 21:00 | 0 | 20.179 | 0 | 0 | 20.179 | 109.7846 | 0 | 0 | 0 | 0 | 0 | 0 | 0 | 0 | 0 | 0 | 0 | 0 | 20.179 | 20.179 | 7.8698 | 0 | 7.8698 | 0 | 7.8698
2016-10-15 22:00 | 0 | 19.188 | 0 | 0 | 19.188 | 89.5867 | 0 | 0 | 0 | 0 | 0 | 0 | 0 | 0 | 0 | 0 | 0 | 0 | 19.188 | 19.188 | 7.4833 | 0 | 7.4833 | 0 | 7.4833
2016-10-15 23:00 | 0 | 18.023 | 0 | 0 | 18.023 | 70.6151 | 0 | 0 | 0 | 0 | 0 | 0 | 0 | 0 | 0 | 0 | 0 | 0 | 18.023 | 18.023 | 7.029 | 0 | 7.029 | 0 | 7.029
2016-10-16 | 0 | 0.495 | 0 | 0 | 15.495 | 70.0941 | 15 | 21.3636 | 4.5914 | 0.59222 | 0 | 0 | 11.919 | 9.4446 | 4.5914 | 0 | 6.972 | 2.324 | 17.819 | 17.819 | 6.0431 | 0.90636 | 6.9494 | 0 | 6.9494
2016-10-16 01:00 | 0 | 6.2075 | 0 | 0 | 13.75 | 63.5599 | 7.5425 | 10.7424 | 2.3087 | 0.79233 | 0 | 0 | 10.567 | 0.17536 | 2.3087 | 0 | 6.182 | 2.0607 | 15.8107 | 15.8107 | 5.3625 | 0.80366 | 6.1662 | 0 | 6.1662
2016-10-16 02:00 | 0 | 5.62 | 0 | 0 | 13.12 | 57.6441 | 7.5 | 10.6818 | 2.2957 | 0.68728 | 0 | 0 | 8.12 | 2.5618 | 2.2957 | 0 | 4.75 | 1.5833 | 14.7033 | 14.7033 | 5.1168 | 0.6175 | 5.7343 | 0 | 5.7343
2016-10-16 03:00 | 0 | 4.421 | 0 | 0 | 11.921 | 52.9904 | 7.5 | 10.6818 | 2.2957 | 0.59369 | 0 | 0 | 5.993 | 4.6888 | 2.2957 | 0 | 3.506 | 1.1687 | 13.0897 | 13.0897 | 4.6492 | 0.45578 | 5.105 | 0 | 5.105
2016-10-16 04:00 | 0 | 11.223 | 0 | 0 | 11.223 | 41.1767 | 0 | 0 | 0 | 0 | 4.404 | 0.49428 | 4.404 | 0 | 0.49428 | 0 | 2.576 | 0.85867 | 12.0817 | 12.0817 | 4.377 | 0.33488 | 4.7119 | 0 | 4.7119
2016-10-16 05:00 | 0 | 10.273 | 0 | 0 | 10.273 | 30.363 | 0 | 0 | 0 | 0 | 0 | 0 | 0 | 0 | 0 | 0 | 0 | 0 | 10.273 | 10.273 | 4.0065 | 0 | 4.0065 | 0 | 4.0065
2016-10-16 06:00 | 0 | 0 | 0 | 0 | 10.038 | 30.363 | 10.038 | 14.2965 | 3.0725 | 0.33 | 0 | 0 | 0 | 14.2965 | 3.0725 | 0 | 0 | 0 | 10.038 | 10.038 | 3.9148 | 0 | 3.9148 | 0 | 3.9148
2016-10-16 07:00 | 0.1 | 0 | 0 | 0 | 8.923 | 30.363 | 8.823 | 12.5661 | 2.7006 | 0.33 | 0 | 0 | 0 | 12.5661 | 2.7006 | 0 | 0 | 0 | 8.923 | 8.923 | 3.48 | 0 | 3.48 | 0 | 3.48
2016-10-16 08:00 | 0.36 | 0 | 0 | 0 | 9.481 | 30.363 | 9.121 | 12.9905 | 2.7919 | 0.33 | 0 | 0 | 0 | 12.9905 | 2.7919 | 0 | 0 | 0 | 9.481 | 9.481 | 3.6976 | 0 | 3.6976 | 0 | 3.6976
2016-10-16 09:00 | 0.71 | 0 | 0 | 21.065 | 9.645 | 30.363 | 30 | 42.7273 | 9.1827 | 0.8 | 32.8237 | 3.6839 | 75.551 | 0 | 12.8667 | 75.551 | 0 | 0 | 9.645 | 30.71 | 3.7616 | 0 | 3.7616 | 8.2154 | 11.9769
2016-10-16 10:00 | 1.04 | 0 | 6.9921 | 13.9769 | 10.071 | 37.0056 | 30 | 42.7273 | 9.1827 | 0.8 | 33.1017 | 3.7151 | 75.829 | 0 | 12.8979 | 75.829 | 0 | 0 | 10.071 | 24.0479 | 3.9277 | 0 | 3.9277 | 5.451 | 9.3787
2016-10-16 11:00 | 1.37 | 0 | 20.661 | 0 | 10.709 | 56.6335 | 30 | 42.7273 | 9.1827 | 0.8 | 33.2237 | 3.7288 | 75.951 | 0 | 12.9115 | 75.951 | 0 | 0 | 10.709 | 10.709 | 4.1765 | 0 | 4.1765 | 0 | 4.1765
2016-10-16 12:00 | 1.46 | 0 | 20.056 | 0 | 11.404 | 75.6867 | 30 | 42.7273 | 9.1827 | 0.8 | 31.7667 | 3.5653 | 74.494 | 0 | 12.748 | 74.372 | 0.071 | 0.023667 | 11.4277 | 11.4277 | 4.4476 | 0.00923 | 4.4568 | 0 | 4.4568
2016-10-16 13:00 | 1.55 | 0 | 16.493 | 0 | 11.315 | 91.3551 | 26.258 | 37.3978 | 8.0374 | 0.8 | 44.2172 | 4.9626 | 81.615 | 0 | 13 | 71.736 | 5.779 | 1.9263 | 13.2413 | 13.2413 | 4.4128 | 0.75127 | 5.1641 | 0 | 5.1641
2016-10-16 14:00 | 1.42 | 0 | 4.3081 | 0 | 11.219 | 95.4478 | 14.1071 | 20.092 | 4.3181 | 0.8 | 0 | 0 | 20.092 | 0 | 4.3181 | 0 | 11.754 | 3.918 | 15.137 | 15.137 | 4.3754 | 1.528 | 5.9034 | 0 | 5.9034
2016-10-16 15:00 | 0.89 | 0 | 4.531 | 0 | 11.359 | 99.7523 | 15 | 21.3636 | 4.5914 | 0.8 | 72.1734 | 8.1003 | 93.537 | 0 | 12.6916 | 67.323 | 15.335 | 5.1117 | 16.4707 | 16.4707 | 4.43 | 1.9935 | 6.4236 | 0 | 6.4236
2016-10-16 16:00 | 0.63 | 0 | 3.986 | 0 | 11.644 | 103.539 | 15 | 21.3636 | 4.5914 | 0.8 | 74.8314 | 8.3986 | 96.195 | 0 | 12.99 | 66.339 | 17.466 | 5.822 | 17.466 | 17.466 | 4.5412 | 2.2706 | 6.8117 | 0 | 6.8117
2016-10-16 17:00 | 0.37 | 0 | 19.076 | 0 | 11.294 | 121.6612 | 30 | 42.7273 | 9.1827 | 0.8 | 23.0247 | 2.5841 | 65.752 | 0 | 11.7669 | 65.752 | 0 | 0 | 11.294 | 11.294 | 4.4047 | 0 | 4.4047 | 0 | 4.4047
2016-10-16 18:00 | 0.11 | 0 | 18.078 | 0 | 12.032 | 138.8353 | 30 | 42.7273 | 9.1827 | 0.8 | 22.7697 | 2.5555 | 65.497 | 0 | 11.7383 | 65.497 | 0 | 0 | 12.032 | 12.032 | 4.6925 | 0 | 4.6925 | 0 | 4.6925
2016-10-16 19:00 | 0 | 0 | 13.663 | 0 | 16.337 | 151.8151 | 30 | 42.7273 | 9.1827 | 0.8 | 22.8057 | 2.5596 | 65.533 | 0 | 11.7423 | 65.533 | 0 | 0 | 16.337 | 16.337 | 6.3714 | 0 | 6.3714 | 0 | 6.3714
2016-10-16 20:00 | 0 | 20.896 | 0 | 0 | 20.896 | 129.8193 | 0 | 0 | 0 | 0 | 0 | 0 | 0 | 0 | 0 | 0 | 0 | 0 | 20.896 | 20.896 | 8.1494 | 0 | 8.1494 | 0 | 8.1494
2016-10-16 21:00 | 0 | 21.496 | 0 | 0 | 21.496 | 107.192 | 0 | 0 | 0 | 0 | 0 | 0 | 0 | 0 | 0 | 0 | 0 | 0 | 21.496 | 21.496 | 8.3834 | 0 | 8.3834 | 0 | 8.3834
2016-10-16 22:00 | 0 | 20.991 | 0 | 0 | 20.991 | 85.0962 | 0 | 0 | 0 | 0 | 0 | 0 | 0 | 0 | 0 | 0 | 0 | 0 | 20.991 | 20.991 | 8.1865 | 0 | 8.1865 | 0 | 8.1865
2016-10-16 23:00 | 0 | 18.679 | 0 | 0 | 18.679 | 65.4341 | 0 | 0 | 0 | 0 | 0 | 0 | 0 | 0 | 0 | 0 | 0 | 0 | 18.679 | 18.679 | 7.2848 | 0 | 7.2848 | 0 | 7.2848
2016-10-17 | 0 | 6.8555 | 0 | 0 | 16.297 | 58.2178 | 9.4415 | 13.447 | 2.89 | 0.8 | 0 | 0 | 13.447 | 0 | 2.89 | 0 | 7.866 | 2.622 | 18.919 | 18.919 | 6.3558 | 1.0226 | 7.3784 | 0 | 7.3784
2016-10-17 01:00 | 0 | 6.5705 | 0 | 0 | 14.93 | 51.3015 | 8.3595 | 11.906 | 2.5588 | 0.8 | 0 | 0 | 11.906 | 0 | 2.5588 | 0 | 6.965 | 2.3217 | 17.2517 | 17.2517 | 5.8227 | 0.90545 | 6.7281 | 0 | 6.7281
2016-10-17 02:00 | 0 | 6.387 | 0 | 0 | 13.887 | 44.5783 | 7.5 | 10.6818 | 2.2957 | 0.78619 | 0 | 0 | 10.368 | 0.31382 | 2.2957 | 0 | 6.065 | 2.0217 | 15.9087 | 15.9087 | 5.4159 | 0.78845 | 6.2044 | 0 | 6.2044
2016-10-17 03:00 | 0 | 4.884 | 0 | 0 | 12.384 | 39.4373 | 7.5 | 10.6818 | 2.2957 | 0.64724 | 0 | 0 | 7.21 | 3.4718 | 2.2957 | 0 | 4.218 | 1.406 | 13.79 | 13.79 | 4.8298 | 0.54834 | 5.3781 | 0 | 5.3781
2016-10-17 04:00 | 0 | 3.935 | 0 | 0 | 11.435 | 35.2952 | 7.5 | 10.6818 | 2.2957 | 0.58309 | 0 | 0 | 5.752 | 4.9298 | 2.2957 | 0 | 3.365 | 1.1217 | 12.5567 | 12.5567 | 4.4597 | 0.43745 | 4.8971 | 0 | 4.8971
2016-10-17 05:00 | 0 | 2.586 | 0 | 0 | 10.086 | 32.5731 | 7.5 | 10.6818 | 2.2957 | 0.33 | 0 | 0 | 0 | 10.6818 | 2.2957 | 0 | 0 | 0 | 10.086 | 10.086 | 3.9335 | 0 | 3.9335 | 0 | 3.9335
2016-10-17 06:00 | 0 | 2.03 | 0 | 0 | 9.53 | 30.4362 | 7.5 | 10.6818 | 2.2957 | 0.33 | 0 | 0 | 0 | 10.6818 | 2.2957 | 0 | 0 | 0 | 9.53 | 9.53 | 3.7167 | 0 | 3.7167 | 0 | 3.7167
2016-10-17 07:00 | 0.08 | 0.069532 | 0 | 0 | 8.31 | 30.363 | 8.1605 | 11.6225 | 2.4978 | 0.33 | 0 | 0 | 0 | 11.6225 | 2.4978 | 0 | 0 | 0 | 8.31 | 8.31 | 3.2409 | 0 | 3.2409 | 0 | 3.2409
2016-10-17 08:00 | 0.24 | 0 | 0 | 0 | 8.808 | 30.363 | 8.568 | 12.2029 | 2.6226 | 0.33 | 0 | 0 | 0 | 12.2029 | 2.6226 | 0 | 0 | 0 | 8.808 | 8.808 | 3.4351 | 0 | 3.4351 | 0 | 3.4351
2016-10-17 09:00 | 0.46 | 0 | 6.0346 | 15.2484 | 9.177 | 36.0959 | 30 | 42.7273 | 9.1827 | 0.8 | 31.6627 | 3.5536 | 74.39 | 0 | 12.7364 | 74.39 | 0 | 0 | 9.177 | 24.4254 | 3.579 | 0 | 3.579 | 5.9469 | 9.5259
2016-10-17 10:00 | 0.6 | 0 | 0 | 20.181 | 10.419 | 36.0959 | 30 | 42.7273 | 9.1827 | 0.8 | 32.0267 | 3.5945 | 74.754 | 0 | 12.7772 | 74.754 | 0 | 0 | 10.419 | 30.6 | 4.0634 | 0 | 4.0634 | 7.8706 | 11.934
2016-10-17 11:00 | 0.75 | 0 | 19.842 | 0 | 10.908 | 54.9458 | 30 | 42.7273 | 9.1827 | 0.8 | 32.3527 | 3.6311 | 75.08 | 0 | 12.8138 | 75.08 | 0 | 0 | 10.908 | 10.908 | 4.2541 | 0 | 4.2541 | 0 | 4.2541
2016-10-17 12:00 | 1 | 0 | 20.048 | 0 | 10.952 | 73.9914 | 30 | 42.7273 | 9.1827 | 0.8 | 32.7877 | 3.6799 | 75.515 | 0 | 12.8626 | 73.994 | 0.89 | 0.29667 | 11.2487 | 11.2487 | 4.2713 | 0.1157 | 4.387 | 0 | 4.387
2016-10-17 13:00 | 0.93 | 0 | 16.4831 | 0 | 10.642 | 89.6503 | 26.1951 | 37.3082 | 8.0181 | 0.8 | 44.3888 | 4.9819 | 81.697 | 0 | 13 | 71.706 | 5.845 | 1.9483 | 12.5903 | 12.5903 | 4.1504 | 0.75985 | 4.9102 | 0 | 4.9102
2016-10-17 14:00 | 0.77 | 0 | 4.0736 | 0 | 10.133 | 93.5203 | 13.4366 | 19.137 | 4.1128 | 0.8 | 0 | 0 | 19.137 | 0 | 4.1128 | 0 | 11.195 | 3.7317 | 13.8647 | 13.8647 | 3.9519 | 1.4553 | 5.4072 | 0 | 5.4072
2016-10-17 15:00 | 0.64 | 0 | 5.051 | 0 | 10.589 | 98.3187 | 15 | 21.3636 | 4.5914 | 0.8 | 71.1794 | 7.9887 | 92.543 | 0 | 12.5801 | 67.691 | 14.539 | 4.8463 | 15.4353 | 15.4353 | 4.1297 | 1.8901 | 6.0198 | 0 | 6.0198
2016-10-17 16:00 | 0.58 | 0 | 4.117 | 0 | 11.463 | 102.2299 | 15 | 21.3636 | 4.5914 | 0.8 | 73.6374 | 8.2646 | 95.001 | 0 | 12.8559 | 66.781 | 16.509 | 5.503 | 16.966 | 16.966 | 4.4706 | 2.1462 | 6.6167 | 0 | 6.6167
2016-10-17 17:00 | 0.41 | 0 | 19.094 | 0 | 11.316 | 120.3692 | 30 | 42.7273 | 9.1827 | 0.8 | 23.5337 | 2.6413 | 66.261 | 0 | 11.824 | 66.261 | 0 | 0 | 11.316 | 11.316 | 4.4132 | 0 | 4.4132 | 0 | 4.4132
2016-10-17 18:00 | 0.09 | 0 | 18.615 | 0 | 11.475 | 138.0534 | 30 | 42.7273 | 9.1827 | 0.8 | 23.3787 | 2.6239 | 66.106 | 0 | 11.8066 | 66.106 | 0 | 0 | 11.475 | 11.475 | 4.4752 | 0 | 4.4752 | 0 | 4.4752
2016-10-17 19:00 | 0 | 0 | 14.486 | 0 | 15.514 | 151.8151 | 30 | 42.7273 | 9.1827 | 0.8 | 23.5597 | 2.6442 | 66.287 | 0 | 11.8269 | 66.287 | 0 | 0 | 15.514 | 15.514 | 6.0505 | 0 | 6.0505 | 0 | 6.0505
2016-10-17 20:00 | 0 | 21.147 | 0 | 0 | 21.147 | 129.5551 | 0 | 0 | 0 | 0 | 0 | 0 | 0 | 0 | 0 | 0 | 0 | 0 | 21.147 | 21.147 | 8.2473 | 0 | 8.2473 | 0 | 8.2473
2016-10-17 21:00 | 0 | 21.153 | 0 | 0 | 21.153 | 107.2888 | 0 | 0 | 0 | 0 | 0 | 0 | 0 | 0 | 0 | 0 | 0 | 0 | 21.153 | 21.153 | 8.2497 | 0 | 8.2497 | 0 | 8.2497
2016-10-17 22:00 | 0 | 19.973 | 0 | 0 | 19.973 | 86.2646 | 0 | 0 | 0 | 0 | 0 | 0 | 0 | 0 | 0 | 0 | 0 | 0 | 19.973 | 19.973 | 7.7895 | 0 | 7.7895 | 0 | 7.7895
2016-10-17 23:00 | 0 | 18.276 | 0 | 0 | 18.276 | 67.0267 | 0 | 0 | 0 | 0 | 0 | 0 | 0 | 0 | 0 | 0 | 0 | 0 | 18.276 | 18.276 | 7.1276 | 0 | 7.1276 | 0 | 7.1276
2016-10-18 | 0 | 8.884 | 0 | 0 | 16.384 | 57.6751 | 7.5 | 10.6818 | 2.2957 | 0.79218 | 0 | 0 | 10.504 | 0.17782 | 2.2957 | 0 | 6.145 | 2.0483 | 18.4323 | 18.4323 | 6.3898 | 0.79885 | 7.1886 | 0 | 7.1886
2016-10-18 01:00 | 0 | 7.683 | 0 | 0 | 15.183 | 49.5877 | 7.5 | 10.6818 | 2.2957 | 0.74043 | 0 | 0 | 9.328 | 1.3538 | 2.2957 | 0 | 5.457 | 1.819 | 17.002 | 17.002 | 5.9214 | 0.70941 | 6.6308 | 0 | 6.6308
2016-10-18 02:00 | 0 | 6.364 | 0 | 0 | 13.864 | 42.8888 | 7.5 | 10.6818 | 2.2957 | 0.7 | 0 | 0 | 8.409 | 2.2728 | 2.2957 | 0 | 4.919 | 1.6397 | 15.5037 | 15.5037 | 5.407 | 0.63947 | 6.0464 | 0 | 6.0464
2016-10-18 03:00 | 0 | 4.034 | 0 | 0 | 11.534 | 38.6425 | 7.5 | 10.6818 | 2.2957 | 0.6585 | 0 | 0 | 7.466 | 3.2158 | 2.2957 | 0 | 4.368 | 1.456 | 12.99 | 12.99 | 4.4983 | 0.56784 | 5.0661 | 0 | 5.0661
2016-10-18 04:00 | 0 | 3.082 | 0 | 0 | 10.582 | 35.3983 | 7.5 | 10.6818 | 2.2957 | 0.61609 | 0 | 0 | 6.502 | 4.1798 | 2.2957 | 0 | 3.804 | 1.268 | 11.85 | 11.85 | 4.127 | 0.49452 | 4.6215 | 0 | 4.6215
2016-10-18 05:00 | 0 | 0 | 0 | 0 | 10.132 | 35.3983 | 10.132 | 14.4304 | 3.1013 | 0.33 | 0 | 0 | 0 | 14.4304 | 3.1013 | 0 | 0 | 0 | 10.132 | 10.132 | 3.9515 | 0 | 3.9515 | 0 | 3.9515
2016-10-18 06:00 | 0 | 2.1555 | 0 | 0 | 9.693 | 33.1293 | 7.5375 | 10.7352 | 2.3072 | 0.33 | 0 | 0 | 0 | 10.7352 | 2.3072 | 0 | 0 | 0 | 9.693 | 9.693 | 3.7803 | 0 | 3.7803 | 0 | 3.7803
2016-10-18 07:00 | 0.07 | 0.945 | 0 | 0 | 8.515 | 32.1346 | 7.5 | 10.6818 | 2.2957 | 0.33 | 0 | 0 | 0 | 10.6818 | 2.2957 | 0 | 0 | 0 | 8.515 | 8.515 | 3.3209 | 0 | 3.3209 | 0 | 3.3209
2016-10-18 08:00 | 0.28 | 1.683 | 0 | 0 | 9.463 | 30.363 | 7.5 | 10.6818 | 2.2957 | 0.33 | 0 | 0 | 0 | 10.6818 | 2.2957 | 0 | 0 | 0 | 9.463 | 9.463 | 3.6906 | 0 | 3.6906 | 0 | 3.6906
2016-10-18 09:00 | 0.85 | 0 | 0 | 21.407 | 9.443 | 30.363 | 30 | 42.7273 | 9.1827 | 0.8 | 31.5977 | 3.5463 | 74.325 | 0 | 12.7291 | 74.325 | 0 | 0 | 9.443 | 30.85 | 3.6828 | 0 | 3.6828 | 8.3487 | 12.0315
2016-10-18 10:00 | 1.26 | 0 | 6.6835 | 14.5535 | 10.023 | 36.7124 | 30 | 42.7273 | 9.1827 | 0.8 | 31.9127 | 3.5817 | 74.64 | 0 | 12.7644 | 74.64 | 0 | 0 | 10.023 | 24.5765 | 3.909 | 0 | 3.909 | 5.6758 | 9.5848
2016-10-18 11:00 | 1.38 | 0 | 20.731 | 0 | 10.649 | 56.4068 | 30 | 42.7273 | 9.1827 | 0.8 | 32.2217 | 3.6164 | 74.949 | 0 | 12.7991 | 74.949 | 0 | 0 | 10.649 | 10.649 | 4.1531 | 0 | 4.1531 | 0 | 4.1531
2016-10-18 12:00 | 1.47 | 0 | 20.706 | 0 | 10.764 | 76.0775 | 30 | 42.7273 | 9.1827 | 0.8 | 33.4437 | 3.7535 | 76.171 | 0 | 12.9362 | 73.751 | 1.416 | 0.472 | 11.236 | 11.236 | 4.198 | 0.18408 | 4.382 | 0 | 4.382
2016-10-18 13:00 | 1.25 | 0 | 16.2556 | 0 | 10.693 | 91.5203 | 25.6986 | 36.601 | 7.8661 | 0.8 | 45.743 | 5.1339 | 82.344 | 0 | 13 | 71.466 | 6.363 | 2.121 | 12.814 | 12.814 | 4.1703 | 0.82719 | 4.9975 | 0 | 4.9975
2016-10-18 14:00 | 0.77 | 0 | 3.7162 | 0 | 11.149 | 95.0507 | 14.0952 | 20.075 | 4.3144 | 0.8 | 0 | 0 | 20.075 | 0 | 4.3144 | 0 | 11.744 | 3.9147 | 15.0637 | 15.0637 | 4.3481 | 1.5267 | 5.8748 | 0 | 5.8748
2016-10-18 15:00 | 1.05 | 0 | 4.006 | 0 | 12.044 | 98.8564 | 15 | 21.3636 | 4.5914 | 0.8 | 71.6554 | 8.0421 | 93.019 | 0 | 12.6335 | 67.514 | 14.92 | 4.9733 | 17.0173 | 17.0173 | 4.6972 | 1.9396 | 6.6368 | 0 | 6.6368
2016-10-18 16:00 | 1.1 | 0 | 4.374 | 0 | 11.726 | 103.0117 | 15 | 21.3636 | 4.5914 | 0.8 | 74.2044 | 8.3282 | 95.568 | 0 | 12.9196 | 66.571 | 16.963 | 5.6543 | 17.3803 | 17.3803 | 4.5731 | 2.2052 | 6.7783 | 0 | 6.7783
2016-10-18 17:00 | 0.68 | 0 | 19.243 | 0 | 11.437 | 121.2926 | 30 | 42.7273 | 9.1827 | 0.8 | 23.2947 | 2.6144 | 66.022 | 0 | 11.7972 | 66.022 | 0 | 0 | 11.437 | 11.437 | 4.4604 | 0 | 4.4604 | 0 | 4.4604
2016-10-18 18:00 | 0.1 | 0 | 18.33 | 0 | 11.77 | 138.7061 | 30 | 42.7273 | 9.1827 | 0.8 | 23.0797 | 2.5903 | 65.807 | 0 | 11.7731 | 65.807 | 0 | 0 | 11.77 | 11.77 | 4.5903 | 0 | 4.5903 | 0 | 4.5903
2016-10-18 19:00 | 0 | 0 | 13.799 | 0 | 16.201 | 151.8151 | 30 | 42.7273 | 9.1827 | 0.8 | 23.1807 | 2.6017 | 65.908 | 0 | 11.7844 | 65.908 | 0 | 0 | 16.201 | 16.201 | 6.3184 | 0 | 6.3184 | 0 | 6.3184
2016-10-18 20:00 | 0 | 20.121 | 0 | 0 | 20.121 | 130.6351 | 0 | 0 | 0 | 0 | 0 | 0 | 0 | 0 | 0 | 0 | 0 | 0 | 20.121 | 20.121 | 7.8472 | 0 | 7.8472 | 0 | 7.8472
2016-10-18 21:00 | 0 | 21.067 | 0 | 0 | 21.067 | 108.4593 | 0 | 0 | 0 | 0 | 0 | 0 | 0 | 0 | 0 | 0 | 0 | 0 | 21.067 | 21.067 | 8.2161 | 0 | 8.2161 | 0 | 8.2161
2016-10-18 22:00 | 0 | 20.193 | 0 | 0 | 20.193 | 87.2035 | 0 | 0 | 0 | 0 | 0 | 0 | 0 | 0 | 0 | 0 | 0 | 0 | 20.193 | 20.193 | 7.8753 | 0 | 7.8753 | 0 | 7.8753
2016-10-18 23:00 | 0 | 19.653 | 0 | 0 | 19.653 | 66.5162 | 0 | 0 | 0 | 0 | 0 | 0 | 0 | 0 | 0 | 0 | 0 | 0 | 19.653 | 19.653 | 7.6647 | 0 | 7.6647 | 0 | 7.6647
2016-10-19 | 0 | 5.3395 | 0 | 0 | 16.852 | 60.8957 | 11.5125 | 16.3966 | 3.5239 | 0.63617 | 0 | 0 | 10.681 | 5.7156 | 3.5239 | 0 | 6.248 | 2.0827 | 18.9347 | 18.9347 | 6.5723 | 0.81224 | 7.3845 | 0 | 7.3845
2016-10-19 01:00 | 0 | 7.563 | 0 | 0 | 15.063 | 52.9346 | 7.5 | 10.6818 | 2.2957 | 0.70365 | 0 | 0 | 8.492 | 2.1898 | 2.2957 | 0 | 4.968 | 1.656 | 16.719 | 16.719 | 5.8746 | 0.64584 | 6.5204 | 0 | 6.5204
2016-10-19 02:00 | 0 | 6.016 | 0 | 0 | 13.516 | 46.602 | 7.5 | 10.6818 | 2.2957 | 0.62964 | 0 | 0 | 6.81 | 3.8718 | 2.2957 | 0 | 3.984 | 1.328 | 14.844 | 14.844 | 5.2712 | 0.51792 | 5.7892 | 0 | 5.7892
2016-10-19 03:00 | 0 | 4.868 | 0 | 0 | 12.368 | 41.4778 | 7.5 | 10.6818 | 2.2957 | 0.57006 | 0 | 0 | 5.456 | 5.2258 | 2.2957 | 0 | 3.192 | 1.064 | 13.432 | 13.432 | 4.8235 | 0.41496 | 5.2385 | 0 | 5.2385
2016-10-19 04:00 | 0 | 0 | 0 | 0 | 10.981 | 41.4778 | 10.981 | 15.6396 | 3.3612 | 0.45676 | 0 | 0 | 4.218 | 11.4216 | 3.3612 | 0 | 2.468 | 0.82267 | 11.8037 | 11.8037 | 4.2826 | 0.32084 | 4.6034 | 0 | 4.6034
2016-10-19 05:00 | 0 | 10.559 | 0 | 0 | 10.559 | 30.363 | 0 | 0 | 0 | 0 | 0 | 0 | 0 | 0 | 0 | 0 | 0 | 0 | 10.559 | 10.559 | 4.118 | 0 | 4.118 | 0 | 4.118
2016-10-19 06:00 | 0.02 | 0 | 0 | 0 | 10.001 | 30.363 | 9.981 | 14.2154 | 3.0551 | 0.33 | 0 | 0 | 0 | 14.2154 | 3.0551 | 0 | 0 | 0 | 10.001 | 10.001 | 3.9004 | 0 | 3.9004 | 0 | 3.9004
2016-10-19 07:00 | 0.19 | 0 | 0 | 0 | 9.11 | 30.363 | 8.92 | 12.7042 | 2.7303 | 0.33 | 0 | 0 | 0 | 12.7042 | 2.7303 | 0 | 0 | 0 | 9.11 | 9.11 | 3.5529 | 0 | 3.5529 | 0 | 3.5529
2016-10-19 08:00 | 0.63 | 0 | 0 | 0 | 9.468 | 30.363 | 8.838 | 12.5875 | 2.7052 | 0.33 | 0 | 0 | 0 | 12.5875 | 2.7052 | 0 | 0 | 0 | 9.468 | 9.468 | 3.6925 | 0 | 3.6925 | 0 | 3.6925
2016-10-19 09:00 | 1.15 | 0 | 0 | 21.704 | 9.446 | 30.363 | 30 | 42.7273 | 9.1827 | 0.8 | 31.9607 | 3.5871 | 74.688 | 0 | 12.7698 | 74.688 | 0 | 0 | 9.446 | 31.15 | 3.6839 | 0 | 3.6839 | 8.4646 | 12.1485
2016-10-19 10:00 | 1.36 | 0 | 8.4679 | 12.6981 | 10.194 | 38.4075 | 30 | 42.7273 | 9.1827 | 0.8 | 32.2237 | 3.6166 | 74.951 | 0 | 12.7993 | 74.951 | 0 | 0 | 10.194 | 22.8921 | 3.9757 | 0 | 3.9757 | 4.9523 | 8.9279
2016-10-19 11:00 | 1.68 | 0 | 20.568 | 0 | 11.112 | 57.9471 | 30 | 42.7273 | 9.1827 | 0.8 | 32.4627 | 3.6434 | 75.19 | 0 | 12.8261 | 75.19 | 0 | 0 | 11.112 | 11.112 | 4.3337 | 0 | 4.3337 | 0 | 4.3337
2016-10-19 12:00 | 1.58 | 0 | 20.217 | 0 | 11.363 | 77.1532 | 30 | 42.7273 | 9.1827 | 0.8 | 33.3217 | 3.7398 | 76.049 | 0 | 12.9225 | 73.796 | 1.318 | 0.43933 | 11.8023 | 11.8023 | 4.4316 | 0.17134 | 4.6029 | 0 | 4.6029
2016-10-19 13:00 | 1.66 | 0 | 16.3751 | 0 | 10.896 | 92.7096 | 25.6111 | 36.4764 | 7.8393 | 0.8 | 45.9816 | 5.1607 | 82.458 | 0 | 13 | 71.424 | 6.455 | 2.1517 | 13.0477 | 13.0477 | 4.2494 | 0.83915 | 5.0886 | 0 | 5.0886
2016-10-19 14:00 | 1.54 | 0 | 4.749 | 0 | 11.791 | 97.2211 | 15 | 21.3636 | 4.5914 | 0.8 | 0.91536 | 0.10273 | 22.279 | 0 | 4.6941 | 0 | 13.033 | 4.3443 | 16.1353 | 16.1353 | 4.5985 | 1.6943 | 6.2928 | 0 | 6.2928
2016-10-19 15:00 | 1.17 | 0 | 4.065 | 0 | 12.105 | 101.0829 | 15 | 21.3636 | 4.5914 | 0.8 | 74.8534 | 8.4011 | 96.217 | 0 | 12.9924 | 66.331 | 17.484 | 5.828 | 17.933 | 17.933 | 4.721 | 2.2729 | 6.9939 | 0 | 6.9939
2016-10-19 16:00 | 0.99 | 0 | 2.1174 | 0 | 11.913 | 103.0944 | 13.0404 | 18.5727 | 3.9915 | 0.8 | 80.2653 | 9.0085 | 98.838 | 0 | 13 | 65.361 | 19.584 | 6.528 | 18.441 | 18.441 | 4.6461 | 2.5459 | 7.192 | 0 | 7.192
2016-10-19 17:00 | 0.53 | 0 | 19.268 | 0 | 11.262 | 121.399 | 30 | 42.7273 | 9.1827 | 0.8 | 22.1207 | 2.4827 | 64.848 | 0 | 11.6654 | 64.848 | 0 | 0 | 11.262 | 11.262 | 4.3922 | 0 | 4.3922 | 0 | 4.3922
2016-10-19 18:00 | 0.09 | 0 | 18.123 | 0 | 11.967 | 138.6158 | 30 | 42.7273 | 9.1827 | 0.8 | 21.9387 | 2.4623 | 64.666 | 0 | 11.645 | 64.666 | 0 | 0 | 11.967 | 11.967 | 4.6671 | 0 | 4.6671 | 0 | 4.6671
2016-10-19 19:00 | 0 | 0 | 13.894 | 0 | 16.106 | 151.8151 | 30 | 42.7273 | 9.1827 | 0.8 | 22.0497 | 2.4747 | 64.777 | 0 | 11.6575 | 64.777 | 0 | 0 | 16.106 | 16.106 | 6.2813 | 0 | 6.2813 | 0 | 6.2813
2016-10-19 20:00 | 0 | 21.177 | 0 | 0 | 21.177 | 129.5235 | 0 | 0 | 0 | 0 | 0 | 0 | 0 | 0 | 0 | 0 | 0 | 0 | 21.177 | 21.177 | 8.259 | 0 | 8.259 | 0 | 8.259
2016-10-19 21:00 | 0 | 21.714 | 0 | 0 | 21.714 | 106.6667 | 0 | 0 | 0 | 0 | 0 | 0 | 0 | 0 | 0 | 0 | 0 | 0 | 21.714 | 21.714 | 8.4685 | 0 | 8.4685 | 0 | 8.4685
2016-10-19 22:00 | 0 | 21.013 | 0 | 0 | 21.013 | 84.5477 | 0 | 0 | 0 | 0 | 0 | 0 | 0 | 0 | 0 | 0 | 0 | 0 | 21.013 | 21.013 | 8.1951 | 0 | 8.1951 | 0 | 8.1951
2016-10-19 23:00 | 0 | 18.052 | 0 | 0 | 18.052 | 65.5456 | 0 | 0 | 0 | 0 | 0 | 0 | 0 | 0 | 0 | 0 | 0 | 0 | 18.052 | 18.052 | 7.0403 | 0 | 7.0403 | 0 | 7.0403
2016-10-20 | 0 | 4.849 | 0 | 0 | 16.399 | 60.4414 | 11.55 | 16.45 | 3.5354 | 0.8 | 0 | 0 | 16.45 | 0 | 3.5354 | 0 | 9.623 | 3.2077 | 19.6067 | 19.6067 | 6.3956 | 1.251 | 7.6466 | 0 | 7.6466
2016-10-20 01:00 | 0 | 0.22949 | 0 | 0 | 13.759 | 60.1999 | 13.5295 | 19.2693 | 4.1413 | 0.68935 | 0 | 0 | 14.733 | 4.5363 | 4.1413 | 0 | 8.619 | 2.873 | 16.632 | 16.632 | 5.366 | 1.1205 | 6.4865 | 0 | 6.4865
2016-10-20 02:00 | 0 | 0 | 0 | 0 | 12.457 | 60.1999 | 12.457 | 17.7418 | 3.813 | 0.66845 | 0 | 0 | 12.776 | 4.9658 | 3.813 | 0 | 7.474 | 2.4913 | 14.9483 | 14.9483 | 4.8582 | 0.97162 | 5.8299 | 0 | 5.8299
2016-10-20 03:00 | 0 | 0 | 0 | 0 | 11.421 | 60.1999 | 11.421 | 16.2663 | 3.4959 | 0.64743 | 0 | 0 | 10.986 | 5.2803 | 3.4959 | 0 | 6.427 | 2.1423 | 13.5633 | 13.5633 | 4.4542 | 0.83551 | 5.2897 | 0 | 5.2897
2016-10-20 04:00 | 0 | 0 | 0 | 0 | 10.872 | 60.1999 | 10.872 | 15.4844 | 3.3278 | 0.62813 | 0 | 0 | 9.822 | 5.6624 | 3.3278 | 0 | 5.746 | 1.9153 | 12.7873 | 12.7873 | 4.2401 | 0.74698 | 4.9871 | 0 | 4.9871
2016-10-20 05:00 | 0 | 9.698 | 0 | 0 | 9.698 | 49.9914 | 0 | 0 | 0 | 0 | 0 | 0 | 0 | 0 | 0 | 0 | 0 | 0 | 9.698 | 9.698 | 3.7822 | 0 | 3.7822 | 0 | 3.7822
2016-10-20 06:00 | 0 | 9.317 | 0 | 0 | 9.317 | 40.1841 | 0 | 0 | 0 | 0 | 0 | 0 | 0 | 0 | 0 | 0 | 0 | 0 | 9.317 | 9.317 | 3.6336 | 0 | 3.6336 | 0 | 3.6336
2016-10-20 07:00 | 0.11 | 8.26 | 0 | 0 | 8.37 | 31.4893 | 0 | 0 | 0 | 0 | 0 | 0 | 0 | 0 | 0 | 0 | 0 | 0 | 8.37 | 8.37 | 3.2643 | 0 | 3.2643 | 0 | 3.2643
2016-10-20 08:00 | 0.46 | 1.07 | 0 | 0 | 9.03 | 30.363 | 7.5 | 10.6818 | 2.2957 | 0.33 | 0 | 0 | 0 | 10.6818 | 2.2957 | 0 | 0 | 0 | 9.03 | 9.03 | 3.5217 | 0 | 3.5217 | 0 | 3.5217
2016-10-20 09:00 | 0.69 | 0 | 0 | 21.38 | 9.31 | 30.363 | 30 | 42.7273 | 9.1827 | 0.8 | 30.0547 | 3.3731 | 72.782 | 0 | 12.5559 | 72.782 | 0 | 0 | 9.31 | 30.69 | 3.6309 | 0 | 3.6309 | 8.3382 | 11.9691
2016-10-20 10:00 | 0.89 | 0 | 21.099 | 0 | 9.791 | 50.4071 | 30 | 42.7273 | 9.1827 | 0.8 | 30.1457 | 3.3834 | 72.873 | 0 | 12.5661 | 72.873 | 0 | 0 | 9.791 | 9.791 | 3.8185 | 0 | 3.8185 | 0 | 3.8185
2016-10-20 11:00 | 1.3 | 0 | 12.586 | 8.715 | 9.999 | 62.3638 | 30 | 42.7273 | 9.1827 | 0.8 | 30.2567 | 3.3958 | 72.984 | 0 | 12.5786 | 72.984 | 0 | 0 | 9.999 | 18.714 | 3.8996 | 0 | 3.8996 | 3.3989 | 7.2985
2016-10-20 12:00 | 1.39 | 0 | 18.3094 | 0 | 10.908 | 79.7577 | 27.8274 | 39.633 | 8.5177 | 0.8 | 39.937 | 4.4823 | 79.57 | 0 | 13 | 72.493 | 4.14 | 1.38 | 12.288 | 12.288 | 4.2541 | 0.5382 | 4.7923 | 0 | 4.7923
2016-10-20 13:00 | 1.27 | 0 | 15.4591 | 0 | 10.729 | 94.4438 | 24.9181 | 35.4894 | 7.6272 | 0.8 | 47.8716 | 5.3728 | 83.361 | 0 | 13 | 71.09 | 7.179 | 2.393 | 13.122 | 13.122 | 4.1843 | 0.93327 | 5.1176 | 0 | 5.1176
2016-10-20 14:00 | 1.18 | 0 | 2.4718 | 0 | 11.218 | 96.7921 | 12.5098 | 17.817 | 3.8291 | 0.8 | 0 | 0 | 17.817 | 0 | 3.8291 | 0 | 10.423 | 3.4743 | 14.6923 | 14.6923 | 4.375 | 1.355 | 5.73 | 0 | 5.73
2016-10-20 15:00 | 0.99 | 0 | 4.344 | 0 | 11.646 | 100.9189 | 15 | 21.3636 | 4.5914 | 0.8 | 69.4754 | 7.7975 | 90.839 | 0 | 12.3888 | 68.322 | 13.172 | 4.3907 | 16.0367 | 16.0367 | 4.5419 | 1.7124 | 6.2543 | 0 | 6.2543
2016-10-20 16:00 | 0.75 | 0 | 3.874 | 0 | 11.876 | 104.5992 | 15 | 21.3636 | 4.5914 | 0.8 | 71.9444 | 8.0746 | 93.308 | 0 | 12.6659 | 67.408 | 15.152 | 5.0507 | 16.9267 | 16.9267 | 4.6316 | 1.9698 | 6.6014 | 0 | 6.6014
2016-10-20 17:00 | 0.5 | 0 | 19.154 | 0 | 11.346 | 122.7955 | 30 | 42.7273 | 9.1827 | 0.8 | 24.1497 | 2.7104 | 66.877 | 0 | 11.8931 | 66.877 | 0 | 0 | 11.346 | 11.346 | 4.4249 | 0 | 4.4249 | 0 | 4.4249
2016-10-20 18:00 | 0.11 | 0 | 17.542 | 0 | 12.568 | 139.4604 | 30 | 42.7273 | 9.1827 | 0.8 | 23.9717 | 2.6904 | 66.699 | 0 | 11.8732 | 66.699 | 0 | 0 | 12.568 | 12.568 | 4.9015 | 0 | 4.9015 | 0 | 4.9015
2016-10-20 19:00 | 0 | 0 | 13.005 | 0 | 16.995 | 151.8151 | 30 | 42.7273 | 9.1827 | 0.8 | 24.1597 | 2.7115 | 66.887 | 0 | 11.8943 | 66.887 | 0 | 0 | 16.995 | 16.995 | 6.6281 | 0 | 6.6281 | 0 | 6.6281
2016-10-20 20:00 | 0 | 21.644 | 0 | 0 | 21.644 | 129.032 | 0 | 0 | 0 | 0 | 0 | 0 | 0 | 0 | 0 | 0 | 0 | 0 | 21.644 | 21.644 | 8.4412 | 0 | 8.4412 | 0 | 8.4412
2016-10-20 21:00 | 0 | 22.663 | 0 | 0 | 22.663 | 105.1762 | 0 | 0 | 0 | 0 | 0 | 0 | 0 | 0 | 0 | 0 | 0 | 0 | 22.663 | 22.663 | 8.8386 | 0 | 8.8386 | 0 | 8.8386
2016-10-20 22:00 | 0 | 21.071 | 0 | 0 | 21.071 | 82.9962 | 0 | 0 | 0 | 0 | 0 | 0 | 0 | 0 | 0 | 0 | 0 | 0 | 21.071 | 21.071 | 8.2177 | 0 | 8.2177 | 0 | 8.2177
2016-10-20 23:00 | 0 | 19.242 | 0 | 0 | 19.242 | 62.7414 | 0 | 0 | 0 | 0 | 0 | 0 | 0 | 0 | 0 | 0 | 0 | 0 | 19.242 | 19.242 | 7.5044 | 0 | 7.5044 | 0 | 7.5044
2016-10-21 | 0 | 8.156 | 0 | 0 | 15.656 | 54.1562 | 7.5 | 10.6818 | 2.2957 | 0.7231 | 0 | 0 | 8.934 | 1.7478 | 2.2957 | 0 | 5.226 | 1.742 | 17.398 | 17.398 | 6.1058 | 0.67938 | 6.7852 | 0 | 6.7852
2016-10-21 01:00 | 0 | 4.3605 | 0 | 0 | 13.818 | 49.5662 | 9.4575 | 13.4698 | 2.8949 | 0.56162 | 0 | 0 | 6.638 | 6.8318 | 2.8949 | 0 | 3.883 | 1.2943 | 15.1123 | 15.1123 | 5.389 | 0.50479 | 5.8938 | 0 | 5.8938
2016-10-21 02:00 | 0 | 4.837 | 0 | 0 | 12.337 | 44.4746 | 7.5 | 10.6818 | 2.2957 | 0.54978 | 0 | 0 | 4.995 | 5.6868 | 2.2957 | 0 | 2.922 | 0.974 | 13.311 | 13.311 | 4.8114 | 0.37986 | 5.1913 | 0 | 5.1913
2016-10-21 03:00 | 0 | 4.048 | 0 | 0 | 11.548 | 40.2135 | 7.5 | 10.6818 | 2.2957 | 0.50978 | 0 | 0 | 4.086 | 6.5958 | 2.2957 | 0 | 2.39 | 0.79667 | 12.3447 | 12.3447 | 4.5037 | 0.3107 | 4.8144 | 0 | 4.8144
2016-10-21 04:00 | 0 | 3.053 | 0 | 0 | 10.553 | 36.9999 | 7.5 | 10.6818 | 2.2957 | 0.4913 | 0 | 0 | 3.666 | 7.0158 | 2.2957 | 0 | 2.145 | 0.715 | 11.268 | 11.268 | 4.1157 | 0.27885 | 4.3945 | 0 | 4.3945
2016-10-21 05:00 | 0 | 2.451 | 0 | 0 | 9.951 | 34.4199 | 7.5 | 10.6818 | 2.2957 | 0.33 | 0 | 0 | 0 | 10.6818 | 2.2957 | 0 | 0 | 0 | 9.951 | 9.951 | 3.8809 | 0 | 3.8809 | 0 | 3.8809
2016-10-21 06:00 | 0 | 1.917 | 0 | 0 | 9.417 | 32.402 | 7.5 | 10.6818 | 2.2957 | 0.33 | 0 | 0 | 0 | 10.6818 | 2.2957 | 0 | 0 | 0 | 9.417 | 9.417 | 3.6726 | 0 | 3.6726 | 0 | 3.6726
2016-10-21 07:00 | 0.13 | 0.885 | 0 | 0 | 8.515 | 31.4704 | 7.5 | 10.6818 | 2.2957 | 0.33 | 0 | 0 | 0 | 10.6818 | 2.2957 | 0 | 0 | 0 | 8.515 | 8.515 | 3.3209 | 0 | 3.3209 | 0 | 3.3209
2016-10-21 08:00 | 0.46 | 1.052 | 0 | 0 | 9.012 | 30.363 | 7.5 | 10.6818 | 2.2957 | 0.33 | 0 | 0 | 0 | 10.6818 | 2.2957 | 0 | 0 | 0 | 9.012 | 9.012 | 3.5147 | 0 | 3.5147 | 0 | 3.5147
2016-10-21 09:00 | 0.73 | 0 | 14.9255 | 6.6745 | 9.13 | 44.5423 | 30 | 42.7273 | 9.1827 | 0.8 | 32.2797 | 3.6229 | 75.007 | 0 | 12.8056 | 75.007 | 0 | 0 | 9.13 | 15.8045 | 3.5607 | 0 | 3.5607 | 2.6031 | 6.1638
2016-10-21 10:00 | 0.8 | 0 | 0 | 20.915 | 9.885 | 44.5423 | 30 | 42.7273 | 9.1827 | 0.8 | 32.8447 | 3.6863 | 75.572 | 0 | 12.869 | 75.572 | 0 | 0 | 9.885 | 30.8 | 3.8552 | 0 | 3.8552 | 8.1569 | 12.012
2016-10-21 11:00 | 1.16 | 0 | 20.56 | 0 | 10.6 | 64.0743 | 30 | 42.7273 | 9.1827 | 0.8 | 33.3897 | 3.7474 | 76.117 | 0 | 12.9302 | 76.117 | 0 | 0 | 10.6 | 10.6 | 4.134 | 0 | 4.134 | 0 | 4.134
2016-10-21 12:00 | 0.78 | 0 | 19.25 | 0 | 11.53 | 82.3618 | 30 | 42.7273 | 9.1827 | 0.8 | 29.9437 | 3.3607 | 72.671 | 0 | 12.5434 | 75.047 | -1.389 | -0.463 | 11.067 | 11.067 | 4.4967 | -0.18057 | 4.3161 | 0 | 4.3161
2016-10-21 13:00 | 0.76 | 0 | 17.9346 | 0 | 11.418 | 99.3996 | 28.5926 | 40.7228 | 8.7519 | 0.8 | 37.8502 | 4.2481 | 78.573 | 0 | 13 | 72.862 | 3.341 | 1.1137 | 12.5317 | 12.5317 | 4.453 | 0.43433 | 4.8873 | 0 | 4.8873
2016-10-21 14:00 | 0.65 | 2.4284 | 0 | 0 | 11.947 | 96.8434 | 8.8686 | 12.631 | 2.7146 | 0.8 | 0 | 0 | 12.631 | 0 | 2.7146 | 0 | 7.389 | 2.463 | 14.41 | 14.41 | 4.6593 | 0.96057 | 5.6199 | 0 | 5.6199
2016-10-21 15:00 | 0.75 | 0 | 3.997 | 0 | 11.753 | 100.6405 | 15 | 21.3636 | 4.5914 | 0.8 | 65.4864 | 7.3498 | 86.85 | 0 | 11.9411 | 69.798 | 9.976 | 3.3253 | 15.0783 | 15.0783 | 4.5837 | 1.2969 | 5.8806 | 0 | 5.8806
2016-10-21 16:00 | 0.47 | 0 | 3.811 | 0 | 11.659 | 104.261 | 15 | 21.3636 | 4.5914 | 0.8 | 67.8444 | 7.6144 | 89.208 | 0 | 12.2058 | 68.925 | 11.866 | 3.9553 | 15.6143 | 15.6143 | 4.547 | 1.5426 | 6.0896 | 0 | 6.0896
2016-10-21 17:00 | 0.16 | 0 | 18.719 | 0 | 11.441 | 122.044 | 30 | 42.7273 | 9.1827 | 0.8 | 25.6017 | 2.8734 | 68.329 | 0 | 12.0561 | 68.329 | 0 | 0 | 11.441 | 11.441 | 4.462 | 0 | 4.462 | 0 | 4.462
2016-10-21 18:00 | 0.06 | 0 | 17.98 | 0 | 12.08 | 139.125 | 30 | 42.7273 | 9.1827 | 0.8 | 25.3607 | 2.8463 | 68.088 | 0 | 12.0291 | 68.088 | 0 | 0 | 12.08 | 12.08 | 4.7112 | 0 | 4.7112 | 0 | 4.7112
2016-10-21 19:00 | 0 | 0 | 13.358 | 0 | 16.642 | 151.8151 | 30 | 42.7273 | 9.1827 | 0.8 | 25.4657 | 2.8581 | 68.193 | 0 | 12.0408 | 68.193 | 0 | 0 | 16.642 | 16.642 | 6.4904 | 0 | 6.4904 | 0 | 6.4904
2016-10-21 20:00 | 0 | 21.114 | 0 | 0 | 21.114 | 129.5899 | 0 | 0 | 0 | 0 | 0 | 0 | 0 | 0 | 0 | 0 | 0 | 0 | 21.114 | 21.114 | 8.2345 | 0 | 8.2345 | 0 | 8.2345
2016-10-21 21:00 | 0 | 10.7465 | 0 | 0 | 22.389 | 118.2778 | 11.6425 | 16.5818 | 3.5637 | 0.33 | 0 | 0 | 0 | 16.5818 | 3.5637 | 0 | 0 | 0 | 22.389 | 22.389 | 8.7317 | 0 | 8.7317 | 0 | 8.7317
2016-10-21 22:00 | 0 | 21.734 | 0 | 0 | 21.734 | 95.3999 | 0 | 0 | 0 | 0 | 0 | 0 | 0 | 0 | 0 | 0 | 0 | 0 | 21.734 | 21.734 | 8.4763 | 0 | 8.4763 | 0 | 8.4763
2016-10-21 23:00 | 0 | 19.515 | 0 | 0 | 19.515 | 74.8578 | 0 | 0 | 0 | 0 | 0 | 0 | 0 | 0 | 0 | 0 | 0 | 0 | 19.515 | 19.515 | 7.6109 | 0 | 7.6109 | 0 | 7.6109
2016-10-22 | 0 | 1.704 | 0 | 0 | 16.704 | 73.0641 | 15 | 21.3636 | 4.5914 | 0.38724 | 0 | 0 | 2.602 | 18.7616 | 4.5914 | 0 | 1.522 | 0.50733 | 17.2113 | 17.2113 | 6.5146 | 0.19786 | 6.7124 | 0 | 6.7124
2016-10-22 01:00 | 0 | 14.711 | 0 | 0 | 14.711 | 57.5788 | 0 | 0 | 0 | 0 | 3.005 | 0.33726 | 3.005 | 0 | 0.33726 | 0 | 1.758 | 0.586 | 15.297 | 15.297 | 5.7373 | 0.22854 | 5.9658 | 0 | 5.9658
2016-10-22 02:00 | 0 | 13.528 | 0 | 0 | 13.528 | 43.3388 | 0 | 0 | 0 | 0 | 2.05 | 0.23008 | 2.05 | 0 | 0.23008 | 0 | 1.199 | 0.39967 | 13.9277 | 13.9277 | 5.2759 | 0.15587 | 5.4318 | 0 | 5.4318
2016-10-22 03:00 | 0 | 12.327 | 0 | 0 | 12.327 | 30.363 | 0 | 0 | 0 | 0 | 0.246 | 0.027609 | 0.246 | 0 | 0.027609 | 0 | 0.144 | 0.048 | 12.375 | 12.375 | 4.8075 | 0.01872 | 4.8262 | 0 | 4.8262
2016-10-22 04:00 | 0 | 0 | 0 | 0 | 11.209 | 30.363 | 11.209 | 15.9643 | 3.431 | 0.29276 | 0 | 0 | -1.265 | 17.2293 | 3.431 | 0 | -0.74 | -0.24667 | 10.9623 | 10.9623 | 4.3715 | -0.0962 | 4.2753 | 0 | 4.2753
2016-10-22 05:00 | 0 | 0 | 0 | 0 | 10.614 | 30.363 | 10.614 | 15.1169 | 3.2489 | 0.33 | 0 | 0 | 0 | 15.1169 | 3.2489 | 0 | 0 | 0 | 10.614 | 10.614 | 4.1395 | 0 | 4.1395 | 0 | 4.1395
2016-10-22 06:00 | 0 | 0 | 0 | 0 | 9.435 | 30.363 | 9.435 | 13.4377 | 2.888 | 0.33 | 0 | 0 | 0 | 13.4377 | 2.888 | 0 | 0 | 0 | 9.435 | 9.435 | 3.6797 | 0 | 3.6797 | 0 | 3.6797
2016-10-22 07:00 | 0.12 | 0 | 0 | 0 | 8.62 | 30.363 | 8.5 | 12.1061 | 2.6018 | 0.33 | 0 | 0 | 0 | 12.1061 | 2.6018 | 0 | 0 | 0 | 8.62 | 8.62 | 3.3618 | 0 | 3.3618 | 0 | 3.3618
2016-10-22 08:00 | 0.39 | 0 | 0 | 0 | 9.198 | 30.363 | 8.808 | 12.5447 | 2.6961 | 0.33 | 0 | 0 | 0 | 12.5447 | 2.6961 | 0 | 0 | 0 | 9.198 | 9.198 | 3.5872 | 0 | 3.5872 | 0 | 3.5872
2016-10-22 09:00 | 0.93 | 0 | 0 | 21.502 | 9.428 | 30.363 | 30 | 42.7273 | 9.1827 | 0.8 | 33.5857 | 3.7694 | 76.313 | 0 | 12.9522 | 76.313 | 0 | 0 | 9.428 | 30.93 | 3.6769 | 0 | 3.6769 | 8.3858 | 12.0627
2016-10-22 10:00 | 1.35 | 0 | 21.188 | 0 | 10.162 | 50.4916 | 30 | 42.7273 | 9.1827 | 0.8 | 33.5887 | 3.7698 | 76.316 | 0 | 12.9525 | 76.316 | 0 | 0 | 10.162 | 10.162 | 3.9632 | 0 | 3.9632 | 0 | 3.9632
2016-10-22 11:00 | 1.63 | 0 | 21.071 | 0 | 10.559 | 70.5091 | 30 | 42.7273 | 9.1827 | 0.8 | 33.5527 | 3.7657 | 76.28 | 0 | 12.9485 | 76.28 | 0 | 0 | 10.559 | 10.559 | 4.118 | 0 | 4.118 | 0 | 4.118
2016-10-22 12:00 | 1.74 | 0 | 1.2004 | 19.4516 | 11.088 | 71.6495 | 30 | 42.7273 | 9.1827 | 0.8 | 30.1197 | 3.3804 | 72.847 | 0 | 12.5632 | 74.981 | -1.248 | -0.416 | 10.672 | 30.1236 | 4.3243 | -0.16224 | 4.1621 | 7.5861 | 11.7482
2016-10-22 13:00 | 1.69 | 0 | 18.4431 | 0 | 10.96 | 89.1704 | 27.7131 | 39.4702 | 8.4827 | 0.8 | 40.2488 | 4.5173 | 79.719 | 0 | 13 | 72.438 | 4.26 | 1.42 | 12.38 | 12.38 | 4.2744 | 0.5538 | 4.8282 | 0 | 4.8282
2016-10-22 14:00 | 1.66 | 0 | 1.5938 | 0 | 11.216 | 90.6845 | 11.1498 | 15.88 | 3.4129 | 0.8 | 0 | 0 | 15.88 | 0 | 3.4129 | 0 | 9.29 | 3.0967 | 14.3127 | 14.3127 | 4.3742 | 1.2077 | 5.5819 | 0 | 5.5819
2016-10-22 15:00 | 1.5 | 0 | 5.372 | 0 | 11.128 | 95.7879 | 15 | 21.3636 | 4.5914 | 0.8 | 68.1924 | 7.6535 | 89.556 | 0 | 12.2448 | 68.796 | 12.144 | 4.048 | 15.176 | 15.176 | 4.3399 | 1.5787 | 5.9186 | 0 | 5.9186
2016-10-22 16:00 | 1.15 | 0 | 4.832 | 0 | 11.318 | 100.3783 | 15 | 21.3636 | 4.5914 | 0.8 | 70.4904 | 7.9114 | 91.854 | 0 | 12.5027 | 67.946 | 13.986 | 4.662 | 15.98 | 15.98 | 4.414 | 1.8182 | 6.2322 | 0 | 6.2322
2016-10-22 17:00 | 0.76 | 0 | 20.138 | 0 | 10.622 | 119.5094 | 30 | 42.7273 | 9.1827 | 0.8 | 24.6057 | 2.7616 | 67.333 | 0 | 11.9443 | 67.333 | 0 | 0 | 10.622 | 10.622 | 4.1426 | 0 | 4.1426 | 0 | 4.1426
2016-10-22 18:00 | 0.19 | 0 | 19.362 | 0 | 10.828 | 137.9033 | 30 | 42.7273 | 9.1827 | 0.8 | 24.2887 | 2.726 | 67.016 | 0 | 11.9087 | 67.016 | 0 | 0 | 10.828 | 10.828 | 4.2229 | 0 | 4.2229 | 0 | 4.2229
2016-10-22 19:00 | 0.01 | 0 | 14.644 | 0 | 15.366 | 151.8151 | 30 | 42.7273 | 9.1827 | 0.8 | 24.3477 | 2.7326 | 67.075 | 0 | 11.9154 | 67.075 | 0 | 0 | 15.366 | 15.366 | 5.9927 | 0 | 5.9927 | 0 | 5.9927
2016-10-22 20:00 | 0 | 20.299 | 0 | 0 | 20.299 | 130.4477 | 0 | 0 | 0 | 0 | 0 | 0 | 0 | 0 | 0 | 0 | 0 | 0 | 20.299 | 20.299 | 7.9166 | 0 | 7.9166 | 0 | 7.9166
2016-10-22 21:00 | 0 | 20.573 | 0 | 0 | 20.573 | 108.792 | 0 | 0 | 0 | 0 | 0 | 0 | 0 | 0 | 0 | 0 | 0 | 0 | 20.573 | 20.573 | 8.0235 | 0 | 8.0235 | 0 | 8.0235
2016-10-22 22:00 | 0 | 21.72 | 0 | 0 | 21.72 | 85.9288 | 0 | 0 | 0 | 0 | 0 | 0 | 0 | 0 | 0 | 0 | 0 | 0 | 21.72 | 21.72 | 8.4708 | 0 | 8.4708 | 0 | 8.4708
2016-10-22 23:00 | 0 | 19.95 | 0 | 0 | 19.95 | 64.9288 | 0 | 0 | 0 | 0 | 0 | 0 | 0 | 0 | 0 | 0 | 0 | 0 | 19.95 | 19.95 | 7.7805 | 0 | 7.7805 | 0 | 7.7805
2016-10-23 | 0 | 10.072 | 0 | 0 | 17.572 | 54.3267 | 7.5 | 10.6818 | 2.2957 | 0.47419 | 0 | 0 | 3.277 | 7.4048 | 2.2957 | 0 | 1.917 | 0.639 | 18.211 | 18.211 | 6.8531 | 0.24921 | 7.1023 | 0 | 7.1023
2016-10-23 01:00 | 0 | 8.262 | 0 | 0 | 15.762 | 45.6299 | 7.5 | 10.6818 | 2.2957 | 0.50948 | 0 | 0 | 4.079 | 6.6028 | 2.2957 | 0 | 2.386 | 0.79533 | 16.5573 | 16.5573 | 6.1472 | 0.31018 | 6.4574 | 0 | 6.4574
2016-10-23 02:00 | 0 | 14.172 | 0 | 0 | 14.172 | 30.712 | 0 | 0 | 0 | 0 | 2.336 | 0.26218 | 2.336 | 0 | 0.26218 | 0 | 1.366 | 0.45533 | 14.6273 | 14.6273 | 5.5271 | 0.17758 | 5.7047 | 0 | 5.7047
2016-10-23 03:00 | 0 | 0 | 0 | 0 | 12.382 | 30.712 | 12.382 | 17.635 | 3.79 | 0.33946 | 0 | 0 | 0.355 | 17.28 | 3.79 | 0 | 0.207 | 0.069 | 12.451 | 12.451 | 4.829 | 0.02691 | 4.8559 | 0 | 4.8559
2016-10-23 04:00 | 0 | 0 | 0 | 0 | 10.998 | 30.712 | 10.998 | 15.6638 | 3.3664 | 0.29396 | 0 | 0 | -1.201 | 16.8648 | 3.3664 | 0 | -0.703 | -0.23433 | 10.7637 | 10.7637 | 4.2892 | -0.09139 | 4.1978 | 0 | 4.1978
2016-10-23 05:00 | 0 | 0 | 0 | 0 | 10.292 | 30.712 | 10.292 | 14.6583 | 3.1503 | 0.33 | 0 | 0 | 0 | 14.6583 | 3.1503 | 0 | 0 | 0 | 10.292 | 10.292 | 4.0139 | 0 | 4.0139 | 0 | 4.0139
2016-10-23 06:00 | 0.01 | 0 | 0 | 0 | 9.734 | 30.712 | 9.724 | 13.8493 | 2.9764 | 0.33 | 0 | 0 | 0 | 13.8493 | 2.9764 | 0 | 0 | 0 | 9.734 | 9.734 | 3.7963 | 0 | 3.7963 | 0 | 3.7963
2016-10-23 07:00 | 0.19 | 0 | 0 | 0 | 8.751 | 30.712 | 8.561 | 12.1929 | 2.6204 | 0.33 | 0 | 0 | 0 | 12.1929 | 2.6204 | 0 | 0 | 0 | 8.751 | 8.751 | 3.4129 | 0 | 3.4129 | 0 | 3.4129
2016-10-23 08:00 | 0.7 | 0.33149 | 0 | 0 | 8.891 | 30.363 | 7.8595 | 11.1938 | 2.4057 | 0.33 | 0 | 0 | 0 | 11.1938 | 2.4057 | 0 | 0 | 0 | 8.891 | 8.891 | 3.4675 | 0 | 3.4675 | 0 | 3.4675
2016-10-23 09:00 | 1.16 | 0 | 0 | 21.789 | 9.371 | 30.363 | 30 | 42.7273 | 9.1827 | 0.8 | 33.0697 | 3.7115 | 75.797 | 0 | 12.8943 | 75.797 | 0 | 0 | 9.371 | 31.16 | 3.6547 | 0 | 3.6547 | 8.4977 | 12.1524
2016-10-23 10:00 | 1.5 | 0 | 8.2515 | 13.0015 | 10.247 | 38.2019 | 30 | 42.7273 | 9.1827 | 0.8 | 33.1437 | 3.7198 | 75.871 | 0 | 12.9026 | 75.871 | 0 | 0 | 10.247 | 23.2485 | 3.9963 | 0 | 3.9963 | 5.0706 | 9.0669
2016-10-23 11:00 | 1.67 | 0 | 20.28 | 0 | 11.39 | 57.4679 | 30 | 42.7273 | 9.1827 | 0.8 | 33.2647 | 3.7334 | 75.992 | 0 | 12.9162 | 75.992 | 0 | 0 | 11.39 | 11.39 | 4.4421 | 0 | 4.4421 | 0 | 4.4421
2016-10-23 12:00 | 1.75 | 0 | 18.957 | 0 | 12.793 | 75.4771 | 30 | 42.7273 | 9.1827 | 0.8 | 31.5417 | 3.54 | 74.269 | 0 | 12.7228 | 74.455 | -0.109 | -0.036333 | 12.7567 | 12.7567 | 4.9893 | -0.01417 | 4.9751 | 0 | 4.9751
2016-10-23 13:00 | 1.6 | 0 | 16.9143 | 0 | 11.639 | 91.5457 | 26.9533 | 38.3881 | 8.2502 | 0.8 | 42.3209 | 4.7498 | 80.709 | 0 | 13 | 72.071 | 5.053 | 1.6843 | 13.3233 | 13.3233 | 4.5392 | 0.65689 | 5.1961 | 0 | 5.1961
2016-10-23 14:00 | 1.61 | 0 | 3.6815 | 0 | 11.752 | 95.0431 | 13.8235 | 19.688 | 4.2312 | 0.8 | 0 | 0 | 19.688 | 0 | 4.2312 | 0 | 11.517 | 3.839 | 15.591 | 15.591 | 4.5833 | 1.4972 | 6.0805 | 0 | 6.0805
2016-10-23 15:00 | 1.37 | 0 | 4.769 | 0 | 11.601 | 99.5737 | 15 | 21.3636 | 4.5914 | 0.8 | 72.0304 | 8.0842 | 93.394 | 0 | 12.6756 | 67.376 | 15.22 | 5.0733 | 16.6743 | 16.6743 | 4.5244 | 1.9786 | 6.503 | 0 | 6.503
2016-10-23 16:00 | 0.99 | 0 | 3.749 | 0 | 12.241 | 103.1352 | 15 | 21.3636 | 4.5914 | 0.8 | 74.4454 | 8.3553 | 95.809 | 0 | 12.9466 | 66.482 | 17.156 | 5.7187 | 17.9597 | 17.9597 | 4.774 | 2.2303 | 7.0043 | 0 | 7.0043
2016-10-23 17:00 | 0.61 | 0 | 19.12 | 0 | 11.49 | 121.2992 | 30 | 42.7273 | 9.1827 | 0.8 | 23.2237 | 2.6065 | 65.951 | 0 | 11.7892 | 65.951 | 0 | 0 | 11.49 | 11.49 | 4.4811 | 0 | 4.4811 | 0 | 4.4811
2016-10-23 18:00 | 0.14 | 0 | 18.447 | 0 | 11.693 | 138.8239 | 30 | 42.7273 | 9.1827 | 0.8 | 23.0017 | 2.5816 | 65.729 | 0 | 11.7643 | 65.729 | 0 | 0 | 11.693 | 11.693 | 4.5603 | 0 | 4.5603 | 0 | 4.5603
2016-10-23 19:00 | 0 | 0 | 13.675 | 0 | 16.325 | 151.8151 | 30 | 42.7273 | 9.1827 | 0.8 | 23.1197 | 2.5948 | 65.847 | 0 | 11.7775 | 65.847 | 0 | 0 | 16.325 | 16.325 | 6.3667 | 0 | 6.3667 | 0 | 6.3667
2016-10-23 20:00 | 0 | 21.248 | 0 | 0 | 21.248 | 129.4488 | 0 | 0 | 0 | 0 | 0 | 0 | 0 | 0 | 0 | 0 | 0 | 0 | 21.248 | 21.248 | 8.2867 | 0 | 8.2867 | 0 | 8.2867
2016-10-23 21:00 | 0 | 22.624 | 0 | 0 | 22.624 | 105.6341 | 0 | 0 | 0 | 0 | 0 | 0 | 0 | 0 | 0 | 0 | 0 | 0 | 22.624 | 22.624 | 8.8234 | 0 | 8.8234 | 0 | 8.8234
2016-10-23 22:00 | 0 | 21.559 | 0 | 0 | 21.559 | 82.9404 | 0 | 0 | 0 | 0 | 0 | 0 | 0 | 0 | 0 | 0 | 0 | 0 | 21.559 | 21.559 | 8.408 | 0 | 8.408 | 0 | 8.408
2016-10-23 23:00 | 0 | 11.637 | 0 | 0 | 19.137 | 70.6909 | 7.5 | 10.6818 | 2.2957 | 0.33 | 0 | 0 | 0 | 10.6818 | 2.2957 | 0 | 0 | 0 | 19.137 | 19.137 | 7.4634 | 0 | 7.4634 | 0 | 7.4634
2016-10-24 | 0 | 9.847 | 0 | 0 | 17.347 | 60.3256 | 7.5 | 10.6818 | 2.2957 | 0.70721 | 0 | 0 | 8.573 | 2.1088 | 2.2957 | 0 | 5.015 | 1.6717 | 19.0187 | 19.0187 | 6.7653 | 0.65195 | 7.4173 | 0 | 7.4173
2016-10-24 01:00 | 0 | 7.913 | 0 | 0 | 15.413 | 51.9962 | 7.5 | 10.6818 | 2.2957 | 0.71487 | 0 | 0 | 8.747 | 1.9348 | 2.2957 | 0 | 5.117 | 1.7057 | 17.1187 | 17.1187 | 6.0111 | 0.66521 | 6.6763 | 0 | 6.6763
2016-10-24 02:00 | 0 | 6.403 | 0 | 0 | 13.903 | 45.2562 | 7.5 | 10.6818 | 2.2957 | 0.68688 | 0 | 0 | 8.111 | 2.5708 | 2.2957 | 0 | 4.745 | 1.5817 | 15.4847 | 15.4847 | 5.4222 | 0.61685 | 6.039 | 0 | 6.039
2016-10-24 03:00 | 0 | 4.962 | 0 | 0 | 12.462 | 40.033 | 7.5 | 10.6818 | 2.2957 | 0.64398 | 0 | 0 | 7.136 | 3.5458 | 2.2957 | 0 | 4.174 | 1.3913 | 13.8533 | 13.8533 | 4.8602 | 0.54262 | 5.4028 | 0 | 5.4028
2016-10-24 04:00 | 0 | 4.261 | 0 | 0 | 11.761 | 35.5477 | 7.5 | 10.6818 | 2.2957 | 0.58507 | 0 | 0 | 5.797 | 4.8848 | 2.2957 | 0 | 3.391 | 1.1303 | 12.8913 | 12.8913 | 4.5868 | 0.44083 | 5.0276 | 0 | 5.0276
2016-10-24 05:00 | 0 | 0.67749 | 0 | 0 | 10.686 | 34.8346 | 10.0085 | 14.2545 | 3.0635 | 0.33 | 0 | 0 | 0 | 14.2545 | 3.0635 | 0 | 0 | 0 | 10.686 | 10.686 | 4.1675 | 0 | 4.1675 | 0 | 4.1675
2016-10-24 06:00 | 0.01 | 2.52 | 0 | 0 | 10.03 | 32.182 | 7.5 | 10.6818 | 2.2957 | 0.33 | 0 | 0 | 0 | 10.6818 | 2.2957 | 0 | 0 | 0 | 10.03 | 10.03 | 3.9117 | 0 | 3.9117 | 0 | 3.9117
2016-10-24 07:00 | 0.17 | 1.135 | 0 | 0 | 8.805 | 30.9872 | 7.5 | 10.6818 | 2.2957 | 0.33 | 0 | 0 | 0 | 10.6818 | 2.2957 | 0 | 0 | 0 | 8.805 | 8.805 | 3.4339 | 0 | 3.4339 | 0 | 3.4339
2016-10-24 08:00 | 0.66 | 0.593 | 0 | 0 | 8.753 | 30.363 | 7.5 | 10.6818 | 2.2957 | 0.33 | 0 | 0 | 0 | 10.6818 | 2.2957 | 0 | 0 | 0 | 8.753 | 8.753 | 3.4137 | 0 | 3.4137 | 0 | 3.4137
2016-10-24 09:00 | 0.84 | 0 | 0 | 21.802 | 9.038 | 30.363 | 30 | 42.7273 | 9.1827 | 0.8 | 32.1017 | 3.6029 | 74.829 | 0 | 12.7856 | 74.829 | 0 | 0 | 9.038 | 30.84 | 3.5248 | 0 | 3.5248 | 8.5028 | 12.0276
2016-10-24 10:00 | 1.29 | 0 | 21.457 | 0 | 9.833 | 50.7472 | 30 | 42.7273 | 9.1827 | 0.8 | 32.4117 | 3.6377 | 75.139 | 0 | 12.8204 | 75.139 | 0 | 0 | 9.833 | 9.833 | 3.8349 | 0 | 3.8349 | 0 | 3.8349
2016-10-24 11:00 | 1.49 | 0 | 9.6756 | 10.8984 | 10.916 | 59.939 | 30 | 42.7273 | 9.1827 | 0.8 | 32.6027 | 3.6591 | 75.33 | 0 | 12.8419 | 75.33 | 0 | 0 | 10.916 | 21.8144 | 4.2572 | 0 | 4.2572 | 4.2504 | 8.5076
2016-10-24 12:00 | 1 | 0 | 19.327 | 0 | 11.673 | 78.2997 | 30 | 42.7273 | 9.1827 | 0.8 | 33.3917 | 3.7477 | 76.119 | 0 | 12.9304 | 73.77 | 1.374 | 0.458 | 12.131 | 12.131 | 4.5525 | 0.17862 | 4.7311 | 0 | 4.7311
2016-10-24 13:00 | 0.94 | 0 | 14.8081 | 0 | 11.647 | 92.3674 | 25.5151 | 36.3397 | 7.81 | 0.8 | 46.2433 | 5.19 | 82.583 | 0 | 13 | 71.377 | 6.556 | 2.1853 | 13.8323 | 13.8323 | 4.5423 | 0.85228 | 5.3946 | 0 | 5.3946
2016-10-24 14:00 | 0.87 | 0 | 4.547 | 0 | 11.323 | 96.687 | 15 | 21.3636 | 4.5914 | 0.8 | 0.80536 | 0.090389 | 22.169 | 0 | 4.6818 | 0 | 12.969 | 4.323 | 15.646 | 15.646 | 4.416 | 1.686 | 6.1019 | 0 | 6.1019
2016-10-24 15:00 | 0.76 | 0 | 4.358 | 0 | 11.402 | 100.8271 | 15 | 21.3636 | 4.5914 | 0.8 | 74.4444 | 8.3551 | 95.808 | 0 | 12.9465 | 66.482 | 17.155 | 5.7183 | 17.1203 | 17.1203 | 4.4468 | 2.2302 | 6.6769 | 0 | 6.6769
2016-10-24 16:00 | 0.67 | 0 | 2.4816 | 0 | 11.578 | 103.1846 | 13.3896 | 19.07 | 4.0984 | 0.8 | 79.313 | 8.9016 | 98.383 | 0 | 13 | 65.529 | 19.219 | 6.4063 | 17.9843 | 17.9843 | 4.5154 | 2.4985 | 7.0139 | 0 | 7.0139
2016-10-24 17:00 | 0.51 | 0 | 19.607 | 0 | 10.903 | 121.8113 | 30 | 42.7273 | 9.1827 | 0.8 | 22.2877 | 2.5014 | 65.015 | 0 | 11.6842 | 65.015 | 0 | 0 | 10.903 | 10.903 | 4.2522 | 0 | 4.2522 | 0 | 4.2522
2016-10-24 18:00 | 0.17 | 0 | 18.397 | 0 | 11.773 | 139.2884 | 30 | 42.7273 | 9.1827 | 0.8 | 22.0957 | 2.4799 | 64.823 | 0 | 11.6626 | 64.823 | 0 | 0 | 11.773 | 11.773 | 4.5915 | 0 | 4.5915 | 0 | 4.5915
2016-10-24 19:00 | 0.01 | 0 | 13.186 | 0 | 16.824 | 151.8151 | 30 | 42.7273 | 9.1827 | 0.8 | 22.2167 | 2.4935 | 64.944 | 0 | 11.6762 | 64.944 | 0 | 0 | 16.824 | 16.824 | 6.5614 | 0 | 6.5614 | 0 | 6.5614
2016-10-24 20:00 | 0 | 21.451 | 0 | 0 | 21.451 | 129.2351 | 0 | 0 | 0 | 0 | 0 | 0 | 0 | 0 | 0 | 0 | 0 | 0 | 21.451 | 21.451 | 8.3659 | 0 | 8.3659 | 0 | 8.3659
2016-10-24 21:00 | 0 | 21.867 | 0 | 0 | 21.867 | 106.2172 | 0 | 0 | 0 | 0 | 0 | 0 | 0 | 0 | 0 | 0 | 0 | 0 | 21.867 | 21.867 | 8.5281 | 0 | 8.5281 | 0 | 8.5281
2016-10-24 22:00 | 0 | 21.292 | 0 | 0 | 21.292 | 83.8046 | 0 | 0 | 0 | 0 | 0 | 0 | 0 | 0 | 0 | 0 | 0 | 0 | 21.292 | 21.292 | 8.3039 | 0 | 8.3039 | 0 | 8.3039
2016-10-24 23:00 | 0 | 19.012 | 0 | 0 | 19.012 | 63.792 | 0 | 0 | 0 | 0 | 0 | 0 | 0 | 0 | 0 | 0 | 0 | 0 | 19.012 | 19.012 | 7.4147 | 0 | 7.4147 | 0 | 7.4147
2016-10-25 | 0 | 8.663 | 0 | 0 | 16.163 | 54.673 | 7.5 | 10.6818 | 2.2957 | 0.74536 | 0 | 0 | 9.44 | 1.2418 | 2.2957 | 0 | 5.522 | 1.8407 | 18.0037 | 18.0037 | 6.3036 | 0.71786 | 7.0214 | 0 | 7.0214
2016-10-25 01:00 | 0 | 6.963 | 0 | 0 | 14.463 | 47.3435 | 7.5 | 10.6818 | 2.2957 | 0.67866 | 0 | 0 | 7.924 | 2.7578 | 2.2957 | 0 | 4.635 | 1.545 | 16.008 | 16.008 | 5.6406 | 0.60255 | 6.2431 | 0 | 6.2431
2016-10-25 02:00 | 0 | 5.53 | 0 | 0 | 13.03 | 41.5225 | 7.5 | 10.6818 | 2.2957 | 0.65419 | 0 | 0 | 7.368 | 3.3138 | 2.2957 | 0 | 4.31 | 1.4367 | 14.4667 | 14.4667 | 5.0817 | 0.5603 | 5.642 | 0 | 5.642
2016-10-25 03:00 | 0 | 4.344 | 0 | 0 | 11.844 | 36.9499 | 7.5 | 10.6818 | 2.2957 | 0.63479 | 0 | 0 | 6.927 | 3.7548 | 2.2957 | 0 | 4.053 | 1.351 | 13.195 | 13.195 | 4.6192 | 0.52689 | 5.1461 | 0 | 5.1461
2016-10-25 04:00 | 0 | 3.543 | 0 | 0 | 11.043 | 33.2204 | 7.5 | 10.6818 | 2.2957 | 0.60777 | 0 | 0 | 6.313 | 4.3688 | 2.2957 | 0 | 3.693 | 1.231 | 12.274 | 12.274 | 4.3068 | 0.48009 | 4.7869 | 0 | 4.7869
2016-10-25 05:00 | 0 | 2.656 | 0 | 0 | 10.156 | 30.4246 | 7.5 | 10.6818 | 2.2957 | 0.33 | 0 | 0 | 0 | 10.6818 | 2.2957 | 0 | 0 | 0 | 10.156 | 10.156 | 3.9608 | 0 | 3.9608 | 0 | 3.9608
2016-10-25 06:00 | 0.01 | 0.058489 | 0 | 0 | 10.017 | 30.363 | 9.9485 | 14.1691 | 3.0452 | 0.33 | 0 | 0 | 0 | 14.1691 | 3.0452 | 0 | 0 | 0 | 10.017 | 10.017 | 3.9066 | 0 | 3.9066 | 0 | 3.9066
2016-10-25 07:00 | 0.21 | 0 | 0 | 0 | 8.63 | 30.363 | 8.42 | 11.9921 | 2.5773 | 0.33 | 0 | 0 | 0 | 11.9921 | 2.5773 | 0 | 0 | 0 | 8.63 | 8.63 | 3.3657 | 0 | 3.3657 | 0 | 3.3657
2016-10-25 08:00 | 0.54 | 0 | 0 | 0 | 9.237 | 30.363 | 8.697 | 12.3866 | 2.6621 | 0.33 | 0 | 0 | 0 | 12.3866 | 2.6621 | 0 | 0 | 0 | 9.237 | 9.237 | 3.6024 | 0 | 3.6024 | 0 | 3.6024
2016-10-25 09:00 | 0.78 | 0 | 0 | 20.906 | 9.874 | 30.363 | 30 | 42.7273 | 9.1827 | 0.8 | 31.6467 | 3.5518 | 74.374 | 0 | 12.7346 | 74.374 | 0 | 0 | 9.874 | 30.78 | 3.8509 | 0 | 3.8509 | 8.1533 | 12.0042
2016-10-25 10:00 | 1.1 | 0 | 20.564 | 0 | 10.536 | 49.8988 | 30 | 42.7273 | 9.1827 | 0.8 | 31.9067 | 3.581 | 74.634 | 0 | 12.7637 | 74.634 | 0 | 0 | 10.536 | 10.536 | 4.109 | 0 | 4.109 | 0 | 4.109
2016-10-25 11:00 | 1.46 | 0 | 20.54 | 0 | 10.92 | 69.4118 | 30 | 42.7273 | 9.1827 | 0.8 | 32.1407 | 3.6073 | 74.868 | 0 | 12.79 | 74.868 | 0 | 0 | 10.92 | 10.92 | 4.2588 | 0 | 4.2588 | 0 | 4.2588
2016-10-25 12:00 | 1.37 | 0 | 19.6727 | 0 | 11.408 | 88.1009 | 29.7107 | 42.3153 | 9.0942 | 0.8 | 34.8007 | 3.9058 | 77.116 | 0 | 13 | 73.401 | 2.173 | 0.72433 | 12.1323 | 12.1323 | 4.4491 | 0.28249 | 4.7316 | 0 | 4.7316
2016-10-25 13:00 | 1.18 | 0 | 4.4045 | 11.0219 | 10.522 | 92.2852 | 24.7684 | 35.2762 | 7.5814 | 0.8 | 48.2798 | 5.4186 | 83.556 | 0 | 13 | 71.018 | 7.335 | 2.445 | 12.967 | 23.9889 | 4.1036 | 0.95355 | 5.0571 | 4.2986 | 9.3557
2016-10-25 14:00 | 0.73 | 0 | 4.907 | 0 | 10.823 | 96.9468 | 15 | 21.3636 | 4.5914 | 0.8 | 1.5684 | 0.17602 | 22.932 | 0 | 4.7674 | 0 | 13.415 | 4.4717 | 15.2947 | 15.2947 | 4.221 | 1.7439 | 5.9649 | 0 | 5.9649
2016-10-25 15:00 | 0.6 | 0 | 4.268 | 0 | 11.332 | 101.0014 | 15 | 21.3636 | 4.5914 | 0.8 | 74.0234 | 8.3079 | 95.387 | 0 | 12.8993 | 66.638 | 16.818 | 5.606 | 16.938 | 16.938 | 4.4195 | 2.1863 | 6.6058 | 0 | 6.6058
2016-10-25 16:00 | 0.68 | 0 | 3.2641 | 0 | 11.401 | 104.1023 | 13.9851 | 19.9182 | 4.2807 | 0.8 | 77.6888 | 8.7193 | 97.607 | 0 | 13 | 65.816 | 18.597 | 6.199 | 17.6 | 17.6 | 4.4464 | 2.4176 | 6.864 | 0 | 6.864
2016-10-25 17:00 | 0.4 | 0 | 19.409 | 0 | 10.991 | 122.5409 | 30 | 42.7273 | 9.1827 | 0.8 | 22.7207 | 2.55 | 65.448 | 0 | 11.7328 | 65.448 | 0 | 0 | 10.991 | 10.991 | 4.2865 | 0 | 4.2865 | 0 | 4.2865
2016-10-25 18:00 | 0.16 | 0 | 18.295 | 0 | 11.865 | 139.9211 | 30 | 42.7273 | 9.1827 | 0.8 | 22.7607 | 2.5545 | 65.488 | 0 | 11.7373 | 65.488 | 0 | 0 | 11.865 | 11.865 | 4.6273 | 0 | 4.6273 | 0 | 4.6273
2016-10-25 19:00 | 0 | 0 | 12.52 | 0 | 17.48 | 151.8151 | 30 | 42.7273 | 9.1827 | 0.8 | 23.0977 | 2.5923 | 65.825 | 0 | 11.7751 | 65.825 | 0 | 0 | 17.48 | 17.48 | 6.8172 | 0 | 6.8172 | 0 | 6.8172
2016-10-25 20:00 | 0 | 23.118 | 0 | 0 | 23.118 | 127.4804 | 0 | 0 | 0 | 0 | 0 | 0 | 0 | 0 | 0 | 0 | 0 | 0 | 23.118 | 23.118 | 9.016 | 0 | 9.016 | 0 | 9.016
2016-10-25 21:00 | 0 | 22.457 | 0 | 0 | 22.457 | 103.8414 | 0 | 0 | 0 | 0 | 0 | 0 | 0 | 0 | 0 | 0 | 0 | 0 | 22.457 | 22.457 | 8.7582 | 0 | 8.7582 | 0 | 8.7582
2016-10-25 22:00 | 0 | 21.322 | 0 | 0 | 21.322 | 81.3972 | 0 | 0 | 0 | 0 | 0 | 0 | 0 | 0 | 0 | 0 | 0 | 0 | 21.322 | 21.322 | 8.3156 | 0 | 8.3156 | 0 | 8.3156
2016-10-25 23:00 | 0 | 5.4385 | 0 | 0 | 17.988 | 75.6725 | 12.5495 | 17.8735 | 3.8413 | 0.33 | 0 | 0 | 0 | 17.8735 | 3.8413 | 0 | 0 | 0 | 17.988 | 17.988 | 7.0153 | 0 | 7.0153 | 0 | 7.0153
2016-10-26 | 0 | 8.444 | 0 | 0 | 15.944 | 66.7841 | 7.5 | 10.6818 | 2.2957 | 0.66625 | 0 | 0 | 7.642 | 3.0398 | 2.2957 | 0 | 4.47 | 1.49 | 17.434 | 17.434 | 6.2182 | 0.5811 | 6.7993 | 0 | 6.7993
2016-10-26 01:00 | 0 | 7.015 | 0 | 0 | 14.515 | 59.3999 | 7.5 | 10.6818 | 2.2957 | 0.57882 | 0 | 0 | 5.655 | 5.0268 | 2.2957 | 0 | 3.308 | 1.1027 | 15.6177 | 15.6177 | 5.6609 | 0.43004 | 6.0909 | 0 | 6.0909
2016-10-26 02:00 | 0 | 5.341 | 0 | 0 | 12.841 | 53.7778 | 7.5 | 10.6818 | 2.2957 | 0.521 | 0 | 0 | 4.341 | 6.3408 | 2.2957 | 0 | 2.539 | 0.84633 | 13.6873 | 13.6873 | 5.008 | 0.33007 | 5.3381 | 0 | 5.3381
2016-10-26 03:00 | 0 | 11.562 | 0 | 0 | 11.562 | 41.6072 | 0 | 0 | 0 | 0 | 3.17 | 0.35578 | 3.17 | 0 | 0.35578 | 0 | 1.855 | 0.61833 | 12.1803 | 12.1803 | 4.5092 | 0.24115 | 4.7503 | 0 | 4.7503
2016-10-26 04:00 | 0 | 10.682 | 0 | 0 | 10.682 | 30.363 | 0 | 0 | 0 | 0 | 2 | 0.22447 | 2 | 0 | 0.22447 | 0 | 1.17 | 0.39 | 11.072 | 11.072 | 4.166 | 0.1521 | 4.3181 | 0 | 4.3181
2016-10-26 05:00 | 0 | 0 | 0 | 0 | 10.409 | 30.363 | 10.409 | 14.8249 | 3.1861 | 0.33 | 0 | 0 | 0 | 14.8249 | 3.1861 | 0 | 0 | 0 | 10.409 | 10.409 | 4.0595 | 0 | 4.0595 | 0 | 4.0595
2016-10-26 06:00 | 0 | 0 | 0 | 0 | 9.835 | 30.363 | 9.835 | 14.0074 | 3.0104 | 0.33 | 0 | 0 | 0 | 14.0074 | 3.0104 | 0 | 0 | 0 | 9.835 | 9.835 | 3.8357 | 0 | 3.8357 | 0 | 3.8357
2016-10-26 07:00 | 0.09 | 0 | 0 | 0 | 8.772 | 30.363 | 8.682 | 12.3653 | 2.6575 | 0.33 | 0 | 0 | 0 | 12.3653 | 2.6575 | 0 | 0 | 0 | 8.772 | 8.772 | 3.4211 | 0 | 3.4211 | 0 | 3.4211
2016-10-26 08:00 | 0.35 | 0 | 0 | 0 | 9.436 | 30.363 | 9.086 | 12.9407 | 2.7811 | 0.33 | 0 | 0 | 0 | 12.9407 | 2.7811 | 0 | 0 | 0 | 9.436 | 9.436 | 3.68 | 0 | 3.68 | 0 | 3.68
2016-10-26 09:00 | 0.77 | 0 | 0 | 21.398 | 9.372 | 30.363 | 30 | 42.7273 | 9.1827 | 0.8 | 32.7977 | 3.681 | 75.525 | 0 | 12.8637 | 75.525 | 0 | 0 | 9.372 | 30.77 | 3.6551 | 0 | 3.6551 | 8.3452 | 12.0003
2016-10-26 10:00 | 0.97 | 0 | 20.911 | 0 | 10.059 | 50.2285 | 30 | 42.7273 | 9.1827 | 0.8 | 33.0187 | 3.7058 | 75.746 | 0 | 12.8885 | 75.746 | 0 | 0 | 10.059 | 10.059 | 3.923 | 0 | 3.923 | 0 | 3.923
2016-10-26 11:00 | 1.14 | 0 | 11.4598 | 9.0642 | 10.616 | 61.1153 | 30 | 42.7273 | 9.1827 | 0.8 | 33.1917 | 3.7252 | 75.919 | 0 | 12.908 | 75.919 | 0 | 0 | 10.616 | 19.6802 | 4.1402 | 0 | 4.1402 | 3.535 | 7.6753
2016-10-26 12:00 | 1.15 | 0 | 19.962 | 0 | 11.188 | 80.0792 | 30 | 42.7273 | 9.1827 | 0.8 | 31.9267 | 3.5832 | 74.654 | 0 | 12.766 | 74.313 | 0.199 | 0.066333 | 11.2543 | 11.2543 | 4.3633 | 0.02587 | 4.3892 | 0 | 4.3892
2016-10-26 13:00 | 0.8 | 0 | 16.2948 | 0 | 11.018 | 95.5592 | 26.5128 | 37.7607 | 8.1153 | 0.8 | 43.5223 | 4.8847 | 81.283 | 0 | 13 | 71.859 | 5.513 | 1.8377 | 12.8557 | 12.8557 | 4.297 | 0.71669 | 5.0137 | 0 | 5.0137
2016-10-26 14:00 | 0.77 | 0 | 1.8957 | 0 | 11.785 | 97.3602 | 12.9107 | 18.388 | 3.9519 | 0.8 | 0 | 0 | 18.388 | 0 | 3.9519 | 0 | 10.757 | 3.5857 | 15.3707 | 15.3707 | 4.5962 | 1.3984 | 5.9946 | 0 | 5.9946
2016-10-26 15:00 | 0.64 | 0 | 4.21 | 0 | 11.43 | 101.3597 | 15 | 21.3636 | 4.5914 | 0.8 | 70.4984 | 7.9123 | 91.862 | 0 | 12.5036 | 67.943 | 13.993 | 4.6643 | 16.0943 | 16.0943 | 4.4577 | 1.8191 | 6.2768 | 0 | 6.2768
2016-10-26 16:00 | 0.37 | 0 | 3.647 | 0 | 11.723 | 104.8243 | 15 | 21.3636 | 4.5914 | 0.8 | 73.0414 | 8.1977 | 94.405 | 0 | 12.7891 | 67.002 | 16.031 | 5.3437 | 17.0667 | 17.0667 | 4.572 | 2.084 | 6.656 | 0 | 6.656
2016-10-26 17:00 | 0.15 | 0 | 18.842 | 0 | 11.308 | 122.7242 | 30 | 42.7273 | 9.1827 | 0.8 | 23.7827 | 2.6692 | 66.51 | 0 | 11.852 | 66.51 | 0 | 0 | 11.308 | 11.308 | 4.4101 | 0 | 4.4101 | 0 | 4.4101
2016-10-26 18:00 | 0.06 | 0 | 17.77 | 0 | 12.29 | 139.6057 | 30 | 42.7273 | 9.1827 | 0.8 | 23.6397 | 2.6532 | 66.367 | 0 | 11.8359 | 66.367 | 0 | 0 | 12.29 | 12.29 | 4.7931 | 0 | 4.7931 | 0 | 4.7931
2016-10-26 19:00 | 0 | 0 | 12.852 | 0 | 17.148 | 151.8151 | 30 | 42.7273 | 9.1827 | 0.8 | 23.8357 | 2.6752 | 66.563 | 0 | 11.8579 | 66.563 | 0 | 0 | 17.148 | 17.148 | 6.6877 | 0 | 6.6877 | 0 | 6.6877
2016-10-26 20:00 | 0 | 22.207 | 0 | 0 | 22.207 | 128.4393 | 0 | 0 | 0 | 0 | 0 | 0 | 0 | 0 | 0 | 0 | 0 | 0 | 22.207 | 22.207 | 8.6607 | 0 | 8.6607 | 0 | 8.6607
2016-10-26 21:00 | 0 | 22.999 | 0 | 0 | 22.999 | 104.2299 | 0 | 0 | 0 | 0 | 0 | 0 | 0 | 0 | 0 | 0 | 0 | 0 | 22.999 | 22.999 | 8.9696 | 0 | 8.9696 | 0 | 8.9696
2016-10-26 22:00 | 0 | 21.834 | 0 | 0 | 21.834 | 81.2467 | 0 | 0 | 0 | 0 | 0 | 0 | 0 | 0 | 0 | 0 | 0 | 0 | 21.834 | 21.834 | 8.5153 | 0 | 8.5153 | 0 | 8.5153
2016-10-26 23:00 | 0 | 19.244 | 0 | 0 | 19.244 | 60.9899 | 0 | 0 | 0 | 0 | 0 | 0 | 0 | 0 | 0 | 0 | 0 | 0 | 19.244 | 19.244 | 7.5052 | 0 | 7.5052 | 0 | 7.5052
2016-10-27 | 0 | 8.857 | 0 | 0 | 16.357 | 51.6667 | 7.5 | 10.6818 | 2.2957 | 0.78302 | 0 | 0 | 10.296 | 0.38582 | 2.2957 | 0 | 6.023 | 2.0077 | 18.3647 | 18.3647 | 6.3792 | 0.78299 | 7.1622 | 0 | 7.1622
2016-10-27 01:00 | 0 | 2.0685 | 0 | 0 | 14.077 | 49.4893 | 12.0085 | 17.103 | 3.6757 | 0.55169 | 0 | 0 | 8.067 | 9.036 | 3.6757 | 0 | 4.719 | 1.573 | 15.65 | 15.65 | 5.49 | 0.61347 | 6.1035 | 0 | 6.1035
2016-10-27 02:00 | 0 | 5.731 | 0 | 0 | 13.231 | 43.4567 | 7.5 | 10.6818 | 2.2957 | 0.63162 | 0 | 0 | 6.855 | 3.8268 | 2.2957 | 0 | 4.01 | 1.3367 | 14.5677 | 14.5677 | 5.1601 | 0.5213 | 5.6814 | 0 | 5.6814
2016-10-27 03:00 | 0 | 12.439 | 0 | 0 | 12.439 | 30.363 | 0 | 0 | 0 | 0 | 4.974 | 0.55825 | 4.974 | 0 | 0.55825 | 0 | 2.91 | 0.97 | 13.409 | 13.409 | 4.8512 | 0.3783 | 5.2295 | 0 | 5.2295
2016-10-27 04:00 | 0 | 0 | 0 | 0 | 11.902 | 30.363 | 11.902 | 16.9513 | 3.6431 | 0.44152 | 0 | 0 | 4.022 | 12.9293 | 3.6431 | 0 | 2.353 | 0.78433 | 12.6863 | 12.6863 | 4.6418 | 0.30589 | 4.9477 | 0 | 4.9477
2016-10-27 05:00 | 0 | 0 | 0 | 0 | 10.803 | 30.363 | 10.803 | 15.3861 | 3.3067 | 0.33 | 0 | 0 | 0 | 15.3861 | 3.3067 | 0 | 0 | 0 | 10.803 | 10.803 | 4.2132 | 0 | 4.2132 | 0 | 4.2132
2016-10-27 06:00 | 0.01 | 0 | 0 | 0 | 9.785 | 30.363 | 9.775 | 13.922 | 2.992 | 0.33 | 0 | 0 | 0 | 13.922 | 2.992 | 0 | 0 | 0 | 9.785 | 9.785 | 3.8161 | 0 | 3.8161 | 0 | 3.8161
2016-10-27 07:00 | 0.14 | 0 | 0 | 0 | 8.541 | 30.363 | 8.401 | 11.9651 | 2.5715 | 0.33 | 0 | 0 | 0 | 11.9651 | 2.5715 | 0 | 0 | 0 | 8.541 | 8.541 | 3.331 | 0 | 3.331 | 0 | 3.331
2016-10-27 08:00 | 0.46 | 0 | 0 | 0 | 9.219 | 30.363 | 8.759 | 12.4749 | 2.6811 | 0.33 | 0 | 0 | 0 | 12.4749 | 2.6811 | 0 | 0 | 0 | 9.219 | 9.219 | 3.5954 | 0 | 3.5954 | 0 | 3.5954
2016-10-27 09:00 | 0.94 | 0 | 5.3729 | 15.8481 | 9.719 | 35.4673 | 30 | 42.7273 | 9.1827 | 0.8 | 31.7427 | 3.5626 | 74.47 | 0 | 12.7453 | 74.47 | 0 | 0 | 9.719 | 25.5671 | 3.7904 | 0 | 3.7904 | 6.1807 | 9.9712
2016-10-27 10:00 | 1.35 | 0 | 20.894 | 0 | 10.456 | 55.3166 | 30 | 42.7273 | 9.1827 | 0.8 | 31.9107 | 3.5815 | 74.638 | 0 | 12.7642 | 74.638 | 0 | 0 | 10.456 | 10.456 | 4.0778 | 0 | 4.0778 | 0 | 4.0778
2016-10-27 11:00 | 1.57 | 0 | 20.618 | 0 | 10.952 | 74.9037 | 30 | 42.7273 | 9.1827 | 0.8 | 32.0287 | 3.5947 | 74.756 | 0 | 12.7774 | 74.756 | 0 | 0 | 10.952 | 10.952 | 4.2713 | 0 | 4.2713 | 0 | 4.2713
2016-10-27 12:00 | 1.6 | 0 | 19.4658 | 0 | 11.802 | 93.3962 | 29.6678 | 42.2541 | 9.081 | 0.8 | 34.9179 | 3.919 | 77.172 | 0 | 13 | 73.381 | 2.218 | 0.73933 | 12.5413 | 12.5413 | 4.6028 | 0.28834 | 4.8911 | 0 | 4.8911
2016-10-27 13:00 | 1.6 | 0 | 0 | 15.6853 | 11.416 | 93.3962 | 25.5013 | 36.3201 | 7.8057 | 0.8 | 46.2809 | 5.1943 | 82.601 | 0 | 13 | 71.371 | 6.57 | 2.19 | 13.606 | 29.2913 | 4.4522 | 0.8541 | 5.3063 | 6.1173 | 11.4236
2016-10-27 14:00 | 1.38 | 0 | 2.1196 | 0 | 11.667 | 95.4098 | 12.4066 | 17.67 | 3.7975 | 0.8 | 0 | 0 | 17.67 | 0 | 3.7975 | 0 | 10.337 | 3.4457 | 15.1127 | 15.1127 | 4.5501 | 1.3438 | 5.8939 | 0 | 5.8939
2016-10-27 15:00 | 1.09 | 0 | 4.017 | 0 | 12.073 | 99.226 | 15 | 21.3636 | 4.5914 | 0.8 | 69.7854 | 7.8323 | 91.149 | 0 | 12.4236 | 68.207 | 13.421 | 4.4737 | 16.5467 | 16.5467 | 4.7085 | 1.7447 | 6.4532 | 0 | 6.4532
2016-10-27 16:00 | 0.98 | 0 | 3.888 | 0 | 12.092 | 102.9196 | 15 | 21.3636 | 4.5914 | 0.8 | 72.7124 | 8.1608 | 94.076 | 0 | 12.7521 | 67.123 | 15.767 | 5.2557 | 17.3477 | 17.3477 | 4.7159 | 2.0497 | 6.7656 | 0 | 6.7656
2016-10-27 17:00 | 0.76 | 0 | 19.577 | 0 | 11.183 | 121.5177 | 30 | 42.7273 | 9.1827 | 0.8 | 23.6527 | 2.6546 | 66.38 | 0 | 11.8374 | 66.38 | 0 | 0 | 11.183 | 11.183 | 4.3614 | 0 | 4.3614 | 0 | 4.3614
2016-10-27 18:00 | 0.18 | 0 | 18.353 | 0 | 11.827 | 138.9531 | 30 | 42.7273 | 9.1827 | 0.8 | 23.2437 | 2.6087 | 65.971 | 0 | 11.7915 | 65.971 | 0 | 0 | 11.827 | 11.827 | 4.6125 | 0 | 4.6125 | 0 | 4.6125
2016-10-27 19:00 | 0.01 | 0 | 13.539 | 0 | 16.471 | 151.8151 | 30 | 42.7273 | 9.1827 | 0.8 | 23.2297 | 2.6072 | 65.957 | 0 | 11.7899 | 65.957 | 0 | 0 | 16.471 | 16.471 | 6.4237 | 0 | 6.4237 | 0 | 6.4237
2016-10-27 20:00 | 0 | 21.192 | 0 | 0 | 21.192 | 129.5077 | 0 | 0 | 0 | 0 | 0 | 0 | 0 | 0 | 0 | 0 | 0 | 0 | 21.192 | 21.192 | 8.2649 | 0 | 8.2649 | 0 | 8.2649
2016-10-27 21:00 | 0 | 22.501 | 0 | 0 | 22.501 | 105.8225 | 0 | 0 | 0 | 0 | 0 | 0 | 0 | 0 | 0 | 0 | 0 | 0 | 22.501 | 22.501 | 8.7754 | 0 | 8.7754 | 0 | 8.7754
2016-10-27 22:00 | 0 | 21.32 | 0 | 0 | 21.32 | 83.3804 | 0 | 0 | 0 | 0 | 0 | 0 | 0 | 0 | 0 | 0 | 0 | 0 | 21.32 | 21.32 | 8.3148 | 0 | 8.3148 | 0 | 8.3148
2016-10-27 23:00 | 0 | 18.99 | 0 | 0 | 18.99 | 63.3909 | 0 | 0 | 0 | 0 | 0 | 0 | 0 | 0 | 0 | 0 | 0 | 0 | 18.99 | 18.99 | 7.4061 | 0 | 7.4061 | 0 | 7.4061
2016-10-28 | 0 | 6.058 | 0 | 0 | 15.086 | 57.014 | 9.028 | 12.858 | 2.7634 | 0.8 | 0 | 0 | 12.858 | 0 | 2.7634 | 0 | 7.522 | 2.5073 | 17.5933 | 17.5933 | 5.8835 | 0.97786 | 6.8614 | 0 | 6.8614
2016-10-28 01:00 | 0 | 0.66945 | 0 | 0 | 13.049 | 56.3093 | 12.3796 | 17.6315 | 3.7893 | 0.626 | 0 | 0 | 11.104 | 6.5275 | 3.7893 | 0 | 6.496 | 2.1653 | 15.2143 | 15.2143 | 5.0891 | 0.84448 | 5.9336 | 0 | 5.9336
2016-10-28 02:00 | 0 | 5.109 | 0 | 0 | 12.609 | 50.9314 | 7.5 | 10.6818 | 2.2957 | 0.78936 | 0 | 0 | 10.44 | 0.24182 | 2.2957 | 0 | 6.107 | 2.0357 | 14.6447 | 14.6447 | 4.9175 | 0.79391 | 5.7114 | 0 | 5.7114
2016-10-28 03:00 | 0 | 0 | 0 | 0 | 11.337 | 50.9314 | 11.337 | 16.1466 | 3.4702 | 0.60644 | 0 | 0 | 9.497 | 6.6496 | 3.4702 | 0 | 5.556 | 1.852 | 13.189 | 13.189 | 4.4214 | 0.72228 | 5.1437 | 0 | 5.1437
2016-10-28 04:00 | 0 | 0 | 0 | 0 | 10.707 | 50.9314 | 10.707 | 15.2494 | 3.2773 | 0.59577 | 0 | 0 | 8.623 | 6.6264 | 3.2773 | 0 | 5.044 | 1.6813 | 12.3883 | 12.3883 | 4.1757 | 0.65572 | 4.8315 | 0 | 4.8315
2016-10-28 05:00 | 0 | 10.031 | 0 | 0 | 10.031 | 40.3725 | 0 | 0 | 0 | 0 | 0 | 0 | 0 | 0 | 0 | 0 | 0 | 0 | 10.031 | 10.031 | 3.9121 | 0 | 3.9121 | 0 | 3.9121
2016-10-28 06:00 | 0.01 | 9.509 | 0 | 0 | 9.519 | 30.363 | 0 | 0 | 0 | 0 | 0 | 0 | 0 | 0 | 0 | 0 | 0 | 0 | 9.519 | 9.519 | 3.7124 | 0 | 3.7124 | 0 | 3.7124
2016-10-28 07:00 | 0.22 | 0 | 0 | 0 | 8.928 | 30.363 | 8.708 | 12.4023 | 2.6654 | 0.33 | 0 | 0 | 0 | 12.4023 | 2.6654 | 0 | 0 | 0 | 8.928 | 8.928 | 3.4819 | 0 | 3.4819 | 0 | 3.4819
2016-10-28 08:00 | 0.71 | 0 | 0 | 0 | 9.244 | 30.363 | 8.534 | 12.1545 | 2.6122 | 0.33 | 0 | 0 | 0 | 12.1545 | 2.6122 | 0 | 0 | 0 | 9.244 | 9.244 | 3.6052 | 0 | 3.6052 | 0 | 3.6052
2016-10-28 09:00 | 1.08 | 0 | 0 | 21.406 | 9.674 | 30.363 | 30 | 42.7273 | 9.1827 | 0.8 | 29.9807 | 3.3648 | 72.708 | 0 | 12.5476 | 72.708 | 0 | 0 | 9.674 | 31.08 | 3.7729 | 0 | 3.7729 | 8.3483 | 12.1212
2016-10-28 10:00 | 1.54 | 0 | 21.323 | 0 | 10.217 | 50.6199 | 30 | 42.7273 | 9.1827 | 0.8 | 30.0557 | 3.3733 | 72.783 | 0 | 12.556 | 72.783 | 0 | 0 | 10.217 | 10.217 | 3.9846 | 0 | 3.9846 | 0 | 3.9846
2016-10-28 11:00 | 1.57 | 0 | 5.5724 | 15.6526 | 10.345 | 55.9136 | 30 | 42.7273 | 9.1827 | 0.8 | 30.1207 | 3.3806 | 72.848 | 0 | 12.5633 | 72.848 | 0 | 0 | 10.345 | 25.9976 | 4.0346 | 0 | 4.0346 | 6.1045 | 10.1391
2016-10-28 12:00 | 1.53 | 0 | 17.6744 | 0 | 11.01 | 72.7043 | 27.1544 | 38.6744 | 8.3117 | 0.8 | 41.7726 | 4.6883 | 80.447 | 0 | 13 | 72.168 | 4.843 | 1.6143 | 12.6243 | 12.6243 | 4.2939 | 0.62959 | 4.9235 | 0 | 4.9235
2016-10-28 13:00 | 1.65 | 0 | 15.6215 | 0 | 10.318 | 87.5447 | 24.2895 | 34.5942 | 7.4348 | 0.8 | 49.5858 | 5.5652 | 84.18 | 0 | 13 | 70.786 | 7.835 | 2.6117 | 12.9297 | 12.9297 | 4.024 | 1.0186 | 5.0426 | 0 | 5.0426
2016-10-28 14:00 | 1.61 | 0 | 4.202 | 0 | 10.516 | 91.5367 | 13.108 | 18.669 | 4.0123 | 0.8 | 0 | 0 | 18.669 | 0 | 4.0123 | 0 | 10.921 | 3.6403 | 14.1563 | 14.1563 | 4.1012 | 1.4197 | 5.521 | 0 | 5.521
2016-10-28 15:00 | 1.47 | 0 | 5.674 | 0 | 10.796 | 96.927 | 15 | 21.3636 | 4.5914 | 0.8 | 69.7304 | 7.8261 | 91.094 | 0 | 12.4174 | 68.227 | 13.377 | 4.459 | 15.255 | 15.255 | 4.2104 | 1.739 | 5.9494 | 0 | 5.9494
2016-10-28 16:00 | 1.12 | 0 | 4.717 | 0 | 11.403 | 101.4081 | 15 | 21.3636 | 4.5914 | 0.8 | 71.8504 | 8.064 | 93.214 | 0 | 12.6554 | 67.442 | 15.076 | 5.0253 | 16.4283 | 16.4283 | 4.4472 | 1.9599 | 6.4071 | 0 | 6.4071
2016-10-28 17:00 | 0.59 | 0 | 19.806 | 0 | 10.784 | 120.2238 | 30 | 42.7273 | 9.1827 | 0.8 | 24.2727 | 2.7242 | 67 | 0 | 11.9069 | 67 | 0 | 0 | 10.784 | 10.784 | 4.2058 | 0 | 4.2058 | 0 | 4.2058
2016-10-28 18:00 | 0.1 | 0 | 18.816 | 0 | 11.284 | 138.099 | 30 | 42.7273 | 9.1827 | 0.8 | 24.2127 | 2.7175 | 66.94 | 0 | 11.9002 | 66.94 | 0 | 0 | 11.284 | 11.284 | 4.4008 | 0 | 4.4008 | 0 | 4.4008
2016-10-28 19:00 | 0.01 | 0 | 14.438 | 0 | 15.572 | 151.8151 | 30 | 42.7273 | 9.1827 | 0.8 | 24.4037 | 2.7389 | 67.131 | 0 | 11.9217 | 67.131 | 0 | 0 | 15.572 | 15.572 | 6.0731 | 0 | 6.0731 | 0 | 6.0731
2016-10-28 20:00 | 0 | 20.735 | 0 | 0 | 20.735 | 129.9888 | 0 | 0 | 0 | 0 | 0 | 0 | 0 | 0 | 0 | 0 | 0 | 0 | 20.735 | 20.735 | 8.0867 | 0 | 8.0867 | 0 | 8.0867
2016-10-28 21:00 | 0 | 21.934 | 0 | 0 | 21.934 | 106.9004 | 0 | 0 | 0 | 0 | 0 | 0 | 0 | 0 | 0 | 0 | 0 | 0 | 21.934 | 21.934 | 8.5543 | 0 | 8.5543 | 0 | 8.5543
2016-10-28 22:00 | 0 | 20.641 | 0 | 0 | 20.641 | 85.173 | 0 | 0 | 0 | 0 | 0 | 0 | 0 | 0 | 0 | 0 | 0 | 0 | 20.641 | 20.641 | 8.05 | 0 | 8.05 | 0 | 8.05
2016-10-28 23:00 | 0 | 18.303 | 0 | 0 | 18.303 | 65.9067 | 0 | 0 | 0 | 0 | 0 | 0 | 0 | 0 | 0 | 0 | 0 | 0 | 18.303 | 18.303 | 7.1382 | 0 | 7.1382 | 0 | 7.1382
2016-10-29 | 0 | 6.9401 | 0 | 0 | 14.818 | 58.6013 | 7.8779 | 11.22 | 2.4113 | 0.8 | 0 | 0 | 11.22 | 0 | 2.4113 | 0 | 6.564 | 2.188 | 17.006 | 17.006 | 5.779 | 0.85332 | 6.6323 | 0 | 6.6323
2016-10-29 01:00 | 0 | 5.633 | 0 | 0 | 13.133 | 52.6718 | 7.5 | 10.6818 | 2.2957 | 0.75596 | 0 | 0 | 9.681 | 1.0008 | 2.2957 | 0 | 5.663 | 1.8877 | 15.0207 | 15.0207 | 5.1219 | 0.73619 | 5.8581 | 0 | 5.8581
2016-10-29 02:00 | 0 | 0.26436 | 0 | 0 | 12.683 | 52.3935 | 12.4186 | 17.6872 | 3.8012 | 0.55497 | 0 | 0 | 8.466 | 9.2212 | 3.8012 | 0 | 4.953 | 1.651 | 14.334 | 14.334 | 4.9464 | 0.64389 | 5.5903 | 0 | 5.5903
2016-10-29 03:00 | 0 | 4.217 | 0 | 0 | 11.717 | 47.9546 | 7.5 | 10.6818 | 2.2957 | 0.65124 | 0 | 0 | 7.301 | 3.3808 | 2.2957 | 0 | 4.271 | 1.4237 | 13.1407 | 13.1407 | 4.5696 | 0.55523 | 5.1249 | 0 | 5.1249
2016-10-29 04:00 | 0 | 0 | 0 | 0 | 11.322 | 47.9546 | 11.322 | 16.1253 | 3.4656 | 0.5087 | 0 | 0 | 6.131 | 9.9943 | 3.4656 | 0 | 3.586 | 1.1953 | 12.5173 | 12.5173 | 4.4156 | 0.46618 | 4.8818 | 0 | 4.8818
2016-10-29 05:00 | 0 | 0 | 0 | 0 | 9.972 | 47.9546 | 9.972 | 14.2025 | 3.0523 | 0.33 | 0 | 0 | 0 | 14.2025 | 3.0523 | 0 | 0 | 0 | 9.972 | 9.972 | 3.8891 | 0 | 3.8891 | 0 | 3.8891
2016-10-29 06:00 | 0.01 | 0 | 0 | 0 | 10.053 | 47.9546 | 10.043 | 14.3037 | 3.0741 | 0.33 | 0 | 0 | 0 | 14.3037 | 3.0741 | 0 | 0 | 0 | 10.053 | 10.053 | 3.9207 | 0 | 3.9207 | 0 | 3.9207
2016-10-29 07:00 | 0.24 | 8.431 | 0 | 0 | 8.671 | 39.0799 | 0 | 0 | 0 | 0 | 0 | 0 | 0 | 0 | 0 | 0 | 0 | 0 | 8.671 | 8.671 | 3.3817 | 0 | 3.3817 | 0 | 3.3817
2016-10-29 08:00 | 0.74 | 8.281 | 0 | 0 | 9.021 | 30.363 | 0 | 0 | 0 | 0 | 0 | 0 | 0 | 0 | 0 | 0 | 0 | 0 | 9.021 | 9.021 | 3.5182 | 0 | 3.5182 | 0 | 3.5182
2016-10-29 09:00 | 1.17 | 0 | 0 | 22.211 | 8.959 | 30.363 | 30 | 42.7273 | 9.1827 | 0.8 | 30.8807 | 3.4659 | 73.608 | 0 | 12.6486 | 73.608 | 0 | 0 | 8.959 | 31.17 | 3.494 | 0 | 3.494 | 8.6623 | 12.1563
2016-10-29 10:00 | 1.57 | 0 | 3.8389 | 17.9781 | 9.753 | 34.01 | 30 | 42.7273 | 9.1827 | 0.8 | 30.9547 | 3.4742 | 73.682 | 0 | 12.6569 | 73.682 | 0 | 0 | 9.753 | 27.7311 | 3.8037 | 0 | 3.8037 | 7.0115 | 10.8151
2016-10-29 11:00 | 1.68 | 0 | 21.645 | 0 | 10.035 | 54.5727 | 30 | 42.7273 | 9.1827 | 0.8 | 31.0537 | 3.4853 | 73.781 | 0 | 12.668 | 73.781 | 0 | 0 | 10.035 | 10.035 | 3.9137 | 0 | 3.9137 | 0 | 3.9137
2016-10-29 12:00 | 1.65 | 0 | 18.8917 | 0 | 10.839 | 72.5198 | 28.0807 | 39.9937 | 8.5953 | 0.8 | 39.2463 | 4.4047 | 79.24 | 0 | 13 | 72.615 | 3.875 | 1.2917 | 12.1307 | 12.1307 | 4.2272 | 0.50375 | 4.731 | 0 | 4.731
2016-10-29 13:00 | 1.56 | 0 | 15.0291 | 0 | 10.759 | 86.7975 | 24.2281 | 34.5067 | 7.416 | 0.8 | 49.7533 | 5.584 | 84.26 | 0 | 13 | 70.757 | 7.9 | 2.6333 | 13.3923 | 13.3923 | 4.196 | 1.027 | 5.223 | 0 | 5.223
2016-10-29 14:00 | 1.56 | 0 | 4.4806 | 0 | 10.773 | 91.0541 | 13.6936 | 19.503 | 4.1915 | 0.8 | 0 | 0 | 19.503 | 0 | 4.1915 | 0 | 11.409 | 3.803 | 14.576 | 14.576 | 4.2015 | 1.4832 | 5.6846 | 0 | 5.6846
2016-10-29 15:00 | 1.04 | 0 | 5.362 | 0 | 10.678 | 96.148 | 15 | 21.3636 | 4.5914 | 0.8 | 70.8974 | 7.9571 | 92.261 | 0 | 12.5484 | 67.795 | 14.312 | 4.7707 | 15.4487 | 15.4487 | 4.1644 | 1.8606 | 6.025 | 0 | 6.025
2016-10-29 16:00 | 0.79 | 0 | 4.876 | 0 | 10.914 | 100.7802 | 15 | 21.3636 | 4.5914 | 0.8 | 73.4794 | 8.2468 | 94.843 | 0 | 12.8382 | 66.839 | 16.382 | 5.4607 | 16.3747 | 16.3747 | 4.2565 | 2.1297 | 6.3861 | 0 | 6.3861
2016-10-29 17:00 | 0.57 | 0 | 20.004 | 0 | 10.566 | 119.784 | 30 | 42.7273 | 9.1827 | 0.8 | 23.5707 | 2.6454 | 66.298 | 0 | 11.8282 | 66.298 | 0 | 0 | 10.566 | 10.566 | 4.1207 | 0 | 4.1207 | 0 | 4.1207
2016-10-29 18:00 | 0.1 | 0 | 19.026 | 0 | 11.074 | 137.8587 | 30 | 42.7273 | 9.1827 | 0.8 | 23.3467 | 2.6203 | 66.074 | 0 | 11.803 | 66.074 | 0 | 0 | 11.074 | 11.074 | 4.3189 | 0 | 4.3189 | 0 | 4.3189
2016-10-29 19:00 | 0.01 | 0 | 14.691 | 0 | 15.319 | 151.8151 | 30 | 42.7273 | 9.1827 | 0.8 | 23.4007 | 2.6263 | 66.128 | 0 | 11.8091 | 66.128 | 0 | 0 | 15.319 | 15.319 | 5.9744 | 0 | 5.9744 | 0 | 5.9744
2016-10-29 20:00 | 0 | 20.265 | 0 | 0 | 20.265 | 130.4835 | 0 | 0 | 0 | 0 | 0 | 0 | 0 | 0 | 0 | 0 | 0 | 0 | 20.265 | 20.265 | 7.9034 | 0 | 7.9034 | 0 | 7.9034
2016-10-29 21:00 | 0 | 21.464 | 0 | 0 | 21.464 | 107.8899 | 0 | 0 | 0 | 0 | 0 | 0 | 0 | 0 | 0 | 0 | 0 | 0 | 21.464 | 21.464 | 8.371 | 0 | 8.371 | 0 | 8.371
2016-10-29 22:00 | 0 | 21.012 | 0 | 0 | 21.012 | 85.772 | 0 | 0 | 0 | 0 | 0 | 0 | 0 | 0 | 0 | 0 | 0 | 0 | 21.012 | 21.012 | 8.1947 | 0 | 8.1947 | 0 | 8.1947
2016-10-29 23:00 | 0 | 18.316 | 0 | 0 | 18.316 | 66.492 | 0 | 0 | 0 | 0 | 0 | 0 | 0 | 0 | 0 | 0 | 0 | 0 | 18.316 | 18.316 | 7.1432 | 0 | 7.1432 | 0 | 7.1432
2016-10-30 | 0 | 5.375 | 0 | 0 | 15.209 | 60.8341 | 9.834 | 14.006 | 3.0101 | 0.8 | 0 | 0 | 14.006 | 0 | 3.0101 | 0 | 8.194 | 2.7313 | 17.9403 | 17.9403 | 5.9315 | 1.0652 | 6.9967 | 0 | 6.9967
2016-10-30 01:00 | 0 | 0.81749 | 0 | 0 | 13.46 | 59.9735 | 12.6425 | 18.006 | 3.8698 | 0.64281 | 0 | 0 | 11.984 | 6.022 | 3.8698 | 0 | 7.011 | 2.337 | 15.797 | 15.797 | 5.2494 | 0.91143 | 6.1608 | 0 | 6.1608
2016-10-30 02:00 | 0 | 0 | 0 | 0 | 12.834 | 59.9735 | 12.834 | 18.2787 | 3.9284 | 0.59525 | 0 | 0 | 10.316 | 7.9627 | 3.9284 | 0 | 6.035 | 2.0117 | 14.8457 | 14.8457 | 5.0053 | 0.78455 | 5.7898 | 0 | 5.7898
2016-10-30 03:00 | 0 | 4.401 | 0 | 0 | 11.901 | 55.3409 | 7.5 | 10.6818 | 2.2957 | 0.72455 | 0 | 0 | 8.967 | 1.7148 | 2.2957 | 0 | 5.246 | 1.7487 | 13.6497 | 13.6497 | 4.6414 | 0.68198 | 5.3234 | 0 | 5.3234
2016-10-30 04:00 | 0 | 4.001 | 0 | 0 | 11.501 | 51.1293 | 7.5 | 10.6818 | 2.2957 | 0.67932 | 0 | 0 | 7.939 | 2.7428 | 2.2957 | 0 | 4.645 | 1.5483 | 13.0493 | 13.0493 | 4.4854 | 0.60385 | 5.0892 | 0 | 5.0892
2016-10-30 05:00 | 0 | 10.254 | 0 | 0 | 10.254 | 40.3357 | 0 | 0 | 0 | 0 | 0 | 0 | 0 | 0 | 0 | 0 | 0 | 0 | 10.254 | 10.254 | 3.9991 | 0 | 3.9991 | 0 | 3.9991
2016-10-30 06:00 | 0.01 | 1.625 | 0 | 0 | 9.135 | 38.6251 | 7.5 | 10.6818 | 2.2957 | 0.33 | 0 | 0 | 0 | 10.6818 | 2.2957 | 0 | 0 | 0 | 9.135 | 9.135 | 3.5627 | 0 | 3.5627 | 0 | 3.5627
2016-10-30 07:00 | 0.23 | 7.849 | 0 | 0 | 8.079 | 30.363 | 0 | 0 | 0 | 0 | 0 | 0 | 0 | 0 | 0 | 0 | 0 | 0 | 8.079 | 8.079 | 3.1508 | 0 | 3.1508 | 0 | 3.1508
2016-10-30 08:00 | 0.7 | 0 | 0 | 0 | 8.469 | 30.363 | 7.769 | 11.0649 | 2.378 | 0.33 | 0 | 0 | 0 | 11.0649 | 2.378 | 0 | 0 | 0 | 8.469 | 8.469 | 3.3029 | 0 | 3.3029 | 0 | 3.3029
2016-10-30 09:00 | 0.96 | 0 | 0 | 22.043 | 8.917 | 30.363 | 30 | 42.7273 | 9.1827 | 0.8 | 31.0287 | 3.4825 | 73.756 | 0 | 12.6652 | 73.756 | 0 | 0 | 8.917 | 30.96 | 3.4776 | 0 | 3.4776 | 8.5968 | 12.0744
2016-10-30 10:00 | 1.49 | 0 | 21.855 | 0 | 9.635 | 51.1253 | 30 | 42.7273 | 9.1827 | 0.8 | 31.2387 | 3.506 | 73.966 | 0 | 12.6888 | 73.966 | 0 | 0 | 9.635 | 9.635 | 3.7576 | 0 | 3.7576 | 0 | 3.7576
2016-10-30 11:00 | 1.66 | 0 | 6.4855 | 14.7035 | 10.471 | 57.2865 | 30 | 42.7273 | 9.1827 | 0.8 | 31.3617 | 3.5198 | 74.089 | 0 | 12.7026 | 74.089 | 0 | 0 | 10.471 | 25.1745 | 4.0837 | 0 | 4.0837 | 5.7343 | 9.818
2016-10-30 12:00 | 1.79 | 0 | 19.3216 | 0 | 10.952 | 75.6421 | 28.4836 | 40.5676 | 8.7186 | 0.8 | 38.1474 | 4.2814 | 78.715 | 0 | 13 | 72.81 | 3.454 | 1.1513 | 12.1033 | 12.1033 | 4.2713 | 0.44902 | 4.7203 | 0 | 4.7203
2016-10-30 13:00 | 1.75 | 0 | 14.863 | 0 | 10.733 | 89.7619 | 23.846 | 33.9624 | 7.299 | 0.8 | 50.7956 | 5.701 | 84.758 | 0 | 13 | 70.573 | 8.298 | 2.766 | 13.499 | 13.499 | 4.1859 | 1.0787 | 5.2646 | 0 | 5.2646
2016-10-30 14:00 | 1.64 | 0 | 6.089 | 0 | 10.551 | 95.5464 | 15 | 21.3636 | 4.5914 | 0.8 | 1.8024 | 0.20229 | 23.166 | 0 | 4.7937 | 0 | 13.552 | 4.5173 | 15.0683 | 15.0683 | 4.1149 | 1.7618 | 5.8767 | 0 | 5.8767
2016-10-30 15:00 | 1.51 | 0 | 5.229 | 0 | 11.281 | 100.514 | 15 | 21.3636 | 4.5914 | 0.8 | 73.5324 | 8.2528 | 94.896 | 0 | 12.8442 | 66.82 | 16.425 | 5.475 | 16.756 | 16.756 | 4.3996 | 2.1353 | 6.5348 | 0 | 6.5348
2016-10-30 16:00 | 1.17 | 0 | 3.9612 | 0 | 11.408 | 104.2771 | 14.1992 | 20.2231 | 4.3463 | 0.8 | 77.1049 | 8.6537 | 97.328 | 0 | 13 | 65.92 | 18.374 | 6.1247 | 17.5327 | 17.5327 | 4.4491 | 2.3886 | 6.8377 | 0 | 6.8377
2016-10-30 17:00 | 0.75 | 0 | 19.101 | 0 | 11.649 | 122.4231 | 30 | 42.7273 | 9.1827 | 0.8 | 22.6787 | 2.5453 | 65.406 | 0 | 11.728 | 65.406 | 0 | 0 | 11.649 | 11.649 | 4.5431 | 0 | 4.5431 | 0 | 4.5431
2016-10-30 18:00 | 0.16 | 0 | 17.922 | 0 | 12.238 | 139.449 | 30 | 42.7273 | 9.1827 | 0.8 | 22.5837 | 2.5346 | 65.311 | 0 | 11.7174 | 65.311 | 0 | 0 | 12.238 | 12.238 | 4.7728 | 0 | 4.7728 | 0 | 4.7728
2016-10-30 19:00 | 0.01 | 0 | 13.017 | 0 | 16.993 | 151.8151 | 30 | 42.7273 | 9.1827 | 0.8 | 22.9067 | 2.5709 | 65.634 | 0 | 11.7536 | 65.634 | 0 | 0 | 16.993 | 16.993 | 6.6273 | 0 | 6.6273 | 0 | 6.6273
2016-10-30 20:00 | 0 | 15.657 | 0 | 0 | 23.157 | 135.3341 | 7.5 | 10.6818 | 2.2957 | 0.33 | 0 | 0 | 0 | 10.6818 | 2.2957 | 0 | 0 | 0 | 23.157 | 23.157 | 9.0312 | 0 | 9.0312 | 0 | 9.0312
2016-10-30 21:00 | 0 | 21.74 | 0 | 0 | 21.74 | 112.4499 | 0 | 0 | 0 | 0 | 0 | 0 | 0 | 0 | 0 | 0 | 0 | 0 | 21.74 | 21.74 | 8.4786 | 0 | 8.4786 | 0 | 8.4786
2016-10-30 22:00 | 0 | 21.436 | 0 | 0 | 21.436 | 89.8856 | 0 | 0 | 0 | 0 | 0 | 0 | 0 | 0 | 0 | 0 | 0 | 0 | 21.436 | 21.436 | 8.36 | 0 | 8.36 | 0 | 8.36
2016-10-30 23:00 | 0 | 19.239 | 0 | 0 | 19.239 | 69.6341 | 0 | 0 | 0 | 0 | 0 | 0 | 0 | 0 | 0 | 0 | 0 | 0 | 19.239 | 19.239 | 7.5032 | 0 | 7.5032 | 0 | 7.5032
2016-10-31 | 0 | 5.7546 | 0 | 0 | 15.597 | 63.5766 | 9.8424 | 14.018 | 3.0127 | 0.8 | 0 | 0 | 14.018 | 0 | 3.0127 | 0 | 8.201 | 2.7337 | 18.3307 | 18.3307 | 6.0828 | 1.0661 | 7.149 | 0 | 7.149
2016-10-31 01:00 | 0 | 1.3899 | 0 | 0 | 14.122 | 62.1135 | 12.7321 | 18.1336 | 3.8972 | 0.65251 | 0 | 0 | 12.443 | 5.6906 | 3.8972 | 0 | 7.279 | 2.4263 | 16.5483 | 16.5483 | 5.5076 | 0.94627 | 6.4539 | 0 | 6.4539
2016-10-31 02:00 | 0 | 0 | 0 | 0 | 13.324 | 62.1135 | 13.324 | 18.9766 | 4.0784 | 0.60824 | 0 | 0 | 11.234 | 7.7426 | 4.0784 | 0 | 6.572 | 2.1907 | 15.5147 | 15.5147 | 5.1964 | 0.85436 | 6.0507 | 0 | 6.0507
2016-10-31 03:00 | 0 | 4.335 | 0 | 0 | 11.835 | 57.5504 | 7.5 | 10.6818 | 2.2957 | 0.77673 | 0 | 0 | 10.153 | 0.52882 | 2.2957 | 0 | 5.939 | 1.9797 | 13.8147 | 13.8147 | 4.6156 | 0.77207 | 5.3877 | 0 | 5.3877
2016-10-31 04:00 | 0 | 0 | 0 | 0 | 10.78 | 57.5504 | 10.78 | 15.3533 | 3.2997 | 0.61197 | 0 | 0 | 9.211 | 6.1423 | 3.2997 | 0 | 5.389 | 1.7963 | 12.5763 | 12.5763 | 4.2042 | 0.70057 | 4.9048 | 0 | 4.9048
2016-10-31 05:00 | 0 | 9.731 | 0 | 0 | 9.731 | 47.3072 | 0 | 0 | 0 | 0 | 0 | 0 | 0 | 0 | 0 | 0 | 0 | 0 | 9.731 | 9.731 | 3.7951 | 0 | 3.7951 | 0 | 3.7951
2016-10-31 06:00 | 0.01 | 0 | 0 | 0 | 8.867 | 47.3072 | 8.857 | 12.6145 | 2.711 | 0.33 | 0 | 0 | 0 | 12.6145 | 2.711 | 0 | 0 | 0 | 8.867 | 8.867 | 3.4581 | 0 | 3.4581 | 0 | 3.4581
2016-10-31 07:00 | 0.21 | 7.95 | 0 | 0 | 8.16 | 38.9388 | 0 | 0 | 0 | 0 | 0 | 0 | 0 | 0 | 0 | 0 | 0 | 0 | 8.16 | 8.16 | 3.1824 | 0 | 3.1824 | 0 | 3.1824
2016-10-31 08:00 | 0.48 | 8.147 | 0 | 0 | 8.627 | 30.363 | 0 | 0 | 0 | 0 | 0 | 0 | 0 | 0 | 0 | 0 | 0 | 0 | 8.627 | 8.627 | 3.3645 | 0 | 3.3645 | 0 | 3.3645
2016-10-31 09:00 | 1.02 | 0 | 21.954 | 0 | 9.066 | 51.2193 | 30 | 42.7273 | 9.1827 | 0.8 | 29.7447 | 3.3384 | 72.472 | 0 | 12.5211 | 72.472 | 0 | 0 | 9.066 | 9.066 | 3.5357 | 0 | 3.5357 | 0 | 3.5357
2016-10-31 10:00 | 1.36 | 0 | 21.474 | 0 | 9.886 | 71.6196 | 30 | 42.7273 | 9.1827 | 0.8 | 29.8677 | 3.3522 | 72.595 | 0 | 12.5349 | 72.595 | 0 | 0 | 9.886 | 9.886 | 3.8555 | 0 | 3.8555 | 0 | 3.8555
2016-10-31 11:00 | 1.7 | 0 | 0 | 21.04 | 10.66 | 71.6196 | 30 | 42.7273 | 9.1827 | 0.8 | 29.9457 | 3.3609 | 72.673 | 0 | 12.5436 | 72.673 | 0 | 0 | 10.66 | 31.7 | 4.1574 | 0 | 4.1574 | 8.2056 | 12.363
2016-10-31 12:00 | 1.74 | 0 | 16.856 | 0 | 11.469 | 87.6328 | 26.585 | 37.8634 | 8.1374 | 0.8 | 43.3256 | 4.8626 | 81.189 | 0 | 13 | 71.894 | 5.438 | 1.8127 | 13.2817 | 13.2817 | 4.4729 | 0.70694 | 5.1799 | 0 | 5.1799
2016-10-31 13:00 | 1.7 | 0 | 9.8649 | 4.5691 | 10.93 | 97.0045 | 23.6641 | 33.7034 | 7.2434 | 0.8 | 51.2916 | 5.7566 | 84.995 | 0 | 13 | 70.485 | 8.489 | 2.8297 | 13.7597 | 18.3288 | 4.2627 | 1.1036 | 5.3663 | 1.782 | 7.1482
2016-10-31 14:00 | 1.55 | 0 | 3.9424 | 0 | 11.344 | 100.7498 | 13.7364 | 19.564 | 4.2046 | 0.8 | 0 | 0 | 19.564 | 0 | 4.2046 | 0 | 11.445 | 3.815 | 15.159 | 15.159 | 4.4242 | 1.4878 | 5.912 | 0 | 5.912
2016-10-31 15:00 | 1.24 | 0 | 0 | 4.426 | 11.814 | 100.7498 | 15 | 21.3636 | 4.5914 | 0.8 | 70.5914 | 7.9227 | 91.955 | 0 | 12.5141 | 67.908 | 14.068 | 4.6893 | 16.5033 | 20.9293 | 4.6075 | 1.8288 | 6.4363 | 1.7261 | 8.1624
2016-10-31 16:00 | 1.1 | 0 | 4.266 | 0 | 11.834 | 104.8025 | 15 | 21.3636 | 4.5914 | 0.8 | 72.9854 | 8.1914 | 94.349 | 0 | 12.7828 | 67.022 | 15.987 | 5.329 | 17.163 | 17.163 | 4.6153 | 2.0783 | 6.6936 | 0 | 6.6936
2016-10-31 17:00 | 0.56 | 0 | 18.733 | 0 | 11.827 | 122.5988 | 30 | 42.7273 | 9.1827 | 0.8 | 23.7727 | 2.6681 | 66.5 | 0 | 11.8508 | 66.5 | 0 | 0 | 11.827 | 11.827 | 4.6125 | 0 | 4.6125 | 0 | 4.6125
2016-10-31 18:00 | 0.17 | 0 | 17.66 | 0 | 12.51 | 139.3758 | 30 | 42.7273 | 9.1827 | 0.8 | 23.6157 | 2.6505 | 66.343 | 0 | 11.8332 | 66.343 | 0 | 0 | 12.51 | 12.51 | 4.8789 | 0 | 4.8789 | 0 | 4.8789
2016-10-31 19:00 | 0.01 | 0 | 13.094 | 0 | 16.916 | 151.8151 | 30 | 42.7273 | 9.1827 | 0.8 | 23.8557 | 2.6774 | 66.583 | 0 | 11.8601 | 66.583 | 0 | 0 | 16.916 | 16.916 | 6.5972 | 0 | 6.5972 | 0 | 6.5972
2016-10-31 20:00 | 0 | 22.034 | 0 | 0 | 22.034 | 128.6214 | 0 | 0 | 0 | 0 | 0 | 0 | 0 | 0 | 0 | 0 | 0 | 0 | 22.034 | 22.034 | 8.5933 | 0 | 8.5933 | 0 | 8.5933
2016-10-31 21:00 | 0 | 21.91 | 0 | 0 | 21.91 | 105.5583 | 0 | 0 | 0 | 0 | 0 | 0 | 0 | 0 | 0 | 0 | 0 | 0 | 21.91 | 21.91 | 8.5449 | 0 | 8.5449 | 0 | 8.5449
2016-10-31 22:00 | 0 | 21.878 | 0 | 0 | 21.878 | 82.5288 | 0 | 0 | 0 | 0 | 0 | 0 | 0 | 0 | 0 | 0 | 0 | 0 | 21.878 | 21.878 | 8.5324 | 0 | 8.5324 | 0 | 8.5324
2016-10-31 23:00 | 0 | 19.91 | 0 | 0 | 19.91 | 61.5709 | 0 | 0 | 0 | 0 | 0 | 0 | 0 | 0 | 0 | 0 | 0 | 0 | 19.91 | 19.91 | 7.7649 | 0 | 7.7649 | 0 | 7.7649
2016-11-01 | 0 | 6.7575 | 0 | 0 | 16.766 | 54.4578 | 10.0085 | 14.2545 | 3.0635 | 0.68821 | 0 | 0 | 10.864 | 3.3905 | 3.0635 | 0 | 6.355 | 2.1183 | 18.8843 | 18.8843 | 6.5387 | 0.82615 | 7.3649 | 0 | 7.3649
2016-11-01 01:00 | 0 | 0 | 0 | 0 | 14.162 | 54.4578 | 14.162 | 20.1701 | 4.3349 | 0.53713 | 0 | 0 | 8.889 | 11.2811 | 4.3349 | 0 | 5.2 | 1.7333 | 15.8953 | 15.8953 | 5.5232 | 0.676 | 6.1992 | 0 | 6.1992
2016-11-01 02:00 | 0 | 0 | 0 | 0 | 13.014 | 54.4578 | 13.014 | 18.5351 | 3.9835 | 0.51635 | 0 | 0 | 7.349 | 11.1861 | 3.9835 | 0 | 4.299 | 1.433 | 14.447 | 14.447 | 5.0755 | 0.55887 | 5.6343 | 0 | 5.6343
2016-11-01 03:00 | 0 | 0 | 0 | 0 | 12.435 | 54.4578 | 12.435 | 17.7105 | 3.8062 | 0.49698 | 0 | 0 | 6.292 | 11.4185 | 3.8062 | 0 | 3.681 | 1.227 | 13.662 | 13.662 | 4.8496 | 0.47853 | 5.3282 | 0 | 5.3282
2016-11-01 04:00 | 0 | 4.26 | 0 | 0 | 11.76 | 49.9735 | 7.5 | 10.6818 | 2.2957 | 0.57878 | 0 | 0 | 5.654 | 5.0278 | 2.2957 | 0 | 3.307 | 1.1023 | 12.8623 | 12.8623 | 4.5864 | 0.42991 | 5.0163 | 0 | 5.0163
2016-11-01 05:00 | 0 | 10.761 | 0 | 0 | 10.761 | 38.6462 | 0 | 0 | 0 | 0 | 0 | 0 | 0 | 0 | 0 | 0 | 0 | 0 | 10.761 | 10.761 | 4.1968 | 0 | 4.1968 | 0 | 4.1968
2016-11-01 06:00 | 0.01 | 0 | 0 | 0 | 9.275 | 38.6462 | 9.265 | 13.1956 | 2.8359 | 0.33 | 0 | 0 | 0 | 13.1956 | 2.8359 | 0 | 0 | 0 | 9.275 | 9.275 | 3.6172 | 0 | 3.6172 | 0 | 3.6172
2016-11-01 07:00 | 0.12 | 7.869 | 0 | 0 | 7.989 | 30.363 | 0 | 0 | 0 | 0 | 0 | 0 | 0 | 0 | 0 | 0 | 0 | 0 | 7.989 | 7.989 | 3.1157 | 0 | 3.1157 | 0 | 3.1157
2016-11-01 08:00 | 0.52 | 0 | 0 | 0 | 8.741 | 30.363 | 8.221 | 11.7087 | 2.5164 | 0.33 | 0 | 0 | 0 | 11.7087 | 2.5164 | 0 | 0 | 0 | 8.741 | 8.741 | 3.409 | 0 | 3.409 | 0 | 3.409
2016-11-01 09:00 | 1.11 | 0 | 0 | 21.577 | 9.533 | 30.363 | 30 | 42.7273 | 9.1827 | 0.8 | 30.9977 | 3.479 | 73.725 | 0 | 12.6617 | 73.725 | 0 | 0 | 9.533 | 31.11 | 3.7179 | 0 | 3.7179 | 8.415 | 12.1329
2016-11-01 10:00 | 1.43 | 0 | 21.422 | 0 | 10.008 | 50.7139 | 30 | 42.7273 | 9.1827 | 0.8 | 31.0237 | 3.4819 | 73.751 | 0 | 12.6646 | 73.751 | 0 | 0 | 10.008 | 10.008 | 3.9031 | 0 | 3.9031 | 0 | 3.9031
2016-11-01 11:00 | 1.42 | 0 | 14.3763 | 6.2397 | 10.804 | 64.3714 | 30 | 42.7273 | 9.1827 | 0.8 | 31.0607 | 3.4861 | 73.788 | 0 | 12.6688 | 73.788 | 0 | 0 | 10.804 | 17.0437 | 4.2136 | 0 | 4.2136 | 2.4335 | 6.647
2016-11-01 12:00 | 1.43 | 0 | 19.3193 | 0 | 11.064 | 82.7247 | 28.9533 | 41.2365 | 8.8623 | 0.8 | 36.8665 | 4.1377 | 78.103 | 0 | 13 | 73.036 | 2.964 | 0.988 | 12.052 | 12.052 | 4.315 | 0.38532 | 4.7003 | 0 | 4.7003
2016-11-01 13:00 | 1.44 | 0 | 14.9295 | 0 | 11.823 | 96.9078 | 25.3125 | 36.0512 | 7.7479 | 0.8 | 46.7958 | 5.2521 | 82.847 | 0 | 13 | 71.28 | 6.767 | 2.2557 | 14.0787 | 14.0787 | 4.611 | 0.87971 | 5.4907 | 0 | 5.4907
2016-11-01 14:00 | 1.29 | 0 | 1.9462 | 0 | 12.64 | 98.7567 | 13.2962 | 18.937 | 4.0698 | 0.8 | 0 | 0 | 18.937 | 0 | 4.0698 | 0 | 11.078 | 3.6927 | 16.3327 | 16.3327 | 4.9296 | 1.4401 | 6.3697 | 0 | 6.3697
2016-11-01 15:00 | 0.94 | 0 | 2.967 | 0 | 12.973 | 101.5753 | 15 | 21.3636 | 4.5914 | 0.8 | 70.8794 | 7.955 | 92.243 | 0 | 12.5464 | 67.802 | 14.298 | 4.766 | 17.739 | 17.739 | 5.0595 | 1.8587 | 6.9182 | 0 | 6.9182
2016-11-01 16:00 | 0.81 | 0 | 2.828 | 0 | 12.982 | 104.2619 | 15 | 21.3636 | 4.5914 | 0.8 | 73.1834 | 8.2136 | 94.547 | 0 | 12.805 | 66.949 | 16.145 | 5.3817 | 18.3637 | 18.3637 | 5.063 | 2.0989 | 7.1618 | 0 | 7.1618
2016-11-01 17:00 | 0.51 | 0 | 18.062 | 0 | 12.448 | 121.4208 | 30 | 42.7273 | 9.1827 | 0.8 | 23.7977 | 2.6709 | 66.525 | 0 | 11.8536 | 66.525 | 0 | 0 | 12.448 | 12.448 | 4.8547 | 0 | 4.8547 | 0 | 4.8547
2016-11-01 18:00 | 0.15 | 0 | 17.828 | 0 | 12.322 | 138.3574 | 30 | 42.7273 | 9.1827 | 0.8 | 23.7177 | 2.6619 | 66.445 | 0 | 11.8447 | 66.445 | 0 | 0 | 12.322 | 12.322 | 4.8056 | 0 | 4.8056 | 0 | 4.8056
2016-11-01 19:00 | 0.02 | 0 | 14.166 | 0 | 15.854 | 151.8151 | 30 | 42.7273 | 9.1827 | 0.8 | 23.9117 | 2.6837 | 66.639 | 0 | 11.8664 | 66.639 | 0 | 0 | 15.854 | 15.854 | 6.1831 | 0 | 6.1831 | 0 | 6.1831
2016-11-01 20:00 | 0 | 21.266 | 0 | 0 | 21.266 | 129.4299 | 0 | 0 | 0 | 0 | 0 | 0 | 0 | 0 | 0 | 0 | 0 | 0 | 21.266 | 21.266 | 8.2937 | 0 | 8.2937 | 0 | 8.2937
2016-11-01 21:00 | 0 | 21.451 | 0 | 0 | 21.451 | 106.8499 | 0 | 0 | 0 | 0 | 0 | 0 | 0 | 0 | 0 | 0 | 0 | 0 | 21.451 | 21.451 | 8.3659 | 0 | 8.3659 | 0 | 8.3659
2016-11-01 22:00 | 0 | 21.261 | 0 | 0 | 21.261 | 84.4699 | 0 | 0 | 0 | 0 | 0 | 0 | 0 | 0 | 0 | 0 | 0 | 0 | 21.261 | 21.261 | 8.2918 | 0 | 8.2918 | 0 | 8.2918
2016-11-01 23:00 | 0 | 19.103 | 0 | 0 | 19.103 | 64.3614 | 0 | 0 | 0 | 0 | 0 | 0 | 0 | 0 | 0 | 0 | 0 | 0 | 19.103 | 19.103 | 7.4502 | 0 | 7.4502 | 0 | 7.4502
2016-11-02 | 0 | 9.898 | 0 | 0 | 17.398 | 53.9425 | 7.5 | 10.6818 | 2.2957 | 0.70994 | 0 | 0 | 8.635 | 2.0468 | 2.2957 | 0 | 5.051 | 1.6837 | 19.0817 | 19.0817 | 6.7852 | 0.65663 | 7.4419 | 0 | 7.4419
2016-11-02 01:00 | 0 | 7.17 | 0 | 0 | 14.67 | 46.3951 | 7.5 | 10.6818 | 2.2957 | 0.64126 | 0 | 0 | 7.074 | 3.6078 | 2.2957 | 0 | 4.138 | 1.3793 | 16.0493 | 16.0493 | 5.7213 | 0.53794 | 6.2592 | 0 | 6.2592
2016-11-02 02:00 | 0 | 5.434 | 0 | 0 | 12.934 | 40.6751 | 7.5 | 10.6818 | 2.2957 | 0.64645 | 0 | 0 | 7.192 | 3.4898 | 2.2957 | 0 | 4.208 | 1.4027 | 14.3367 | 14.3367 | 5.0443 | 0.54704 | 5.5913 | 0 | 5.5913
2016-11-02 03:00 | 0 | 4.794 | 0 | 0 | 12.294 | 35.6288 | 7.5 | 10.6818 | 2.2957 | 0.62836 | 0 | 0 | 6.781 | 3.9008 | 2.2957 | 0 | 3.967 | 1.3223 | 13.6163 | 13.6163 | 4.7947 | 0.51571 | 5.3104 | 0 | 5.3104
2016-11-02 04:00 | 0 | 4.041 | 0 | 0 | 11.541 | 31.3751 | 7.5 | 10.6818 | 2.2957 | 0.59066 | 0 | 0 | 5.924 | 4.7578 | 2.2957 | 0 | 3.466 | 1.1553 | 12.6963 | 12.6963 | 4.501 | 0.45058 | 4.9516 | 0 | 4.9516
2016-11-02 05:00 | 0 | 0.96149 | 0 | 0 | 11.475 | 30.363 | 10.5135 | 14.9738 | 3.2181 | 0.33 | 0 | 0 | 0 | 14.9738 | 3.2181 | 0 | 0 | 0 | 11.475 | 11.475 | 4.4752 | 0 | 4.4752 | 0 | 4.4752
2016-11-02 06:00 | 0 | 0 | 0 | 0 | 9.928 | 30.363 | 9.928 | 14.1399 | 3.0389 | 0.33 | 0 | 0 | 0 | 14.1399 | 3.0389 | 0 | 0 | 0 | 9.928 | 9.928 | 3.8719 | 0 | 3.8719 | 0 | 3.8719
2016-11-02 07:00 | 0.07 | 0 | 0 | 0 | 8.229 | 30.363 | 8.159 | 11.6204 | 2.4974 | 0.33 | 0 | 0 | 0 | 11.6204 | 2.4974 | 0 | 0 | 0 | 8.229 | 8.229 | 3.2093 | 0 | 3.2093 | 0 | 3.2093
2016-11-02 08:00 | 0.26 | 0 | 0 | 0 | 8.952 | 30.363 | 8.692 | 12.3795 | 2.6605 | 0.33 | 0 | 0 | 0 | 12.3795 | 2.6605 | 0 | 0 | 0 | 8.952 | 8.952 | 3.4913 | 0 | 3.4913 | 0 | 3.4913
2016-11-02 09:00 | 0.63 | 0 | 19.3943 | 1.5387 | 9.697 | 48.7876 | 30 | 42.7273 | 9.1827 | 0.8 | 31.0497 | 3.4848 | 73.777 | 0 | 12.6676 | 73.777 | 0 | 0 | 9.697 | 11.2357 | 3.7818 | 0 | 3.7818 | 0.60008 | 4.3819
2016-11-02 10:00 | 0.75 | 0 | 0 | 20.471 | 10.279 | 48.7876 | 30 | 42.7273 | 9.1827 | 0.8 | 31.2447 | 3.5067 | 73.972 | 0 | 12.6894 | 73.972 | 0 | 0 | 10.279 | 30.75 | 4.0088 | 0 | 4.0088 | 7.9837 | 11.9925
2016-11-02 11:00 | 0.75 | 0 | 19.658 | 0 | 11.092 | 67.4627 | 30 | 42.7273 | 9.1827 | 0.8 | 31.4197 | 3.5263 | 74.147 | 0 | 12.7091 | 74.147 | 0 | 0 | 11.092 | 11.092 | 4.3259 | 0 | 4.3259 | 0 | 4.3259
2016-11-02 12:00 | 0.97 | 0 | 17.8058 | 0 | 11.634 | 84.3782 | 28.4698 | 40.5479 | 8.7144 | 0.8 | 38.1851 | 4.2856 | 78.733 | 0 | 13 | 72.803 | 3.47 | 1.1567 | 12.7907 | 12.7907 | 4.5373 | 0.4511 | 4.9884 | 0 | 4.9884
2016-11-02 13:00 | 0.92 | 0 | 12.7412 | 0 | 11.859 | 96.4824 | 23.6802 | 33.7263 | 7.2483 | 0.8 | 51.2477 | 5.7517 | 84.974 | 0 | 13 | 70.493 | 8.472 | 2.824 | 14.683 | 14.683 | 4.625 | 1.1014 | 5.7264 | 0 | 5.7264
2016-11-02 14:00 | 0.95 | 0 | 3.271 | 0 | 12.679 | 99.5898 | 15 | 21.3636 | 4.5914 | 0.8 | 0.84536 | 0.094878 | 22.209 | 0 | 4.6862 | 0 | 12.992 | 4.3307 | 17.0097 | 17.0097 | 4.9448 | 1.689 | 6.6338 | 0 | 6.6338
2016-11-02 15:00 | 1.1 | 0 | 3.296 | 0 | 12.804 | 102.721 | 15 | 21.3636 | 4.5914 | 0.8 | 72.7474 | 8.1647 | 94.111 | 0 | 12.7561 | 67.11 | 15.795 | 5.265 | 18.069 | 18.069 | 4.9936 | 2.0534 | 7.0469 | 0 | 7.0469
2016-11-02 16:00 | 0.84 | 0 | 2.654 | 0 | 13.102 | 105.2423 | 14.916 | 21.244 | 4.5657 | 0.8 | 75.15 | 8.4343 | 96.394 | 0 | 13 | 66.265 | 17.626 | 5.8753 | 18.9773 | 18.9773 | 5.1098 | 2.2914 | 7.4012 | 0 | 7.4012
2016-11-02 17:00 | 0.4 | 0 | 17.656 | 0 | 12.744 | 122.0155 | 30 | 42.7273 | 9.1827 | 0.8 | 23.0727 | 2.5895 | 65.8 | 0 | 11.7723 | 65.8 | 0 | 0 | 12.744 | 12.744 | 4.9702 | 0 | 4.9702 | 0 | 4.9702
2016-11-02 18:00 | 0.19 | 0 | 17.623 | 0 | 12.567 | 138.7574 | 30 | 42.7273 | 9.1827 | 0.8 | 22.9667 | 2.5776 | 65.694 | 0 | 11.7604 | 65.694 | 0 | 0 | 12.567 | 12.567 | 4.9011 | 0 | 4.9011 | 0 | 4.9011
2016-11-02 19:00 | 0.03 | 0 | 13.745 | 0 | 16.285 | 151.8151 | 30 | 42.7273 | 9.1827 | 0.8 | 23.2407 | 2.6084 | 65.968 | 0 | 11.7911 | 65.968 | 0 | 0 | 16.285 | 16.285 | 6.3512 | 0 | 6.3512 | 0 | 6.3512
2016-11-02 20:00 | 0 | 21.955 | 0 | 0 | 21.955 | 128.7046 | 0 | 0 | 0 | 0 | 0 | 0 | 0 | 0 | 0 | 0 | 0 | 0 | 21.955 | 21.955 | 8.5625 | 0 | 8.5625 | 0 | 8.5625
2016-11-02 21:00 | 0 | 22.955 | 0 | 0 | 22.955 | 104.5414 | 0 | 0 | 0 | 0 | 0 | 0 | 0 | 0 | 0 | 0 | 0 | 0 | 22.955 | 22.955 | 8.9524 | 0 | 8.9524 | 0 | 8.9524
2016-11-02 22:00 | 0 | 22.385 | 0 | 0 | 22.385 | 80.9783 | 0 | 0 | 0 | 0 | 0 | 0 | 0 | 0 | 0 | 0 | 0 | 0 | 22.385 | 22.385 | 8.7302 | 0 | 8.7302 | 0 | 8.7302
2016-11-02 23:00 | 0 | 20.477 | 0 | 0 | 20.477 | 59.4235 | 0 | 0 | 0 | 0 | 0 | 0 | 0 | 0 | 0 | 0 | 0 | 0 | 20.477 | 20.477 | 7.986 | 0 | 7.986 | 0 | 7.986
2016-11-03 | 0 | 9.511 | 0 | 0 | 17.011 | 49.412 | 7.5 | 10.6818 | 2.2957 | 0.77673 | 0 | 0 | 10.153 | 0.52882 | 2.2957 | 0 | 5.939 | 1.9797 | 18.9907 | 18.9907 | 6.6343 | 0.77207 | 7.4064 | 0 | 7.4064
2016-11-03 01:00 | 0 | 6.775 | 0 | 0 | 14.275 | 42.2804 | 7.5 | 10.6818 | 2.2957 | 0.7066 | 0 | 0 | 8.559 | 2.1228 | 2.2957 | 0 | 5.007 | 1.669 | 15.944 | 15.944 | 5.5672 | 0.65091 | 6.2182 | 0 | 6.2182
2016-11-03 02:00 | 0 | 5.054 | 0 | 0 | 12.554 | 36.9604 | 7.5 | 10.6818 | 2.2957 | 0.66251 | 0 | 0 | 7.557 | 3.1248 | 2.2957 | 0 | 4.421 | 1.4737 | 14.0277 | 14.0277 | 4.8961 | 0.57473 | 5.4708 | 0 | 5.4708
2016-11-03 03:00 | 0 | 2.2095 | 0 | 0 | 12.019 | 34.6346 | 9.8095 | 13.9711 | 3.0026 | 0.5638 | 0 | 0 | 6.95 | 7.0211 | 3.0026 | 0 | 4.066 | 1.3553 | 13.3743 | 13.3743 | 4.6874 | 0.52858 | 5.216 | 0 | 5.216
2016-11-03 04:00 | 0 | 4.058 | 0 | 0 | 11.558 | 30.363 | 7.5 | 10.6818 | 2.2957 | 0.61662 | 0 | 0 | 6.514 | 4.1678 | 2.2957 | 0 | 3.811 | 1.2703 | 12.8283 | 12.8283 | 4.5076 | 0.49543 | 5.003 | 0 | 5.003
2016-11-03 05:00 | 0 | 0 | 0 | 0 | 11.008 | 30.363 | 11.008 | 15.6781 | 3.3695 | 0.33 | 0 | 0 | 0 | 15.6781 | 3.3695 | 0 | 0 | 0 | 11.008 | 11.008 | 4.2931 | 0 | 4.2931 | 0 | 4.2931
2016-11-03 06:00 | 0 | 0 | 0 | 0 | 9.496 | 30.363 | 9.496 | 13.5246 | 2.9066 | 0.33 | 0 | 0 | 0 | 13.5246 | 2.9066 | 0 | 0 | 0 | 9.496 | 9.496 | 3.7034 | 0 | 3.7034 | 0 | 3.7034
2016-11-03 07:00 | 0.1 | 0 | 0 | 0 | 8.214 | 30.363 | 8.114 | 11.5563 | 2.4836 | 0.33 | 0 | 0 | 0 | 11.5563 | 2.4836 | 0 | 0 | 0 | 8.214 | 8.214 | 3.2035 | 0 | 3.2035 | 0 | 3.2035
2016-11-03 08:00 | 0.3 | 0 | 0 | 0 | 9.412 | 30.363 | 9.112 | 12.9777 | 2.7891 | 0.33 | 0 | 0 | 0 | 12.9777 | 2.7891 | 0 | 0 | 0 | 9.412 | 9.412 | 3.6707 | 0 | 3.6707 | 0 | 3.6707
2016-11-03 09:00 | 0.64 | 0 | 0 | 20.852 | 9.788 | 30.363 | 30 | 42.7273 | 9.1827 | 0.8 | 30.5837 | 3.4325 | 73.311 | 0 | 12.6153 | 73.311 | 0 | 0 | 9.788 | 30.64 | 3.8173 | 0 | 3.8173 | 8.1323 | 11.9496
2016-11-03 10:00 | 1.21 | 0 | 21.171 | 0 | 10.039 | 50.4755 | 30 | 42.7273 | 9.1827 | 0.8 | 30.7197 | 3.4478 | 73.447 | 0 | 12.6305 | 73.447 | 0 | 0 | 10.039 | 10.039 | 3.9152 | 0 | 3.9152 | 0 | 3.9152
2016-11-03 11:00 | 1.5 | 0 | 10.9173 | 10.3687 | 10.214 | 60.8469 | 30 | 42.7273 | 9.1827 | 0.8 | 30.9327 | 3.4717 | 73.66 | 0 | 12.6544 | 73.66 | 0 | 0 | 10.214 | 20.5827 | 3.9835 | 0 | 3.9835 | 4.0438 | 8.0273
2016-11-03 12:00 | 1.46 | 0 | 18.2859 | 0 | 11.02 | 78.2184 | 27.8459 | 39.6593 | 8.5234 | 0.8 | 39.8867 | 4.4766 | 79.546 | 0 | 13 | 72.502 | 4.121 | 1.3737 | 12.3937 | 12.3937 | 4.2978 | 0.53573 | 4.8335 | 0 | 4.8335
2016-11-03 13:00 | 1.47 | 0 | 12.9382 | 0 | 11.496 | 90.5097 | 22.9642 | 32.7065 | 7.0291 | 0.8 | 53.2005 | 5.9709 | 85.907 | 0 | 13 | 70.147 | 9.22 | 3.0733 | 14.5693 | 14.5693 | 4.4834 | 1.1986 | 5.682 | 0 | 5.682
2016-11-03 14:00 | 1.4 | 0 | 4.589 | 0 | 11.811 | 94.8692 | 15 | 21.3636 | 4.5914 | 0.8 | 2.4394 | 0.27378 | 23.803 | 0 | 4.8651 | 0 | 13.925 | 4.6417 | 16.4527 | 16.4527 | 4.6063 | 1.8102 | 6.4165 | 0 | 6.4165
2016-11-03 15:00 | 1.28 | 0 | 4.596 | 0 | 11.684 | 99.2354 | 15 | 21.3636 | 4.5914 | 0.8 | 73.9484 | 8.2995 | 95.312 | 0 | 12.8908 | 66.666 | 16.758 | 5.586 | 17.27 | 17.27 | 4.5568 | 2.1785 | 6.7353 | 0 | 6.7353
2016-11-03 16:00 | 0.91 | 0 | 2.792 | 0 | 12.067 | 101.8879 | 13.949 | 19.8668 | 4.2697 | 0.8 | 77.7872 | 8.7303 | 97.654 | 0 | 13 | 65.799 | 18.636 | 6.212 | 18.279 | 18.279 | 4.7061 | 2.4227 | 7.1288 | 0 | 7.1288
2016-11-03 17:00 | 0.4 | 0 | 18.352 | 0 | 12.048 | 119.3223 | 30 | 42.7273 | 9.1827 | 0.8 | 22.6097 | 2.5376 | 65.337 | 0 | 11.7203 | 65.337 | 0 | 0 | 12.048 | 12.048 | 4.6987 | 0 | 4.6987 | 0 | 4.6987
2016-11-03 18:00 | 0.16 | 0 | 18.835 | 0 | 11.325 | 137.2155 | 30 | 42.7273 | 9.1827 | 0.8 | 22.4707 | 2.522 | 65.198 | 0 | 11.7047 | 65.198 | 0 | 0 | 11.325 | 11.325 | 4.4168 | 0 | 4.4168 | 0 | 4.4168
2016-11-03 19:00 | 0.01 | 0 | 15.368 | 0 | 14.642 | 151.8151 | 30 | 42.7273 | 9.1827 | 0.8 | 22.6187 | 2.5386 | 65.346 | 0 | 11.7213 | 65.346 | 0 | 0 | 14.642 | 14.642 | 5.7104 | 0 | 5.7104 | 0 | 5.7104
2016-11-03 20:00 | 0 | 19.941 | 0 | 0 | 19.941 | 130.8246 | 0 | 0 | 0 | 0 | 0 | 0 | 0 | 0 | 0 | 0 | 0 | 0 | 19.941 | 19.941 | 7.777 | 0 | 7.777 | 0 | 7.777
2016-11-03 21:00 | 0 | 21.686 | 0 | 0 | 21.686 | 107.9972 | 0 | 0 | 0 | 0 | 0 | 0 | 0 | 0 | 0 | 0 | 0 | 0 | 21.686 | 21.686 | 8.4575 | 0 | 8.4575 | 0 | 8.4575
2016-11-03 22:00 | 0 | 21.448 | 0 | 0 | 21.448 | 85.4204 | 0 | 0 | 0 | 0 | 0 | 0 | 0 | 0 | 0 | 0 | 0 | 0 | 21.448 | 21.448 | 8.3647 | 0 | 8.3647 | 0 | 8.3647
2016-11-03 23:00 | 0 | 19.03 | 0 | 0 | 19.03 | 65.3888 | 0 | 0 | 0 | 0 | 0 | 0 | 0 | 0 | 0 | 0 | 0 | 0 | 19.03 | 19.03 | 7.4217 | 0 | 7.4217 | 0 | 7.4217
2016-11-04 | 0 | 7.2419 | 0 | 0 | 16.338 | 57.7657 | 9.0961 | 12.955 | 2.7842 | 0.8 | 0 | 0 | 12.955 | 0 | 2.7842 | 0 | 7.578 | 2.526 | 18.864 | 18.864 | 6.3718 | 0.98514 | 7.357 | 0 | 7.357
2016-11-04 01:00 | 0 | 3.9056 | 0 | 0 | 14.251 | 53.6546 | 10.3454 | 14.7344 | 3.1667 | 0.67456 | 0 | 0 | 10.802 | 3.9324 | 3.1667 | 0 | 6.319 | 2.1063 | 16.3573 | 16.3573 | 5.5579 | 0.82147 | 6.3794 | 0 | 6.3794
2016-11-04 02:00 | 0 | 5.335 | 0 | 0 | 12.835 | 48.0388 | 7.5 | 10.6818 | 2.2957 | 0.72706 | 0 | 0 | 9.024 | 1.6578 | 2.2957 | 0 | 5.279 | 1.7597 | 14.5947 | 14.5947 | 5.0057 | 0.68627 | 5.6919 | 0 | 5.6919
2016-11-04 03:00 | 0 | 4.814 | 0 | 0 | 12.314 | 42.9714 | 7.5 | 10.6818 | 2.2957 | 0.68099 | 0 | 0 | 7.977 | 2.7048 | 2.2957 | 0 | 4.667 | 1.5557 | 13.8697 | 13.8697 | 4.8025 | 0.60671 | 5.4092 | 0 | 5.4092
2016-11-04 04:00 | 0 | 4.178 | 0 | 0 | 11.678 | 38.5735 | 7.5 | 10.6818 | 2.2957 | 0.64768 | 0 | 0 | 7.22 | 3.4618 | 2.2957 | 0 | 4.224 | 1.408 | 13.086 | 13.086 | 4.5544 | 0.54912 | 5.1035 | 0 | 5.1035
2016-11-04 05:00 | 0 | 0 | 0 | 0 | 11.1 | 38.5735 | 11.1 | 15.8091 | 3.3976 | 0.33 | 0 | 0 | 0 | 15.8091 | 3.3976 | 0 | 0 | 0 | 11.1 | 11.1 | 4.329 | 0 | 4.329 | 0 | 4.329
2016-11-04 06:00 | 0.01 | 0 | 0 | 0 | 9.219 | 38.5735 | 9.209 | 13.1158 | 2.8188 | 0.33 | 0 | 0 | 0 | 13.1158 | 2.8188 | 0 | 0 | 0 | 9.219 | 9.219 | 3.5954 | 0 | 3.5954 | 0 | 3.5954
2016-11-04 07:00 | 0.17 | 0 | 0 | 0 | 7.873 | 38.5735 | 7.703 | 10.9709 | 2.3578 | 0.33 | 0 | 0 | 0 | 10.9709 | 2.3578 | 0 | 0 | 0 | 7.873 | 7.873 | 3.0705 | 0 | 3.0705 | 0 | 3.0705
2016-11-04 08:00 | 0.71 | 7.8 | 0 | 0 | 8.51 | 30.363 | 0 | 0 | 0 | 0 | 0 | 0 | 0 | 0 | 0 | 0 | 0 | 0 | 8.51 | 8.51 | 3.3189 | 0 | 3.3189 | 0 | 3.3189
2016-11-04 09:00 | 1.2 | 0 | 0 | 22.644 | 8.556 | 30.363 | 30 | 42.7273 | 9.1827 | 0.8 | 30.7867 | 3.4553 | 73.514 | 0 | 12.638 | 73.514 | 0 | 0 | 8.556 | 31.2 | 3.3368 | 0 | 3.3368 | 8.8312 | 12.168
2016-11-04 10:00 | 1.52 | 0 | 22.018 | 0 | 9.502 | 51.2801 | 30 | 42.7273 | 9.1827 | 0.8 | 31.0917 | 3.4895 | 73.819 | 0 | 12.6723 | 73.819 | 0 | 0 | 9.502 | 9.502 | 3.7058 | 0 | 3.7058 | 0 | 3.7058
2016-11-04 11:00 | 1.74 | 0 | 2.7199 | 18.6711 | 10.349 | 53.864 | 30 | 42.7273 | 9.1827 | 0.8 | 31.3597 | 3.5196 | 74.087 | 0 | 12.7023 | 74.087 | 0 | 0 | 10.349 | 29.0201 | 4.0361 | 0 | 4.0361 | 7.2817 | 11.3178
2016-11-04 12:00 | 1.75 | 0 | 18.3135 | 0 | 11.244 | 71.2618 | 27.8075 | 39.6046 | 8.5116 | 0.8 | 39.9914 | 4.4884 | 79.596 | 0 | 13 | 72.483 | 4.161 | 1.387 | 12.631 | 12.631 | 4.3852 | 0.54093 | 4.9261 | 0 | 4.9261
2016-11-04 13:00 | 1.78 | 0 | 12.9837 | 0 | 11.716 | 83.5963 | 22.9197 | 32.6431 | 7.0155 | 0.8 | 53.3219 | 5.9845 | 85.965 | 0 | 13 | 70.126 | 9.266 | 3.0887 | 14.8047 | 14.8047 | 4.5692 | 1.2046 | 5.7738 | 0 | 5.7738
2016-11-04 14:00 | 1.68 | 0 | 12.493 | 0 | 11.687 | 95.4647 | 22.5 | 32.0455 | 6.8871 | 0.70607 | 0 | 0 | 25.641 | 6.4045 | 6.8871 | 0 | 15 | 5 | 16.687 | 16.687 | 4.5579 | 1.95 | 6.5079 | 0 | 6.5079
2016-11-04 15:00 | 1.51 | 0 | 3.2279 | 0 | 12.433 | 98.5311 | 14.1509 | 20.1543 | 4.3315 | 0.8 | 77.2367 | 8.6685 | 97.391 | 0 | 13 | 65.896 | 18.424 | 6.1413 | 18.5743 | 18.5743 | 4.8489 | 2.3951 | 7.244 | 0 | 7.244
2016-11-04 16:00 | 1.11 | 0 | 0.97942 | 0 | 12.293 | 99.4616 | 12.1624 | 17.3222 | 3.7228 | 0.8 | 82.6598 | 9.2772 | 99.982 | 0 | 13 | 64.937 | 20.501 | 6.8337 | 19.1267 | 19.1267 | 4.7943 | 2.6651 | 7.4594 | 0 | 7.4594
2016-11-04 17:00 | 0.66 | 0 | 19.079 | 0 | 11.581 | 117.5866 | 30 | 42.7273 | 9.1827 | 0.8 | 21.6747 | 2.4326 | 64.402 | 0 | 11.6154 | 64.402 | 0 | 0 | 11.581 | 11.581 | 4.5166 | 0 | 4.5166 | 0 | 4.5166
2016-11-04 18:00 | 0.16 | 0 | 19.358 | 0 | 10.802 | 135.9767 | 30 | 42.7273 | 9.1827 | 0.8 | 21.4687 | 2.4095 | 64.196 | 0 | 11.5922 | 64.196 | 0 | 0 | 10.802 | 10.802 | 4.2128 | 0 | 4.2128 | 0 | 4.2128
2016-11-04 19:00 | 0.01 | 0 | 16.672 | 0 | 13.338 | 151.8151 | 30 | 42.7273 | 9.1827 | 0.8 | 21.6127 | 2.4257 | 64.34 | 0 | 11.6084 | 64.34 | 0 | 0 | 13.338 | 13.338 | 5.2018 | 0 | 5.2018 | 0 | 5.2018
2016-11-04 20:00 | 0 | 18.947 | 0 | 0 | 18.947 | 131.8709 | 0 | 0 | 0 | 0 | 0 | 0 | 0 | 0 | 0 | 0 | 0 | 0 | 18.947 | 18.947 | 7.3893 | 0 | 7.3893 | 0 | 7.3893
2016-11-04 21:00 | 0 | 19.447 | 0 | 0 | 19.447 | 111.4004 | 0 | 0 | 0 | 0 | 0 | 0 | 0 | 0 | 0 | 0 | 0 | 0 | 19.447 | 19.447 | 7.5843 | 0 | 7.5843 | 0 | 7.5843
2016-11-04 22:00 | 0 | 19.897 | 0 | 0 | 19.897 | 90.4562 | 0 | 0 | 0 | 0 | 0 | 0 | 0 | 0 | 0 | 0 | 0 | 0 | 19.897 | 19.897 | 7.7598 | 0 | 7.7598 | 0 | 7.7598
2016-11-04 23:00 | 0 | 17.751 | 0 | 0 | 17.751 | 71.7709 | 0 | 0 | 0 | 0 | 0 | 0 | 0 | 0 | 0 | 0 | 0 | 0 | 17.751 | 17.751 | 6.9229 | 0 | 6.9229 | 0 | 6.9229
2016-11-05 | 0 | 0 | 0 | 0 | 14.795 | 71.7709 | 14.795 | 21.0717 | 4.5286 | 0.66533 | 0 | 0 | 15.034 | 6.0377 | 4.5286 | 0 | 8.795 | 2.9317 | 17.7267 | 17.7267 | 5.7701 | 1.1434 | 6.9134 | 0 | 6.9134
2016-11-05 01:00 | 0 | 4.2945 | 0 | 0 | 13.564 | 67.2504 | 9.2695 | 13.202 | 2.8373 | 0.79954 | 0 | 0 | 13.189 | 0.01303 | 2.8373 | 0 | 7.715 | 2.5717 | 16.1357 | 16.1357 | 5.29 | 1.003 | 6.2929 | 0 | 6.2929
2016-11-05 02:00 | 0 | 0 | 0 | 0 | 12.402 | 67.2504 | 12.402 | 17.6635 | 3.7961 | 0.63568 | 0 | 0 | 11.488 | 6.1755 | 3.7961 | 0 | 6.721 | 2.2403 | 14.6423 | 14.6423 | 4.8368 | 0.87373 | 5.7105 | 0 | 5.7105
2016-11-05 03:00 | 0 | 0 | 0 | 0 | 11.903 | 67.2504 | 11.903 | 16.9528 | 3.6434 | 0.61453 | 0 | 0 | 10.263 | 6.6898 | 3.6434 | 0 | 6.004 | 2.0013 | 13.9043 | 13.9043 | 4.6422 | 0.78052 | 5.4227 | 0 | 5.4227
2016-11-05 04:00 | 0 | 0 | 0 | 0 | 10.767 | 67.2504 | 10.767 | 15.3348 | 3.2957 | 0.61522 | 0 | 0 | 9.306 | 6.0288 | 3.2957 | 0 | 5.444 | 1.8147 | 12.5817 | 12.5817 | 4.1991 | 0.70772 | 4.9069 | 0 | 4.9069
2016-11-05 05:00 | 0 | 10.479 | 0 | 0 | 10.479 | 56.2199 | 0 | 0 | 0 | 0 | 0 | 0 | 0 | 0 | 0 | 0 | 0 | 0 | 10.479 | 10.479 | 4.0868 | 0 | 4.0868 | 0 | 4.0868
2016-11-05 06:00 | 0.01 | 8.943 | 0 | 0 | 8.953 | 46.8062 | 0 | 0 | 0 | 0 | 0 | 0 | 0 | 0 | 0 | 0 | 0 | 0 | 8.953 | 8.953 | 3.4917 | 0 | 3.4917 | 0 | 3.4917
2016-11-05 07:00 | 0.28 | 7.441 | 0 | 0 | 7.721 | 38.9735 | 0 | 0 | 0 | 0 | 0 | 0 | 0 | 0 | 0 | 0 | 0 | 0 | 7.721 | 7.721 | 3.0112 | 0 | 3.0112 | 0 | 3.0112
2016-11-05 08:00 | 0.75 | 8.18 | 0 | 0 | 8.93 | 30.363 | 0 | 0 | 0 | 0 | 0 | 0 | 0 | 0 | 0 | 0 | 0 | 0 | 8.93 | 8.93 | 3.4827 | 0 | 3.4827 | 0 | 3.4827
2016-11-05 09:00 | 1.19 | 0 | 4.9081 | 17.0369 | 9.245 | 35.0257 | 30 | 42.7273 | 9.1827 | 0.8 | 30.5517 | 3.4289 | 73.279 | 0 | 12.6117 | 73.279 | 0 | 0 | 9.245 | 26.2819 | 3.6056 | 0 | 3.6056 | 6.6444 | 10.2499
2016-11-05 10:00 | 1.52 | 0 | 21.635 | 0 | 9.885 | 55.579 | 30 | 42.7273 | 9.1827 | 0.8 | 30.8167 | 3.4587 | 73.544 | 0 | 12.6414 | 73.544 | 0 | 0 | 9.885 | 9.885 | 3.8552 | 0 | 3.8552 | 0 | 3.8552
2016-11-05 11:00 | 1.67 | 0 | 0 | 21.59 | 10.08 | 55.579 | 30 | 42.7273 | 9.1827 | 0.8 | 31.1147 | 3.4921 | 73.842 | 0 | 12.6748 | 73.842 | 0 | 0 | 10.08 | 31.67 | 3.9312 | 0 | 3.9312 | 8.4201 | 12.3513
2016-11-05 12:00 | 1.68 | 0 | 19.009 | 0 | 10.688 | 73.6375 | 28.017 | 39.903 | 8.5758 | 0.8 | 39.42 | 4.4242 | 79.323 | 0 | 13 | 72.585 | 3.942 | 1.314 | 12.002 | 12.002 | 4.1683 | 0.51246 | 4.6808 | 0 | 4.6808
2016-11-05 13:00 | 1.69 | 0 | 14.2892 | 0 | 10.784 | 87.2123 | 23.3832 | 33.3033 | 7.1574 | 0.8 | 52.0577 | 5.8426 | 85.361 | 0 | 13 | 70.349 | 8.782 | 2.9273 | 13.7113 | 13.7113 | 4.2058 | 1.1417 | 5.3474 | 0 | 5.3474
2016-11-05 14:00 | 1.7 | 0 | 5.284 | 0 | 11.416 | 92.2321 | 15 | 21.3636 | 4.5914 | 0.8 | 0.56836 | 0.063789 | 21.932 | 0 | 4.6552 | 0 | 12.83 | 4.2767 | 15.6927 | 15.6927 | 4.4522 | 1.6679 | 6.1201 | 0 | 6.1201
2016-11-05 15:00 | 1.55 | 0 | 4.716 | 0 | 11.834 | 96.7123 | 15 | 21.3636 | 4.5914 | 0.8 | 72.3804 | 8.1235 | 93.744 | 0 | 12.7149 | 67.246 | 15.501 | 5.167 | 17.001 | 17.001 | 4.6153 | 2.0151 | 6.6304 | 0 | 6.6304
2016-11-05 16:00 | 1.16 | 0 | 4.611 | 0 | 11.549 | 101.0927 | 15 | 21.3636 | 4.5914 | 0.8 | 74.7544 | 8.3899 | 96.118 | 0 | 12.9813 | 66.367 | 17.404 | 5.8013 | 17.3503 | 17.3503 | 4.5041 | 2.2625 | 6.7666 | 0 | 6.7666
2016-11-05 17:00 | 0.83 | 0 | 19.494 | 0 | 11.336 | 119.612 | 30 | 42.7273 | 9.1827 | 0.8 | 23.0627 | 2.5884 | 65.79 | 0 | 11.7711 | 65.79 | 0 | 0 | 11.336 | 11.336 | 4.421 | 0 | 4.421 | 0 | 4.421
2016-11-05 18:00 | 0.16 | 0 | 19.027 | 0 | 11.133 | 137.6877 | 30 | 42.7273 | 9.1827 | 0.8 | 22.8467 | 2.5642 | 65.574 | 0 | 11.7469 | 65.574 | 0 | 0 | 11.133 | 11.133 | 4.3419 | 0 | 4.3419 | 0 | 4.3419
2016-11-05 19:00 | 0.01 | 0 | 14.871 | 0 | 15.139 | 151.8151 | 30 | 42.7273 | 9.1827 | 0.8 | 23.0317 | 2.5849 | 65.759 | 0 | 11.7677 | 65.759 | 0 | 0 | 15.139 | 15.139 | 5.9042 | 0 | 5.9042 | 0 | 5.9042
2016-11-05 20:00 | 0 | 20.759 | 0 | 0 | 20.759 | 129.9635 | 0 | 0 | 0 | 0 | 0 | 0 | 0 | 0 | 0 | 0 | 0 | 0 | 20.759 | 20.759 | 8.096 | 0 | 8.096 | 0 | 8.096
2016-11-05 21:00 | 0 | 21.729 | 0 | 0 | 21.729 | 107.0909 | 0 | 0 | 0 | 0 | 0 | 0 | 0 | 0 | 0 | 0 | 0 | 0 | 21.729 | 21.729 | 8.4743 | 0 | 8.4743 | 0 | 8.4743
2016-11-05 22:00 | 0 | 19.994 | 0 | 0 | 19.994 | 86.0446 | 0 | 0 | 0 | 0 | 0 | 0 | 0 | 0 | 0 | 0 | 0 | 0 | 19.994 | 19.994 | 7.7977 | 0 | 7.7977 | 0 | 7.7977
2016-11-05 23:00 | 0 | 9.641 | 0 | 0 | 17.141 | 75.8962 | 7.5 | 10.6818 | 2.2957 | 0.33 | 0 | 0 | 0 | 10.6818 | 2.2957 | 0 | 0 | 0 | 17.141 | 17.141 | 6.685 | 0 | 6.685 | 0 | 6.685
2016-11-06 | 0 | 4.3394 | 0 | 0 | 14.245 | 71.3284 | 9.9056 | 14.108 | 3.032 | 0.8 | 0 | 0 | 14.108 | 0 | 3.032 | 0 | 8.253 | 2.751 | 16.996 | 16.996 | 5.5556 | 1.0729 | 6.6284 | 0 | 6.6284
2016-11-06 01:00 | 0 | 0.29611 | 0 | 0 | 13.246 | 71.0167 | 12.9499 | 18.4438 | 3.9638 | 0.64507 | 0 | 0 | 12.364 | 6.0798 | 3.9638 | 0 | 7.233 | 2.411 | 15.657 | 15.657 | 5.1659 | 0.94029 | 6.1062 | 0 | 6.1062
2016-11-06 02:00 | 0 | 0 | 0 | 0 | 12.163 | 71.0167 | 12.163 | 17.3231 | 3.723 | 0.63138 | 0 | 0 | 11.108 | 6.2151 | 3.723 | 0 | 6.498 | 2.166 | 14.329 | 14.329 | 4.7436 | 0.84474 | 5.5883 | 0 | 5.5883
2016-11-06 03:00 | 0 | 4.462 | 0 | 0 | 11.962 | 66.3199 | 7.5 | 10.6818 | 2.2957 | 0.7759 | 0 | 0 | 10.134 | 0.54782 | 2.2957 | 0 | 5.928 | 1.976 | 13.938 | 13.938 | 4.6652 | 0.77064 | 5.4358 | 0 | 5.4358
2016-11-06 04:00 | 0 | 4.06 | 0 | 0 | 11.56 | 62.0462 | 7.5 | 10.6818 | 2.2957 | 0.74166 | 0 | 0 | 9.356 | 1.3258 | 2.2957 | 0 | 5.473 | 1.8243 | 13.3843 | 13.3843 | 4.5084 | 0.71149 | 5.2199 | 0 | 5.2199
2016-11-06 05:00 | 0 | 11.445 | 0 | 0 | 11.445 | 49.9988 | 0 | 0 | 0 | 0 | 0 | 0 | 0 | 0 | 0 | 0 | 0 | 0 | 11.445 | 11.445 | 4.4636 | 0 | 4.4636 | 0 | 4.4636
2016-11-06 06:00 | 0.01 | 9.707 | 0 | 0 | 9.717 | 39.7809 | 0 | 0 | 0 | 0 | 0 | 0 | 0 | 0 | 0 | 0 | 0 | 0 | 9.717 | 9.717 | 3.7896 | 0 | 3.7896 | 0 | 3.7896
2016-11-06 07:00 | 0.34 | 8.357 | 0 | 0 | 8.697 | 30.9841 | 0 | 0 | 0 | 0 | 0 | 0 | 0 | 0 | 0 | 0 | 0 | 0 | 8.697 | 8.697 | 3.3918 | 0 | 3.3918 | 0 | 3.3918
2016-11-06 08:00 | 0.75 | 0.59 | 0 | 0 | 8.84 | 30.363 | 7.5 | 10.6818 | 2.2957 | 0.33 | 0 | 0 | 0 | 10.6818 | 2.2957 | 0 | 0 | 0 | 8.84 | 8.84 | 3.4476 | 0 | 3.4476 | 0 | 3.4476
2016-11-06 09:00 | 1.23 | 0 | 22.283 | 0 | 8.947 | 51.5319 | 30 | 42.7273 | 9.1827 | 0.8 | 30.3457 | 3.4058 | 73.073 | 0 | 12.5885 | 73.073 | 0 | 0 | 8.947 | 8.947 | 3.4893 | 0 | 3.4893 | 0 | 3.4893
2016-11-06 10:00 | 1.5 | 0 | 21.669 | 0 | 9.831 | 72.1174 | 30 | 42.7273 | 9.1827 | 0.8 | 30.5537 | 3.4292 | 73.281 | 0 | 12.6119 | 73.281 | 0 | 0 | 9.831 | 9.831 | 3.8341 | 0 | 3.8341 | 0 | 3.8341
2016-11-06 11:00 | 1.7 | 0 | 0 | 21.698 | 10.002 | 72.1174 | 30 | 42.7273 | 9.1827 | 0.8 | 30.7767 | 3.4542 | 73.504 | 0 | 12.6369 | 73.504 | 0 | 0 | 10.002 | 31.7 | 3.9008 | 0 | 3.9008 | 8.4622 | 12.363
2016-11-06 12:00 | 1.75 | 0 | 18.6855 | 0 | 10.542 | 89.8686 | 27.4775 | 39.1346 | 8.4106 | 0.8 | 40.8914 | 4.5894 | 80.026 | 0 | 13 | 72.324 | 4.506 | 1.502 | 12.044 | 12.044 | 4.1114 | 0.58578 | 4.6972 | 0 | 4.6972
2016-11-06 13:00 | 1.69 | 0 | 15.0277 | 0 | 10.76 | 104.1449 | 24.0977 | 34.3209 | 7.3761 | 0.8 | 50.1091 | 5.6239 | 84.43 | 0 | 13 | 70.694 | 8.036 | 2.6787 | 13.4387 | 13.4387 | 4.1964 | 1.0447 | 5.2411 | 0 | 5.2411
2016-11-06 14:00 | 1.6 | 0 | 3.7015 | 0 | 11.583 | 107.6613 | 13.6845 | 19.49 | 4.1887 | 0.8 | 0 | 0 | 19.49 | 0 | 4.1887 | 0 | 11.401 | 3.8003 | 15.3833 | 15.3833 | 4.5174 | 1.4821 | 5.9995 | 0 | 5.9995
2016-11-06 15:00 | 1.5 | 0 | 4.949 | 0 | 11.551 | 112.3629 | 15 | 21.3636 | 4.5914 | 0.8 | 70.8814 | 7.9553 | 92.245 | 0 | 12.5466 | 67.801 | 14.3 | 4.7667 | 16.3177 | 16.3177 | 4.5049 | 1.859 | 6.3639 | 0 | 6.3639
2016-11-06 16:00 | 1.19 | 0 | 4.235 | 0 | 11.955 | 116.3861 | 15 | 21.3636 | 4.5914 | 0.8 | 73.8904 | 8.293 | 95.254 | 0 | 12.8843 | 66.687 | 16.711 | 5.5703 | 17.5253 | 17.5253 | 4.6624 | 2.1724 | 6.8349 | 0 | 6.8349
2016-11-06 17:00 | 0.76 | 0 | 19.062 | 0 | 11.698 | 134.495 | 30 | 42.7273 | 9.1827 | 0.8 | 23.1677 | 2.6002 | 65.895 | 0 | 11.7829 | 65.895 | 0 | 0 | 11.698 | 11.698 | 4.5622 | 0 | 4.5622 | 0 | 4.5622
2016-11-06 18:00 | 0.17 | 0 | 4.0527 | 14.2563 | 11.861 | 138.3451 | 30 | 42.7273 | 9.1827 | 0.8 | 22.7067 | 2.5485 | 65.434 | 0 | 11.7312 | 65.434 | 0 | 0 | 11.861 | 26.1173 | 4.6258 | 0 | 4.6258 | 5.56 | 10.1858
2016-11-06 19:00 | 0.01 | 0 | 14.179 | 0 | 15.831 | 151.8151 | 30 | 42.7273 | 9.1827 | 0.8 | 22.6047 | 2.537 | 65.332 | 0 | 11.7197 | 65.332 | 0 | 0 | 15.831 | 15.831 | 6.1741 | 0 | 6.1741 | 0 | 6.1741
2016-11-06 20:00 | 0 | 21.364 | 0 | 0 | 21.364 | 129.3267 | 0 | 0 | 0 | 0 | 0 | 0 | 0 | 0 | 0 | 0 | 0 | 0 | 21.364 | 21.364 | 8.332 | 0 | 8.332 | 0 | 8.332
2016-11-06 21:00 | 0 | 21.626 | 0 | 0 | 21.626 | 106.5625 | 0 | 0 | 0 | 0 | 0 | 0 | 0 | 0 | 0 | 0 | 0 | 0 | 21.626 | 21.626 | 8.4341 | 0 | 8.4341 | 0 | 8.4341
2016-11-06 22:00 | 0 | 20.48 | 0 | 0 | 20.48 | 85.0046 | 0 | 0 | 0 | 0 | 0 | 0 | 0 | 0 | 0 | 0 | 0 | 0 | 20.48 | 20.48 | 7.9872 | 0 | 7.9872 | 0 | 7.9872
2016-11-06 23:00 | 0 | 17.458 | 0 | 0 | 17.458 | 66.6277 | 0 | 0 | 0 | 0 | 0 | 0 | 0 | 0 | 0 | 0 | 0 | 0 | 17.458 | 17.458 | 6.8086 | 0 | 6.8086 | 0 | 6.8086
2016-11-07 | 0 | 4.266 | 0 | 0 | 14.423 | 62.1372 | 10.157 | 14.466 | 3.109 | 0.8 | 0 | 0 | 14.466 | 0 | 3.109 | 0 | 8.462 | 2.8207 | 17.2437 | 17.2437 | 5.625 | 1.1001 | 6.725 | 0 | 6.725
2016-11-07 01:00 | 0 | 3.3084 | 0 | 0 | 12.236 | 58.6546 | 8.9276 | 12.715 | 2.7326 | 0.8 | 0 | 0 | 12.715 | 0 | 2.7326 | 0 | 7.439 | 2.4797 | 14.7157 | 14.7157 | 4.772 | 0.96707 | 5.7391 | 0 | 5.7391
2016-11-07 02:00 | 0 | 1.968 | 0 | 0 | 10.941 | 56.583 | 8.973 | 12.7797 | 2.7465 | 0.74635 | 0 | 0 | 11.321 | 1.4587 | 2.7465 | 0 | 6.623 | 2.2077 | 13.1487 | 13.1487 | 4.267 | 0.86099 | 5.128 | 0 | 5.128
2016-11-07 03:00 | 0 | 0 | 0 | 0 | 10.365 | 56.583 | 10.365 | 14.7623 | 3.1726 | 0.65386 | 0 | 0 | 10.172 | 4.5903 | 3.1726 | 0 | 5.95 | 1.9833 | 12.3483 | 12.3483 | 4.0423 | 0.7735 | 4.8159 | 0 | 4.8159
2016-11-07 04:00 | 0 | 0 | 0 | 0 | 10.181 | 56.583 | 10.181 | 14.5002 | 3.1163 | 0.63141 | 0 | 0 | 9.299 | 5.2012 | 3.1163 | 0 | 5.44 | 1.8133 | 11.9943 | 11.9943 | 3.9706 | 0.7072 | 4.6778 | 0 | 4.6778
2016-11-07 05:00 | 0 | 10.388 | 0 | 0 | 10.388 | 45.6483 | 0 | 0 | 0 | 0 | 0 | 0 | 0 | 0 | 0 | 0 | 0 | 0 | 10.388 | 10.388 | 4.0513 | 0 | 4.0513 | 0 | 4.0513
2016-11-07 06:00 | 0.02 | 0 | 0 | 0 | 9.534 | 45.6483 | 9.514 | 13.5502 | 2.9122 | 0.33 | 0 | 0 | 0 | 13.5502 | 2.9122 | 0 | 0 | 0 | 9.534 | 9.534 | 3.7183 | 0 | 3.7183 | 0 | 3.7183
2016-11-07 07:00 | 0.32 | 7.303 | 0 | 0 | 7.623 | 37.9609 | 0 | 0 | 0 | 0 | 0 | 0 | 0 | 0 | 0 | 0 | 0 | 0 | 7.623 | 7.623 | 2.973 | 0 | 2.973 | 0 | 2.973
2016-11-07 08:00 | 0.77 | 7.218 | 0 | 0 | 7.988 | 30.363 | 0 | 0 | 0 | 0 | 0 | 0 | 0 | 0 | 0 | 0 | 0 | 0 | 7.988 | 7.988 | 3.1153 | 0 | 3.1153 | 0 | 3.1153
2016-11-07 09:00 | 1.2 | 0 | 0 | 22.383 | 8.817 | 30.363 | 30 | 42.7273 | 9.1827 | 0.8 | 30.2557 | 3.3957 | 72.983 | 0 | 12.5784 | 72.983 | 0 | 0 | 8.817 | 31.2 | 3.4386 | 0 | 3.4386 | 8.7294 | 12.168
2016-11-07 10:00 | 1.52 | 0 | 22.001 | 0 | 9.519 | 51.264 | 30 | 42.7273 | 9.1827 | 0.8 | 30.3797 | 3.4096 | 73.107 | 0 | 12.5924 | 73.107 | 0 | 0 | 9.519 | 9.519 | 3.7124 | 0 | 3.7124 | 0 | 3.7124
2016-11-07 11:00 | 1.67 | 0 | 21.6 | 0 | 10.07 | 71.784 | 30 | 42.7273 | 9.1827 | 0.8 | 30.4417 | 3.4166 | 73.169 | 0 | 12.5993 | 73.169 | 0 | 0 | 10.07 | 10.07 | 3.9273 | 0 | 3.9273 | 0 | 3.9273
2016-11-07 12:00 | 1.57 | 0 | 2.9258 | 14.8872 | 10.553 | 74.5635 | 26.796 | 38.164 | 8.202 | 0.8 | 42.75 | 4.798 | 80.914 | 0 | 13 | 71.995 | 5.217 | 1.739 | 12.292 | 27.1792 | 4.1157 | 0.67821 | 4.7939 | 5.806 | 10.5999
2016-11-07 13:00 | 1.62 | 0 | 13.8352 | 0 | 10.904 | 87.7069 | 23.1192 | 32.9273 | 7.0766 | 0.8 | 52.7777 | 5.9234 | 85.705 | 0 | 13 | 70.222 | 9.057 | 3.019 | 13.923 | 13.923 | 4.2526 | 1.1774 | 5.43 | 0 | 5.43
2016-11-07 14:00 | 1.51 | 0 | 5.594 | 0 | 10.916 | 93.0212 | 15 | 21.3636 | 4.5914 | 0.8 | 0.51636 | 0.057953 | 21.88 | 0 | 4.6493 | 0 | 12.8 | 4.2667 | 15.1827 | 15.1827 | 4.2572 | 1.664 | 5.9212 | 0 | 5.9212
2016-11-07 15:00 | 1.37 | 0 | 5.023 | 0 | 11.347 | 97.7931 | 15 | 21.3636 | 4.5914 | 0.8 | 72.6384 | 8.1525 | 94.002 | 0 | 12.7438 | 67.151 | 15.708 | 5.236 | 16.583 | 16.583 | 4.4253 | 2.042 | 6.4674 | 0 | 6.4674
2016-11-07 16:00 | 0.98 | 0 | 4.5543 | 0 | 11.4 | 102.1197 | 14.9743 | 21.3271 | 4.5835 | 0.8 | 74.9909 | 8.4165 | 96.318 | 0 | 13 | 66.293 | 17.564 | 5.8547 | 17.2547 | 17.2547 | 4.446 | 2.2833 | 6.7293 | 0 | 6.7293
2016-11-07 17:00 | 0.63 | 0 | 19.264 | 0 | 11.366 | 120.4205 | 30 | 42.7273 | 9.1827 | 0.8 | 23.1477 | 2.5979 | 65.875 | 0 | 11.7807 | 65.875 | 0 | 0 | 11.366 | 11.366 | 4.4327 | 0 | 4.4327 | 0 | 4.4327
2016-11-07 18:00 | 0.16 | 0 | 18.588 | 0 | 11.572 | 138.0791 | 30 | 42.7273 | 9.1827 | 0.8 | 23.1517 | 2.5984 | 65.879 | 0 | 11.7811 | 65.879 | 0 | 0 | 11.572 | 11.572 | 4.5131 | 0 | 4.5131 | 0 | 4.5131
2016-11-07 19:00 | 0.01 | 0 | 14.459 | 0 | 15.551 | 151.8151 | 30 | 42.7273 | 9.1827 | 0.8 | 23.5297 | 2.6408 | 66.257 | 0 | 11.8236 | 66.257 | 0 | 0 | 15.551 | 15.551 | 6.0649 | 0 | 6.0649 | 0 | 6.0649
2016-11-07 20:00 | 0 | 20.84 | 0 | 0 | 20.84 | 129.8783 | 0 | 0 | 0 | 0 | 0 | 0 | 0 | 0 | 0 | 0 | 0 | 0 | 20.84 | 20.84 | 8.1276 | 0 | 8.1276 | 0 | 8.1276
2016-11-07 21:00 | 0 | 21.187 | 0 | 0 | 21.187 | 107.5762 | 0 | 0 | 0 | 0 | 0 | 0 | 0 | 0 | 0 | 0 | 0 | 0 | 21.187 | 21.187 | 8.2629 | 0 | 8.2629 | 0 | 8.2629
2016-11-07 22:00 | 0 | 20.885 | 0 | 0 | 20.885 | 85.592 | 0 | 0 | 0 | 0 | 0 | 0 | 0 | 0 | 0 | 0 | 0 | 0 | 20.885 | 20.885 | 8.1452 | 0 | 8.1452 | 0 | 8.1452
2016-11-07 23:00 | 0 | 18.976 | 0 | 0 | 18.976 | 65.6172 | 0 | 0 | 0 | 0 | 0 | 0 | 0 | 0 | 0 | 0 | 0 | 0 | 18.976 | 18.976 | 7.4006 | 0 | 7.4006 | 0 | 7.4006
2016-11-08 | 0 | 5.4265 | 0 | 0 | 15.295 | 59.9051 | 9.8685 | 14.0552 | 3.0207 | 0.73027 | 0 | 0 | 11.97 | 2.0852 | 3.0207 | 0 | 7.003 | 2.3343 | 17.6293 | 17.6293 | 5.965 | 0.91039 | 6.8754 | 0 | 6.8754
2016-11-08 01:00 | 0 | 0 | 0 | 0 | 13.109 | 59.9051 | 13.109 | 18.6704 | 4.0125 | 0.59264 | 0 | 0 | 10.433 | 8.2374 | 4.0125 | 0 | 6.103 | 2.0343 | 15.1433 | 15.1433 | 5.1125 | 0.79339 | 5.9059 | 0 | 5.9059
2016-11-08 02:00 | 0 | 4.236 | 0 | 0 | 11.736 | 55.4462 | 7.5 | 10.6818 | 2.2957 | 0.73234 | 0 | 0 | 9.144 | 1.5378 | 2.2957 | 0 | 5.349 | 1.783 | 13.519 | 13.519 | 4.577 | 0.69537 | 5.2724 | 0 | 5.2724
2016-11-08 03:00 | 0 | 3.753 | 0 | 0 | 11.253 | 51.4957 | 7.5 | 10.6818 | 2.2957 | 0.69463 | 0 | 0 | 8.287 | 2.3948 | 2.2957 | 0 | 4.848 | 1.616 | 12.869 | 12.869 | 4.3887 | 0.63024 | 5.0189 | 0 | 5.0189
2016-11-08 04:00 | 0 | 3.266 | 0 | 0 | 10.766 | 48.0578 | 7.5 | 10.6818 | 2.2957 | 0.67025 | 0 | 0 | 7.733 | 2.9488 | 2.2957 | 0 | 4.524 | 1.508 | 12.274 | 12.274 | 4.1987 | 0.58812 | 4.7869 | 0 | 4.7869
2016-11-08 05:00 | 0 | 0 | 0 | 0 | 10.532 | 48.0578 | 10.532 | 15.0001 | 3.2238 | 0.33 | 0 | 0 | 0 | 15.0001 | 3.2238 | 0 | 0 | 0 | 10.532 | 10.532 | 4.1075 | 0 | 4.1075 | 0 | 4.1075
2016-11-08 06:00 | 0.01 | 9.138 | 0 | 0 | 9.148 | 38.4388 | 0 | 0 | 0 | 0 | 0 | 0 | 0 | 0 | 0 | 0 | 0 | 0 | 9.148 | 9.148 | 3.5677 | 0 | 3.5677 | 0 | 3.5677
2016-11-08 07:00 | 0.28 | 7.672 | 0 | 0 | 7.952 | 30.363 | 0 | 0 | 0 | 0 | 0 | 0 | 0 | 0 | 0 | 0 | 0 | 0 | 7.952 | 7.952 | 3.1013 | 0 | 3.1013 | 0 | 3.1013
2016-11-08 08:00 | 0.72 | 0 | 0 | 0 | 8.938 | 30.363 | 8.218 | 11.7044 | 2.5155 | 0.33 | 0 | 0 | 0 | 11.7044 | 2.5155 | 0 | 0 | 0 | 8.938 | 8.938 | 3.4858 | 0 | 3.4858 | 0 | 3.4858
2016-11-08 09:00 | 1 | 0 | 0 | 22.028 | 8.972 | 30.363 | 30 | 42.7273 | 9.1827 | 0.8 | 30.6687 | 3.4421 | 73.396 | 0 | 12.6248 | 73.396 | 0 | 0 | 8.972 | 31 | 3.4991 | 0 | 3.4991 | 8.5909 | 12.09
2016-11-08 10:00 | 1.2 | 0 | 1.7399 | 19.8801 | 9.58 | 32.0159 | 30 | 42.7273 | 9.1827 | 0.8 | 30.9067 | 3.4688 | 73.634 | 0 | 12.6515 | 73.634 | 0 | 0 | 9.58 | 29.4601 | 3.7362 | 0 | 3.7362 | 7.7532 | 11.4894
2016-11-08 11:00 | 1.45 | 0 | 21.718 | 0 | 9.732 | 52.648 | 30 | 42.7273 | 9.1827 | 0.8 | 31.0987 | 3.4903 | 73.826 | 0 | 12.6731 | 73.826 | 0 | 0 | 9.732 | 9.732 | 3.7955 | 0 | 3.7955 | 0 | 3.7955
2016-11-08 12:00 | 1.46 | 0 | 19.6821 | 0 | 9.834 | 71.3461 | 28.0561 | 39.9587 | 8.5877 | 0.8 | 39.3133 | 4.4123 | 79.272 | 0 | 13 | 72.603 | 3.901 | 1.3003 | 11.1343 | 11.1343 | 3.8353 | 0.50713 | 4.3424 | 0 | 4.3424
2016-11-08 13:00 | 1.6 | 0 | 15.4078 | 0 | 10.316 | 85.9835 | 24.1238 | 34.3581 | 7.3841 | 0.8 | 50.0379 | 5.6159 | 84.396 | 0 | 13 | 70.706 | 8.008 | 2.6693 | 12.9853 | 12.9853 | 4.0232 | 1.041 | 5.0643 | 0 | 5.0643
2016-11-08 14:00 | 1.57 | 0 | 5.3345 | 0 | 10.752 | 91.0512 | 14.5165 | 20.675 | 4.4434 | 0.8 | 0 | 0 | 20.675 | 0 | 4.4434 | 0 | 12.095 | 4.0317 | 14.7837 | 14.7837 | 4.1933 | 1.5723 | 5.7656 | 0 | 5.7656
2016-11-08 15:00 | 1.3 | 0 | 5.258 | 0 | 11.042 | 96.0463 | 15 | 21.3636 | 4.5914 | 0.8 | 72.1584 | 8.0986 | 93.522 | 0 | 12.69 | 67.328 | 15.323 | 5.1077 | 16.1497 | 16.1497 | 4.3064 | 1.992 | 6.2984 | 0 | 6.2984
2016-11-08 16:00 | 0.96 | 0 | 4.952 | 0 | 11.008 | 100.7507 | 15 | 21.3636 | 4.5914 | 0.8 | 74.8534 | 8.4011 | 96.217 | 0 | 12.9924 | 66.331 | 17.484 | 5.828 | 16.836 | 16.836 | 4.2931 | 2.2729 | 6.566 | 0 | 6.566
2016-11-08 17:00 | 0.61 | 0 | 19.644 | 0 | 10.966 | 119.4125 | 30 | 42.7273 | 9.1827 | 0.8 | 23.0667 | 2.5889 | 65.794 | 0 | 11.7716 | 65.794 | 0 | 0 | 10.966 | 10.966 | 4.2767 | 0 | 4.2767 | 0 | 4.2767
2016-11-08 18:00 | 0.09 | 0 | 19.101 | 0 | 10.989 | 137.5585 | 30 | 42.7273 | 9.1827 | 0.8 | 22.9297 | 2.5735 | 65.657 | 0 | 11.7562 | 65.657 | 0 | 0 | 10.989 | 10.989 | 4.2857 | 0 | 4.2857 | 0 | 4.2857
2016-11-08 19:00 | 0 | 0 | 15.007 | 0 | 14.993 | 151.8151 | 30 | 42.7273 | 9.1827 | 0.8 | 23.1987 | 2.6037 | 65.926 | 0 | 11.7864 | 65.926 | 0 | 0 | 14.993 | 14.993 | 5.8473 | 0 | 5.8473 | 0 | 5.8473
2016-11-08 20:00 | 0 | 21.131 | 0 | 0 | 21.131 | 129.572 | 0 | 0 | 0 | 0 | 0 | 0 | 0 | 0 | 0 | 0 | 0 | 0 | 21.131 | 21.131 | 8.2411 | 0 | 8.2411 | 0 | 8.2411
2016-11-08 21:00 | 0 | 22.195 | 0 | 0 | 22.195 | 106.2088 | 0 | 0 | 0 | 0 | 0 | 0 | 0 | 0 | 0 | 0 | 0 | 0 | 22.195 | 22.195 | 8.6561 | 0 | 8.6561 | 0 | 8.6561
2016-11-08 22:00 | 0 | 19.925 | 0 | 0 | 19.925 | 85.2351 | 0 | 0 | 0 | 0 | 0 | 0 | 0 | 0 | 0 | 0 | 0 | 0 | 19.925 | 19.925 | 7.7707 | 0 | 7.7707 | 0 | 7.7707
2016-11-08 23:00 | 0 | 17.655 | 0 | 0 | 17.655 | 66.6509 | 0 | 0 | 0 | 0 | 0 | 0 | 0 | 0 | 0 | 0 | 0 | 0 | 17.655 | 17.655 | 6.8855 | 0 | 6.8855 | 0 | 6.8855
2016-11-09 | 0 | 6.0789 | 0 | 0 | 14.833 | 60.2521 | 8.7541 | 12.468 | 2.6796 | 0.8 | 0 | 0 | 12.468 | 1.7764e-15 | 2.6796 | 0 | 7.294 | 2.4313 | 17.2643 | 17.2643 | 5.7849 | 0.94822 | 6.7331 | 0 | 6.7331
2016-11-09 01:00 | 0 | 6.172 | 0 | 0 | 13.672 | 53.7553 | 7.5 | 10.6818 | 2.2957 | 0.7993 | 0 | 0 | 10.666 | 0.015818 | 2.2957 | 0 | 6.239 | 2.0797 | 15.7517 | 15.7517 | 5.3321 | 0.81107 | 6.1432 | 0 | 6.1432
2016-11-09 02:00 | 0 | 2.2636 | 0 | 0 | 12.527 | 51.3725 | 10.2634 | 14.6175 | 3.1415 | 0.62909 | 0 | 0 | 9.302 | 5.3155 | 3.1415 | 0 | 5.442 | 1.814 | 14.341 | 14.341 | 4.8855 | 0.70746 | 5.593 | 0 | 5.593
2016-11-09 03:00 | 0 | 0 | 0 | 0 | 12.026 | 51.3725 | 12.026 | 17.1279 | 3.6811 | 0.56283 | 0 | 0 | 8.485 | 8.6429 | 3.6811 | 0 | 4.964 | 1.6547 | 13.6807 | 13.6807 | 4.6901 | 0.64532 | 5.3355 | 0 | 5.3355
2016-11-09 04:00 | 0 | 0 | 0 | 0 | 11.311 | 51.3725 | 11.311 | 16.1096 | 3.4622 | 0.56063 | 0 | 0 | 7.905 | 8.2046 | 3.4622 | 0 | 4.624 | 1.5413 | 12.8523 | 12.8523 | 4.4113 | 0.60112 | 5.0124 | 0 | 5.0124
2016-11-09 05:00 | 0 | 10.792 | 0 | 0 | 10.792 | 40.0125 | 0 | 0 | 0 | 0 | 0 | 0 | 0 | 0 | 0 | 0 | 0 | 0 | 10.792 | 10.792 | 4.2089 | 0 | 4.2089 | 0 | 4.2089
2016-11-09 06:00 | 0.02 | 9.167 | 0 | 0 | 9.187 | 30.363 | 0 | 0 | 0 | 0 | 0 | 0 | 0 | 0 | 0 | 0 | 0 | 0 | 9.187 | 9.187 | 3.5829 | 0 | 3.5829 | 0 | 3.5829
2016-11-09 07:00 | 0.29 | 0 | 0 | 0 | 7.972 | 30.363 | 7.682 | 10.941 | 2.3514 | 0.33 | 0 | 0 | 0 | 10.941 | 2.3514 | 0 | 0 | 0 | 7.972 | 7.972 | 3.1091 | 0 | 3.1091 | 0 | 3.1091
2016-11-09 08:00 | 0.69 | 0 | 0 | 0 | 8.613 | 30.363 | 7.923 | 11.2843 | 2.4252 | 0.33 | 0 | 0 | 0 | 11.2843 | 2.4252 | 0 | 0 | 0 | 8.613 | 8.613 | 3.3591 | 0 | 3.3591 | 0 | 3.3591
2016-11-09 09:00 | 1.12 | 0 | 0 | 22.333 | 8.787 | 30.363 | 30 | 42.7273 | 9.1827 | 0.8 | 30.6137 | 3.4359 | 73.341 | 0 | 12.6186 | 73.341 | 0 | 0 | 8.787 | 31.12 | 3.4269 | 0 | 3.4269 | 8.7099 | 12.1368
2016-11-09 10:00 | 1.38 | 0 | 21.985 | 0 | 9.395 | 51.2488 | 30 | 42.7273 | 9.1827 | 0.8 | 30.8287 | 3.46 | 73.556 | 0 | 12.6428 | 73.556 | 0 | 0 | 9.395 | 9.395 | 3.6641 | 0 | 3.6641 | 0 | 3.6641
2016-11-09 11:00 | 1.54 | 0 | 1.9606 | 20.0964 | 9.483 | 53.1114 | 30 | 42.7273 | 9.1827 | 0.8 | 30.9967 | 3.4789 | 73.724 | 0 | 12.6616 | 73.724 | 0 | 0 | 9.483 | 29.5794 | 3.6984 | 0 | 3.6984 | 7.8376 | 11.536
2016-11-09 12:00 | 1.7 | 0 | 19.4817 | 0 | 9.923 | 71.6189 | 27.7047 | 39.4581 | 8.4802 | 0.8 | 40.2719 | 4.5198 | 79.73 | 0 | 13 | 72.434 | 4.268 | 1.4227 | 11.3457 | 11.3457 | 3.87 | 0.55484 | 4.4248 | 0 | 4.4248
2016-11-09 13:00 | 1.65 | 0 | 14.9677 | 0 | 10.229 | 85.8382 | 23.5467 | 33.5361 | 7.2074 | 0.8 | 51.6119 | 5.7926 | 85.148 | 0 | 13 | 70.428 | 8.611 | 2.8703 | 13.0993 | 13.0993 | 3.9893 | 1.1194 | 5.1087 | 0 | 5.1087
2016-11-09 14:00 | 1.5 | 0 | 5.925 | 0 | 10.575 | 91.4669 | 15 | 21.3636 | 4.5914 | 0.8 | 1.5804 | 0.17737 | 22.944 | 0 | 4.7687 | 0 | 13.422 | 4.474 | 15.049 | 15.049 | 4.1242 | 1.7449 | 5.8691 | 0 | 5.8691
2016-11-09 15:00 | 1.32 | 0 | 5.507 | 0 | 10.813 | 96.6986 | 15 | 21.3636 | 4.5914 | 0.8 | 73.8574 | 8.2893 | 95.221 | 0 | 12.8806 | 66.699 | 16.685 | 5.5617 | 16.3747 | 16.3747 | 4.2171 | 2.169 | 6.3861 | 0 | 6.3861
2016-11-09 16:00 | 1.09 | 0 | 3.5644 | 0 | 11.348 | 100.0848 | 13.8224 | 19.6864 | 4.2309 | 0.8 | 78.1326 | 8.7691 | 97.819 | 0 | 13 | 65.738 | 18.767 | 6.2557 | 17.6037 | 17.6037 | 4.4257 | 2.4397 | 6.8654 | 0 | 6.8654
2016-11-09 17:00 | 0.5 | 0 | 19.37 | 0 | 11.13 | 118.4863 | 30 | 42.7273 | 9.1827 | 0.8 | 22.5557 | 2.5315 | 65.283 | 0 | 11.7142 | 65.283 | 0 | 0 | 11.13 | 11.13 | 4.3407 | 0 | 4.3407 | 0 | 4.3407
2016-11-09 18:00 | 0.15 | 0 | 19.038 | 0 | 11.112 | 136.5724 | 30 | 42.7273 | 9.1827 | 0.8 | 22.5847 | 2.5348 | 65.312 | 0 | 11.7175 | 65.312 | 0 | 0 | 11.112 | 11.112 | 4.3337 | 0 | 4.3337 | 0 | 4.3337
2016-11-09 19:00 | 0.01 | 0 | 16.045 | 0 | 13.965 | 151.8151 | 30 | 42.7273 | 9.1827 | 0.8 | 23.0927 | 2.5918 | 65.82 | 0 | 11.7745 | 65.82 | 0 | 0 | 13.965 | 13.965 | 5.4463 | 0 | 5.4463 | 0 | 5.4463
2016-11-09 20:00 | 0 | 18.792 | 0 | 0 | 18.792 | 132.0341 | 0 | 0 | 0 | 0 | 0 | 0 | 0 | 0 | 0 | 0 | 0 | 0 | 18.792 | 18.792 | 7.3289 | 0 | 7.3289 | 0 | 7.3289
2016-11-09 21:00 | 0 | 19.944 | 0 | 0 | 19.944 | 111.0404 | 0 | 0 | 0 | 0 | 0 | 0 | 0 | 0 | 0 | 0 | 0 | 0 | 19.944 | 19.944 | 7.7782 | 0 | 7.7782 | 0 | 7.7782
2016-11-09 22:00 | 0 | 19.467 | 0 | 0 | 19.467 | 90.5488 | 0 | 0 | 0 | 0 | 0 | 0 | 0 | 0 | 0 | 0 | 0 | 0 | 19.467 | 19.467 | 7.5921 | 0 | 7.5921 | 0 | 7.5921
2016-11-09 23:00 | 0 | 17.832 | 0 | 0 | 17.832 | 71.7783 | 0 | 0 | 0 | 0 | 0 | 0 | 0 | 0 | 0 | 0 | 0 | 0 | 17.832 | 17.832 | 6.9545 | 0 | 6.9545 | 0 | 6.9545
2016-11-10 | 0 | 5.7741 | 0 | 0 | 14.609 | 65.7002 | 8.8349 | 12.583 | 2.7043 | 0.8 | 0 | 0 | 12.583 | 0 | 2.7043 | 0 | 7.361 | 2.4537 | 17.0627 | 17.0627 | 5.6975 | 0.95693 | 6.6544 | 0 | 6.6544
2016-11-10 01:00 | 0 | 1.2904 | 0 | 0 | 12.607 | 64.342 | 11.3166 | 16.1176 | 3.4639 | 0.65677 | 0 | 0 | 11.206 | 4.9116 | 3.4639 | 0 | 6.556 | 2.1853 | 14.7923 | 14.7923 | 4.9167 | 0.85228 | 5.769 | 0 | 5.769
2016-11-10 02:00 | 0 | 4.531 | 0 | 0 | 12.031 | 59.5725 | 7.5 | 10.6818 | 2.2957 | 0.76877 | 0 | 0 | 9.972 | 0.70982 | 2.2957 | 0 | 5.834 | 1.9447 | 13.9757 | 13.9757 | 4.6921 | 0.75842 | 5.4505 | 0 | 5.4505
2016-11-10 03:00 | 0 | 0 | 0 | 0 | 11.105 | 59.5725 | 11.105 | 15.8162 | 3.3991 | 0.59257 | 0 | 0 | 8.836 | 6.9802 | 3.3991 | 0 | 5.169 | 1.723 | 12.828 | 12.828 | 4.331 | 0.67197 | 5.0029 | 0 | 5.0029
2016-11-10 04:00 | 0 | 0 | 0 | 0 | 11.053 | 59.5725 | 11.053 | 15.7422 | 3.3832 | 0.56174 | 0 | 0 | 7.762 | 7.9802 | 3.3832 | 0 | 4.541 | 1.5137 | 12.5667 | 12.5667 | 4.3107 | 0.59033 | 4.901 | 0 | 4.901
2016-11-10 05:00 | 0 | 10.834 | 0 | 0 | 10.834 | 48.1683 | 0 | 0 | 0 | 0 | 0 | 0 | 0 | 0 | 0 | 0 | 0 | 0 | 10.834 | 10.834 | 4.2253 | 0 | 4.2253 | 0 | 4.2253
2016-11-10 06:00 | 0.01 | 9.298 | 0 | 0 | 9.308 | 38.3809 | 0 | 0 | 0 | 0 | 0 | 0 | 0 | 0 | 0 | 0 | 0 | 0 | 9.308 | 9.308 | 3.6301 | 0 | 3.6301 | 0 | 3.6301
2016-11-10 07:00 | 0.19 | 7.617 | 0 | 0 | 7.807 | 30.363 | 0 | 0 | 0 | 0 | 0 | 0 | 0 | 0 | 0 | 0 | 0 | 0 | 7.807 | 7.807 | 3.0447 | 0 | 3.0447 | 0 | 3.0447
2016-11-10 08:00 | 0.6 | 0 | 0 | 0 | 8.604 | 30.363 | 8.004 | 11.3996 | 2.45 | 0.33 | 0 | 0 | 0 | 11.3996 | 2.45 | 0 | 0 | 0 | 8.604 | 8.604 | 3.3556 | 0 | 3.3556 | 0 | 3.3556
2016-11-10 09:00 | 1.02 | 0 | 22.402 | 0 | 8.618 | 51.6449 | 30 | 42.7273 | 9.1827 | 0.8 | 30.2027 | 3.3898 | 72.93 | 0 | 12.5725 | 72.93 | 0 | 0 | 8.618 | 8.618 | 3.361 | 0 | 3.361 | 0 | 3.361
2016-11-10 10:00 | 1.5 | 0 | 6.315 | 16.206 | 8.979 | 57.6441 | 30 | 42.7273 | 9.1827 | 0.8 | 30.2957 | 3.4002 | 73.023 | 0 | 12.5829 | 73.023 | 0 | 0 | 8.979 | 25.185 | 3.5018 | 0 | 3.5018 | 6.3204 | 9.8222
2016-11-10 11:00 | 1.64 | 0 | 0 | 22.171 | 9.469 | 57.6441 | 30 | 42.7273 | 9.1827 | 0.8 | 30.3177 | 3.4027 | 73.045 | 0 | 12.5854 | 73.045 | 0 | 0 | 9.469 | 31.64 | 3.6929 | 0 | 3.6929 | 8.6467 | 12.3396
2016-11-10 12:00 | 1.57 | 0 | 18.7372 | 0 | 10.166 | 75.4445 | 27.3332 | 38.9291 | 8.3665 | 0.8 | 41.2849 | 4.6335 | 80.214 | 0 | 13 | 72.254 | 4.657 | 1.5523 | 11.7183 | 11.7183 | 3.9647 | 0.60541 | 4.5701 | 0 | 4.5701
2016-11-10 13:00 | 1.35 | 0 | 14.6498 | 0 | 10.979 | 89.3618 | 24.2788 | 34.5789 | 7.4315 | 0.8 | 49.6151 | 5.5685 | 84.194 | 0 | 13 | 70.781 | 7.846 | 2.6153 | 13.5943 | 13.5943 | 4.2818 | 1.02 | 5.3018 | 0 | 5.3018
2016-11-10 14:00 | 1.28 | 0 | 3.0033 | 0 | 11.424 | 92.215 | 13.1473 | 18.725 | 4.0243 | 0.8 | 0 | 0 | 18.725 | 0 | 4.0243 | 0 | 10.954 | 3.6513 | 15.0753 | 15.0753 | 4.4554 | 1.424 | 5.8794 | 0 | 5.8794
2016-11-10 15:00 | 1.45 | 0 | 4.702 | 0 | 11.748 | 96.6819 | 15 | 21.3636 | 4.5914 | 0.8 | 70.0814 | 7.8655 | 91.445 | 0 | 12.4568 | 68.097 | 13.659 | 4.553 | 16.301 | 16.301 | 4.5817 | 1.7757 | 6.3574 | 0 | 6.3574
2016-11-10 16:00 | 1.17 | 0 | 4.209 | 0 | 11.961 | 100.6804 | 15 | 21.3636 | 4.5914 | 0.8 | 72.4684 | 8.1334 | 93.832 | 0 | 12.7247 | 67.214 | 15.572 | 5.1907 | 17.1517 | 17.1517 | 4.6648 | 2.0244 | 6.6892 | 0 | 6.6892
2016-11-10 17:00 | 0.63 | 0 | 18.977 | 0 | 11.653 | 118.7086 | 30 | 42.7273 | 9.1827 | 0.8 | 24.0377 | 2.6978 | 66.765 | 0 | 11.8806 | 66.765 | 0 | 0 | 11.653 | 11.653 | 4.5447 | 0 | 4.5447 | 0 | 4.5447
2016-11-10 18:00 | 0.19 | 0 | 19.228 | 0 | 10.962 | 136.9752 | 30 | 42.7273 | 9.1827 | 0.8 | 23.9627 | 2.6894 | 66.69 | 0 | 11.8722 | 66.69 | 0 | 0 | 10.962 | 10.962 | 4.2752 | 0 | 4.2752 | 0 | 4.2752
2016-11-10 19:00 | 0.01 | 0 | 15.621 | 0 | 14.389 | 151.8151 | 30 | 42.7273 | 9.1827 | 0.8 | 24.1717 | 2.7129 | 66.899 | 0 | 11.8956 | 66.899 | 0 | 0 | 14.389 | 14.389 | 5.6117 | 0 | 5.6117 | 0 | 5.6117
2016-11-10 20:00 | 0 | 19.923 | 0 | 0 | 19.923 | 130.8435 | 0 | 0 | 0 | 0 | 0 | 0 | 0 | 0 | 0 | 0 | 0 | 0 | 19.923 | 19.923 | 7.77 | 0 | 7.77 | 0 | 7.77
2016-11-10 21:00 | 0 | 21.069 | 0 | 0 | 21.069 | 108.6656 | 0 | 0 | 0 | 0 | 0 | 0 | 0 | 0 | 0 | 0 | 0 | 0 | 21.069 | 21.069 | 8.2169 | 0 | 8.2169 | 0 | 8.2169
2016-11-10 22:00 | 0 | 19.573 | 0 | 0 | 19.573 | 88.0625 | 0 | 0 | 0 | 0 | 0 | 0 | 0 | 0 | 0 | 0 | 0 | 0 | 19.573 | 19.573 | 7.6335 | 0 | 7.6335 | 0 | 7.6335
2016-11-10 23:00 | 0 | 17.401 | 0 | 0 | 17.401 | 69.7456 | 0 | 0 | 0 | 0 | 0 | 0 | 0 | 0 | 0 | 0 | 0 | 0 | 17.401 | 17.401 | 6.7864 | 0 | 6.7864 | 0 | 6.7864
2016-11-11 | 0 | 6.0935 | 0 | 0 | 15.027 | 63.3314 | 8.9335 | 12.7235 | 2.7345 | 0.78776 | 0 | 0 | 12.392 | 0.33148 | 2.7345 | 0 | 7.249 | 2.4163 | 17.4433 | 17.4433 | 5.8605 | 0.94237 | 6.8029 | 0 | 6.8029
2016-11-11 01:00 | 0 | 0 | 0 | 0 | 13.014 | 63.3314 | 13.014 | 18.5351 | 3.9835 | 0.60127 | 0 | 0 | 10.698 | 7.8371 | 3.9835 | 0 | 6.258 | 2.086 | 15.1 | 15.1 | 5.0755 | 0.81354 | 5.889 | 0 | 5.889
2016-11-11 02:00 | 0 | 4.832 | 0 | 0 | 12.332 | 58.2451 | 7.5 | 10.6818 | 2.2957 | 0.73612 | 0 | 0 | 9.23 | 1.4518 | 2.2957 | 0 | 5.4 | 1.8 | 14.132 | 14.132 | 4.8095 | 0.702 | 5.5115 | 0 | 5.5115
2016-11-11 03:00 | 0 | 4.394 | 0 | 0 | 11.894 | 53.6199 | 7.5 | 10.6818 | 2.2957 | 0.69234 | 0 | 0 | 8.235 | 2.4468 | 2.2957 | 0 | 4.818 | 1.606 | 13.5 | 13.5 | 4.6387 | 0.62634 | 5.265 | 0 | 5.265
2016-11-11 04:00 | 0 | 3.943 | 0 | 0 | 11.443 | 49.4693 | 7.5 | 10.6818 | 2.2957 | 0.6589 | 0 | 0 | 7.475 | 3.2068 | 2.2957 | 0 | 4.373 | 1.4577 | 12.9007 | 12.9007 | 4.4628 | 0.56849 | 5.0313 | 0 | 5.0313
2016-11-11 05:00 | 0 | 0 | 0 | 0 | 11.03 | 49.4693 | 11.03 | 15.7094 | 3.3762 | 0.33 | 0 | 0 | 0 | 15.7094 | 3.3762 | 0 | 0 | 0 | 11.03 | 11.03 | 4.3017 | 0 | 4.3017 | 0 | 4.3017
2016-11-11 06:00 | 0.01 | 9.798 | 0 | 0 | 9.808 | 39.1557 | 0 | 0 | 0 | 0 | 0 | 0 | 0 | 0 | 0 | 0 | 0 | 0 | 9.808 | 9.808 | 3.8251 | 0 | 3.8251 | 0 | 3.8251
2016-11-11 07:00 | 0.11 | 8.353 | 0 | 0 | 8.463 | 30.363 | 0 | 0 | 0 | 0 | 0 | 0 | 0 | 0 | 0 | 0 | 0 | 0 | 8.463 | 8.463 | 3.3006 | 0 | 3.3006 | 0 | 3.3006
2016-11-11 08:00 | 0.26 | 0 | 0 | 0 | 8.957 | 30.363 | 8.697 | 12.3866 | 2.6621 | 0.33 | 0 | 0 | 0 | 12.3866 | 2.6621 | 0 | 0 | 0 | 8.957 | 8.957 | 3.4932 | 0 | 3.4932 | 0 | 3.4932
2016-11-11 09:00 | 0.44 | 0 | 0 | 21.082 | 9.358 | 30.363 | 30 | 42.7273 | 9.1827 | 0.8 | 30.3187 | 3.4028 | 73.046 | 0 | 12.5855 | 73.046 | 0 | 0 | 9.358 | 30.44 | 3.6496 | 0 | 3.6496 | 8.222 | 11.8716
2016-11-11 10:00 | 0.49 | 0 | 20.735 | 0 | 9.755 | 50.0613 | 30 | 42.7273 | 9.1827 | 0.8 | 30.4827 | 3.4212 | 73.21 | 0 | 12.6039 | 73.21 | 0 | 0 | 9.755 | 9.755 | 3.8045 | 0 | 3.8045 | 0 | 3.8045
2016-11-11 11:00 | 0.68 | 0 | 9.7051 | 11.5159 | 9.459 | 59.2812 | 30 | 42.7273 | 9.1827 | 0.8 | 30.7107 | 3.4468 | 73.438 | 0 | 12.6295 | 73.438 | 0 | 0 | 9.459 | 20.9749 | 3.689 | 0 | 3.689 | 4.4912 | 8.1802
2016-11-11 12:00 | 0.85 | 0 | 18.05 | 0 | 10.134 | 76.4286 | 27.334 | 38.9302 | 8.3667 | 0.8 | 41.2828 | 4.6333 | 80.213 | 0 | 13 | 72.255 | 4.656 | 1.552 | 11.686 | 11.686 | 3.9523 | 0.60528 | 4.5575 | 0 | 4.5575
2016-11-11 13:00 | 1.07 | 0 | 13.8322 | 0 | 10.456 | 89.5692 | 23.2182 | 33.0683 | 7.1069 | 0.8 | 52.5077 | 5.8931 | 85.576 | 0 | 13 | 70.27 | 8.954 | 2.9847 | 13.4407 | 13.4407 | 4.0778 | 1.164 | 5.2419 | 0 | 5.2419
2016-11-11 14:00 | 0.58 | 0 | 4.374 | 0 | 11.206 | 93.7245 | 15 | 21.3636 | 4.5914 | 0.8 | 1.1414 | 0.1281 | 22.505 | 0 | 4.7195 | 0 | 13.165 | 4.3883 | 15.5943 | 15.5943 | 4.3703 | 1.7114 | 6.0818 | 0 | 6.0818
2016-11-11 15:00 | 0.42 | 0 | 3.836 | 0 | 11.584 | 97.3687 | 15 | 21.3636 | 4.5914 | 0.8 | 72.9364 | 8.1859 | 94.3 | 0 | 12.7773 | 67.04 | 15.947 | 5.3157 | 16.8997 | 16.8997 | 4.5178 | 2.0731 | 6.5909 | 0 | 6.5909
2016-11-11 16:00 | 0.34 | 0 | 3.202 | 0 | 12.138 | 100.4106 | 15 | 21.3636 | 4.5914 | 0.8 | 74.8464 | 8.4003 | 96.21 | 0 | 12.9916 | 66.333 | 17.478 | 5.826 | 17.964 | 17.964 | 4.7338 | 2.2721 | 7.006 | 0 | 7.006
2016-11-11 17:00 | 0.22 | 0 | 19.092 | 0 | 11.128 | 118.548 | 30 | 42.7273 | 9.1827 | 0.8 | 23.3087 | 2.616 | 66.036 | 0 | 11.7988 | 66.036 | 0 | 0 | 11.128 | 11.128 | 4.3399 | 0 | 4.3399 | 0 | 4.3399
2016-11-11 18:00 | 0.06 | 0 | 19.266 | 0 | 10.794 | 136.8507 | 30 | 42.7273 | 9.1827 | 0.8 | 23.3897 | 2.6251 | 66.117 | 0 | 11.8078 | 66.117 | 0 | 0 | 10.794 | 10.794 | 4.2097 | 0 | 4.2097 | 0 | 4.2097
2016-11-11 19:00 | 0 | 0 | 15.752 | 0 | 14.248 | 151.8151 | 30 | 42.7273 | 9.1827 | 0.8 | 23.7647 | 2.6672 | 66.492 | 0 | 11.8499 | 66.492 | 0 | 0 | 14.248 | 14.248 | 5.5567 | 0 | 5.5567 | 0 | 5.5567
2016-11-11 20:00 | 0 | 20.02 | 0 | 0 | 20.02 | 130.7414 | 0 | 0 | 0 | 0 | 0 | 0 | 0 | 0 | 0 | 0 | 0 | 0 | 20.02 | 20.02 | 7.8078 | 0 | 7.8078 | 0 | 7.8078
2016-11-11 21:00 | 0 | 21.727 | 0 | 0 | 21.727 | 107.8709 | 0 | 0 | 0 | 0 | 0 | 0 | 0 | 0 | 0 | 0 | 0 | 0 | 21.727 | 21.727 | 8.4735 | 0 | 8.4735 | 0 | 8.4735
2016-11-11 22:00 | 0 | 20.626 | 0 | 0 | 20.626 | 86.1593 | 0 | 0 | 0 | 0 | 0 | 0 | 0 | 0 | 0 | 0 | 0 | 0 | 20.626 | 20.626 | 8.0441 | 0 | 8.0441 | 0 | 8.0441
2016-11-11 23:00 | 0 | 17.94 | 0 | 0 | 17.94 | 67.2751 | 0 | 0 | 0 | 0 | 0 | 0 | 0 | 0 | 0 | 0 | 0 | 0 | 17.94 | 17.94 | 6.9966 | 0 | 6.9966 | 0 | 6.9966
2016-11-12 | 0 | 2.5486 | 0 | 0 | 15.133 | 64.5924 | 12.5844 | 17.9232 | 3.852 | 0.68849 | 0 | 0 | 13.671 | 4.2522 | 3.852 | 0 | 7.997 | 2.6657 | 17.7987 | 17.7987 | 5.9019 | 1.0396 | 6.9415 | 0 | 6.9415
2016-11-12 01:00 | 0 | 5.5699 | 0 | 0 | 13.855 | 58.7293 | 8.2851 | 11.8 | 2.536 | 0.8 | 0 | 0 | 11.8 | 0 | 2.536 | 0 | 6.903 | 2.301 | 16.156 | 16.156 | 5.4035 | 0.89739 | 6.3008 | 0 | 6.3008
2016-11-12 02:00 | 0 | 0 | 0 | 0 | 12.734 | 58.7293 | 12.734 | 18.1363 | 3.8978 | 0.59832 | 0 | 0 | 10.354 | 7.7823 | 3.8978 | 0 | 6.057 | 2.019 | 14.753 | 14.753 | 4.9663 | 0.78741 | 5.7537 | 0 | 5.7537
2016-11-12 03:00 | 0 | 4.812 | 0 | 0 | 12.312 | 53.6641 | 7.5 | 10.6818 | 2.2957 | 0.73902 | 0 | 0 | 9.296 | 1.3858 | 2.2957 | 0 | 5.438 | 1.8127 | 14.1247 | 14.1247 | 4.8017 | 0.70694 | 5.5086 | 0 | 5.5086
2016-11-12 04:00 | 0 | 3.968 | 0 | 0 | 11.468 | 49.4872 | 7.5 | 10.6818 | 2.2957 | 0.71218 | 0 | 0 | 8.686 | 1.9958 | 2.2957 | 0 | 5.082 | 1.694 | 13.162 | 13.162 | 4.4725 | 0.66066 | 5.1332 | 0 | 5.1332
2016-11-12 05:00 | 0 | 0 | 0 | 0 | 10.843 | 49.4872 | 10.843 | 15.4431 | 3.3189 | 0.33 | 0 | 0 | 0 | 15.4431 | 3.3189 | 0 | 0 | 0 | 10.843 | 10.843 | 4.2288 | 0 | 4.2288 | 0 | 4.2288
2016-11-12 06:00 | 0.01 | 9.76 | 0 | 0 | 9.77 | 39.2135 | 0 | 0 | 0 | 0 | 0 | 0 | 0 | 0 | 0 | 0 | 0 | 0 | 9.77 | 9.77 | 3.8103 | 0 | 3.8103 | 0 | 3.8103
2016-11-12 07:00 | 0.11 | 8.408 | 0 | 0 | 8.518 | 30.363 | 0 | 0 | 0 | 0 | 0 | 0 | 0 | 0 | 0 | 0 | 0 | 0 | 8.518 | 8.518 | 3.322 | 0 | 3.322 | 0 | 3.322
2016-11-12 08:00 | 0.34 | 0 | 0 | 0 | 9.501 | 30.363 | 9.161 | 13.0475 | 2.8041 | 0.33 | 0 | 0 | 0 | 13.0475 | 2.8041 | 0 | 0 | 0 | 9.501 | 9.501 | 3.7054 | 0 | 3.7054 | 0 | 3.7054
2016-11-12 09:00 | 0.63 | 0 | 8.1747 | 12.9763 | 9.479 | 38.129 | 30 | 42.7273 | 9.1827 | 0.8 | 29.6487 | 3.3276 | 72.376 | 0 | 12.5103 | 72.376 | 0 | 0 | 9.479 | 22.4553 | 3.6968 | 0 | 3.6968 | 5.0608 | 8.7576
2016-11-12 10:00 | 0.96 | 0 | 20.764 | 0 | 10.196 | 57.8548 | 30 | 42.7273 | 9.1827 | 0.8 | 29.7967 | 3.3442 | 72.524 | 0 | 12.5269 | 72.524 | 0 | 0 | 10.196 | 10.196 | 3.9764 | 0 | 3.9764 | 0 | 3.9764
2016-11-12 11:00 | 1.3 | 0 | 0 | 20.935 | 10.365 | 57.8548 | 30 | 42.7273 | 9.1827 | 0.8 | 29.9487 | 3.3612 | 72.676 | 0 | 12.544 | 72.676 | 0 | 0 | 10.365 | 31.3 | 4.0423 | 0 | 4.0423 | 8.1647 | 12.207
2016-11-12 12:00 | 1.62 | 0 | 17.7746 | 0 | 10.039 | 74.7406 | 26.1936 | 37.306 | 8.0176 | 0.8 | 44.393 | 4.9824 | 81.699 | 0 | 13 | 71.705 | 5.847 | 1.949 | 11.988 | 11.988 | 3.9152 | 0.76011 | 4.6753 | 0 | 4.6753
2016-11-12 13:00 | 1.66 | 0 | 14.5211 | 0 | 10.473 | 88.5356 | 23.3341 | 33.2334 | 7.1424 | 0.8 | 52.1916 | 5.8576 | 85.425 | 0 | 13 | 70.326 | 8.833 | 2.9443 | 13.4173 | 13.4173 | 4.0845 | 1.1483 | 5.2328 | 0 | 5.2328
2016-11-12 14:00 | 1.79 | 0 | 4.557 | 0 | 11.39 | 92.8648 | 14.157 | 20.163 | 4.3333 | 0.8 | 0 | 0 | 20.163 | 0 | 4.3333 | 0 | 11.795 | 3.9317 | 15.3217 | 15.3217 | 4.4421 | 1.5333 | 5.9755 | 0 | 5.9755
2016-11-12 15:00 | 1.52 | 0 | 4.306 | 0 | 12.214 | 96.9555 | 15 | 21.3636 | 4.5914 | 0.8 | 70.9584 | 7.9639 | 92.322 | 0 | 12.5553 | 67.773 | 14.362 | 4.7873 | 17.0013 | 17.0013 | 4.7635 | 1.8671 | 6.6305 | 0 | 6.6305
2016-11-12 16:00 | 1.1 | 0 | 3.891 | 0 | 12.209 | 100.6519 | 15 | 21.3636 | 4.5914 | 0.8 | 73.0944 | 8.2036 | 94.458 | 0 | 12.795 | 66.982 | 16.073 | 5.3577 | 17.5667 | 17.5667 | 4.7615 | 2.0895 | 6.851 | 0 | 6.851
2016-11-12 17:00 | 0.72 | 0 | 18.97 | 0 | 11.75 | 118.6734 | 30 | 42.7273 | 9.1827 | 0.8 | 23.8357 | 2.6752 | 66.563 | 0 | 11.8579 | 66.563 | 0 | 0 | 11.75 | 11.75 | 4.5825 | 0 | 4.5825 | 0 | 4.5825
2016-11-12 18:00 | 0.17 | 0 | 19.07 | 0 | 11.1 | 136.7899 | 30 | 42.7273 | 9.1827 | 0.8 | 23.6777 | 2.6574 | 66.405 | 0 | 11.8402 | 66.405 | 0 | 0 | 11.1 | 11.1 | 4.329 | 0 | 4.329 | 0 | 4.329
2016-11-12 19:00 | 0.01 | 0 | 15.816 | 0 | 14.194 | 151.8151 | 30 | 42.7273 | 9.1827 | 0.8 | 23.7627 | 2.667 | 66.49 | 0 | 11.8497 | 66.49 | 0 | 0 | 14.194 | 14.194 | 5.5357 | 0 | 5.5357 | 0 | 5.5357
2016-11-12 20:00 | 0 | 19.591 | 0 | 0 | 19.591 | 131.193 | 0 | 0 | 0 | 0 | 0 | 0 | 0 | 0 | 0 | 0 | 0 | 0 | 19.591 | 19.591 | 7.6405 | 0 | 7.6405 | 0 | 7.6405
2016-11-12 21:00 | 0 | 20.476 | 0 | 0 | 20.476 | 109.6393 | 0 | 0 | 0 | 0 | 0 | 0 | 0 | 0 | 0 | 0 | 0 | 0 | 20.476 | 20.476 | 7.9856 | 0 | 7.9856 | 0 | 7.9856
2016-11-12 22:00 | 0 | 20.116 | 0 | 0 | 20.116 | 88.4646 | 0 | 0 | 0 | 0 | 0 | 0 | 0 | 0 | 0 | 0 | 0 | 0 | 20.116 | 20.116 | 7.8452 | 0 | 7.8452 | 0 | 7.8452
2016-11-12 23:00 | 0 | 17.011 | 0 | 0 | 17.011 | 70.5583 | 0 | 0 | 0 | 0 | 0 | 0 | 0 | 0 | 0 | 0 | 0 | 0 | 17.011 | 17.011 | 6.6343 | 0 | 6.6343 | 0 | 6.6343
2016-11-13 | 0 | 5.3805 | 0 | 0 | 14.966 | 64.8946 | 9.5855 | 13.6521 | 2.934 | 0.78623 | 0 | 0 | 13.252 | 0.40009 | 2.934 | 0 | 7.753 | 2.5843 | 17.5503 | 17.5503 | 5.8367 | 1.0079 | 6.8446 | 0 | 6.8446
2016-11-13 01:00 | 0 | 0 | 0 | 0 | 13.544 | 64.8946 | 13.544 | 19.2899 | 4.1457 | 0.60501 | 0 | 0 | 11.287 | 8.0029 | 4.1457 | 0 | 6.603 | 2.201 | 15.745 | 15.745 | 5.2822 | 0.85839 | 6.1406 | 0 | 6.1406
2016-11-13 02:00 | 0 | 0 | 0 | 0 | 12.857 | 64.8946 | 12.857 | 18.3115 | 3.9354 | 0.58608 | 0 | 0 | 9.977 | 8.3345 | 3.9354 | 0 | 5.837 | 1.9457 | 14.8027 | 14.8027 | 5.0142 | 0.75881 | 5.773 | 0 | 5.773
2016-11-13 03:00 | 0 | 4.67 | 0 | 0 | 12.17 | 59.9788 | 7.5 | 10.6818 | 2.2957 | 0.7209 | 0 | 0 | 8.884 | 1.7978 | 2.2957 | 0 | 5.197 | 1.7323 | 13.9023 | 13.9023 | 4.7463 | 0.67561 | 5.4219 | 0 | 5.4219
2016-11-13 04:00 | 0 | 0 | 0 | 0 | 11.974 | 59.9788 | 11.974 | 17.0539 | 3.6651 | 0.55227 | 0 | 0 | 8.065 | 8.9889 | 3.6651 | 0 | 4.718 | 1.5727 | 13.5467 | 13.5467 | 4.6699 | 0.61334 | 5.2832 | 0 | 5.2832
2016-11-13 05:00 | 0 | 11.148 | 0 | 0 | 11.148 | 48.2441 | 0 | 0 | 0 | 0 | 0 | 0 | 0 | 0 | 0 | 0 | 0 | 0 | 11.148 | 11.148 | 4.3477 | 0 | 4.3477 | 0 | 4.3477
2016-11-13 06:00 | 0.01 | 9.261 | 0 | 0 | 9.271 | 38.4957 | 0 | 0 | 0 | 0 | 0 | 0 | 0 | 0 | 0 | 0 | 0 | 0 | 9.271 | 9.271 | 3.6157 | 0 | 3.6157 | 0 | 3.6157
2016-11-13 07:00 | 0.22 | 7.726 | 0 | 0 | 7.946 | 30.363 | 0 | 0 | 0 | 0 | 0 | 0 | 0 | 0 | 0 | 0 | 0 | 0 | 7.946 | 7.946 | 3.0989 | 0 | 3.0989 | 0 | 3.0989
2016-11-13 08:00 | 0.75 | 0 | 0 | 0 | 8.928 | 30.363 | 8.178 | 11.6475 | 2.5032 | 0.33 | 0 | 0 | 0 | 11.6475 | 2.5032 | 0 | 0 | 0 | 8.928 | 8.928 | 3.4819 | 0 | 3.4819 | 0 | 3.4819
2016-11-13 09:00 | 1.16 | 0 | 8.5083 | 13.2337 | 9.418 | 38.4459 | 30 | 42.7273 | 9.1827 | 0.8 | 30.8207 | 3.4591 | 73.548 | 0 | 12.6419 | 73.548 | 0 | 0 | 9.418 | 22.6517 | 3.673 | 0 | 3.673 | 5.1611 | 8.8342
2016-11-13 10:00 | 1.28 | 0 | 0 | 21.152 | 10.128 | 38.4459 | 30 | 42.7273 | 9.1827 | 0.8 | 31.1327 | 3.4941 | 73.86 | 0 | 12.6769 | 73.86 | 0 | 0 | 10.128 | 31.28 | 3.9499 | 0 | 3.9499 | 8.2493 | 12.1992
2016-11-13 11:00 | 1.45 | 0 | 21.323 | 0 | 10.127 | 58.7028 | 30 | 42.7273 | 9.1827 | 0.8 | 31.3117 | 3.5142 | 74.039 | 0 | 12.697 | 74.039 | 0 | 0 | 10.127 | 10.127 | 3.9495 | 0 | 3.9495 | 0 | 3.9495
2016-11-13 12:00 | 1.56 | 0 | 19.8193 | 0 | 10.103 | 77.5312 | 28.3623 | 40.3949 | 8.6815 | 0.8 | 38.4781 | 4.3185 | 78.873 | 0 | 13 | 72.751 | 3.581 | 1.1937 | 11.2967 | 11.2967 | 3.9402 | 0.46553 | 4.4057 | 0 | 4.4057
2016-11-13 13:00 | 1.56 | 0 | 15.271 | 0 | 10.699 | 92.0386 | 24.41 | 34.7658 | 7.4717 | 0.8 | 49.2572 | 5.5283 | 84.023 | 0 | 13 | 70.845 | 7.709 | 2.5697 | 13.2687 | 13.2687 | 4.1726 | 1.0022 | 5.1748 | 0 | 5.1748
2016-11-13 14:00 | 1.5 | 0 | 3.6726 | 0 | 11.792 | 95.5276 | 13.9646 | 19.889 | 4.2744 | 0.8 | 0 | 0 | 19.889 | 0 | 4.2744 | 0 | 11.635 | 3.8783 | 15.6703 | 15.6703 | 4.5989 | 1.5126 | 6.1114 | 0 | 6.1114
2016-11-13 15:00 | 1.36 | 0 | 4.481 | 0 | 11.879 | 99.7846 | 15 | 21.3636 | 4.5914 | 0.8 | 71.0704 | 7.9765 | 92.434 | 0 | 12.5678 | 67.731 | 14.451 | 4.817 | 16.696 | 16.696 | 4.6328 | 1.8786 | 6.5114 | 0 | 6.5114
2016-11-13 16:00 | 0.94 | 0 | 3.764 | 0 | 12.176 | 103.3604 | 15 | 21.3636 | 4.5914 | 0.8 | 73.3824 | 8.236 | 94.746 | 0 | 12.8273 | 66.875 | 16.305 | 5.435 | 17.611 | 17.611 | 4.7486 | 2.1197 | 6.8683 | 0 | 6.8683
2016-11-13 17:00 | 0.66 | 0 | 18.446 | 0 | 12.214 | 120.8841 | 30 | 42.7273 | 9.1827 | 0.8 | 23.6737 | 2.657 | 66.401 | 0 | 11.8397 | 66.401 | 0 | 0 | 12.214 | 12.214 | 4.7635 | 0 | 4.7635 | 0 | 4.7635
2016-11-13 18:00 | 0.17 | 0 | 17.885 | 0 | 12.285 | 137.8748 | 30 | 42.7273 | 9.1827 | 0.8 | 23.5587 | 2.6441 | 66.286 | 0 | 11.8268 | 66.286 | 0 | 0 | 12.285 | 12.285 | 4.7912 | 0 | 4.7912 | 0 | 4.7912
2016-11-13 19:00 | 0.01 | 0 | 14.674 | 0 | 15.336 | 151.8151 | 30 | 42.7273 | 9.1827 | 0.8 | 23.7657 | 2.6673 | 66.493 | 0 | 11.85 | 66.493 | 0 | 0 | 15.336 | 15.336 | 5.981 | 0 | 5.981 | 0 | 5.981
2016-11-13 20:00 | 0 | 21.294 | 0 | 0 | 21.294 | 129.4004 | 0 | 0 | 0 | 0 | 0 | 0 | 0 | 0 | 0 | 0 | 0 | 0 | 21.294 | 21.294 | 8.3047 | 0 | 8.3047 | 0 | 8.3047
2016-11-13 21:00 | 0 | 21.448 | 0 | 0 | 21.448 | 106.8235 | 0 | 0 | 0 | 0 | 0 | 0 | 0 | 0 | 0 | 0 | 0 | 0 | 21.448 | 21.448 | 8.3647 | 0 | 8.3647 | 0 | 8.3647
2016-11-13 22:00 | 0 | 20.746 | 0 | 0 | 20.746 | 84.9856 | 0 | 0 | 0 | 0 | 0 | 0 | 0 | 0 | 0 | 0 | 0 | 0 | 20.746 | 20.746 | 8.0909 | 0 | 8.0909 | 0 | 8.0909
2016-11-13 23:00 | 0 | 18.421 | 0 | 0 | 18.421 | 65.5951 | 0 | 0 | 0 | 0 | 0 | 0 | 0 | 0 | 0 | 0 | 0 | 0 | 18.421 | 18.421 | 7.1842 | 0 | 7.1842 | 0 | 7.1842
2016-11-14 | 0 | 6.9551 | 0 | 0 | 15.453 | 58.2739 | 8.4979 | 12.103 | 2.6011 | 0.8 | 0 | 0 | 12.103 | 0 | 2.6011 | 0 | 7.08 | 2.36 | 17.813 | 17.813 | 6.0267 | 0.9204 | 6.9471 | 0 | 6.9471
2016-11-14 01:00 | 0 | 6.096 | 0 | 0 | 13.596 | 51.8571 | 7.5 | 10.6818 | 2.2957 | 0.79064 | 0 | 0 | 10.469 | 0.21282 | 2.2957 | 0 | 6.125 | 2.0417 | 15.6377 | 15.6377 | 5.3024 | 0.79625 | 6.0987 | 0 | 6.0987
2016-11-14 02:00 | 0 | 5.495 | 0 | 0 | 12.995 | 46.0729 | 7.5 | 10.6818 | 2.2957 | 0.78597 | 0 | 0 | 10.363 | 0.31882 | 2.2957 | 0 | 6.062 | 2.0207 | 15.0157 | 15.0157 | 5.068 | 0.78806 | 5.8561 | 0 | 5.8561
2016-11-14 03:00 | 0 | 0.43634 | 0 | 0 | 12.227 | 45.6135 | 11.7907 | 16.7928 | 3.609 | 0.61859 | 0 | 0 | 10.311 | 6.4818 | 3.609 | 0 | 6.032 | 2.0107 | 14.2377 | 14.2377 | 4.7685 | 0.78416 | 5.5527 | 0 | 5.5527
2016-11-14 04:00 | 0 | 3.717 | 0 | 0 | 11.217 | 41.7009 | 7.5 | 10.6818 | 2.2957 | 0.77299 | 0 | 0 | 10.068 | 0.61382 | 2.2957 | 0 | 5.89 | 1.9633 | 13.1803 | 13.1803 | 4.3746 | 0.7657 | 5.1403 | 0 | 5.1403
2016-11-14 05:00 | 0 | 10.771 | 0 | 0 | 10.771 | 30.363 | 0 | 0 | 0 | 0 | 0 | 0 | 0 | 0 | 0 | 0 | 0 | 0 | 10.771 | 10.771 | 4.2007 | 0 | 4.2007 | 0 | 4.2007
2016-11-14 06:00 | 0.02 | 0 | 0 | 0 | 9.443 | 30.363 | 9.423 | 13.4206 | 2.8843 | 0.33 | 0 | 0 | 0 | 13.4206 | 2.8843 | 0 | 0 | 0 | 9.443 | 9.443 | 3.6828 | 0 | 3.6828 | 0 | 3.6828
2016-11-14 07:00 | 0.3 | 0 | 0 | 0 | 8.15 | 30.363 | 7.85 | 11.1803 | 2.4028 | 0.33 | 0 | 0 | 0 | 11.1803 | 2.4028 | 0 | 0 | 0 | 8.15 | 8.15 | 3.1785 | 0 | 3.1785 | 0 | 3.1785
2016-11-14 08:00 | 0.74 | 0 | 0 | 0 | 8.957 | 30.363 | 8.217 | 11.703 | 2.5152 | 0.33 | 0 | 0 | 0 | 11.703 | 2.5152 | 0 | 0 | 0 | 8.957 | 8.957 | 3.4932 | 0 | 3.4932 | 0 | 3.4932
2016-11-14 09:00 | 1.19 | 0 | 0 | 21.778 | 9.412 | 30.363 | 30 | 42.7273 | 9.1827 | 0.8 | 30.0137 | 3.3685 | 72.741 | 0 | 12.5513 | 72.741 | 0 | 0 | 9.412 | 31.19 | 3.6707 | 0 | 3.6707 | 8.4934 | 12.1641
2016-11-14 10:00 | 1.47 | 0 | 21.836 | 0 | 9.634 | 51.1072 | 30 | 42.7273 | 9.1827 | 0.8 | 30.1687 | 3.3859 | 72.896 | 0 | 12.5687 | 72.896 | 0 | 0 | 9.634 | 9.634 | 3.7573 | 0 | 3.7573 | 0 | 3.7573
2016-11-14 11:00 | 1.69 | 0 | 10.6593 | 10.9137 | 10.117 | 61.2336 | 30 | 42.7273 | 9.1827 | 0.8 | 30.3237 | 3.4033 | 73.051 | 0 | 12.5861 | 73.051 | 0 | 0 | 10.117 | 21.0307 | 3.9456 | 0 | 3.9456 | 4.2563 | 8.202
2016-11-14 12:00 | 1.78 | 0 | 18.7297 | 0 | 10.329 | 79.0268 | 27.2787 | 38.8515 | 8.3498 | 0.8 | 41.4335 | 4.6502 | 80.285 | 0 | 13 | 72.228 | 4.713 | 1.571 | 11.9 | 11.9 | 4.0283 | 0.61269 | 4.641 | 0 | 4.641
2016-11-14 13:00 | 1.72 | 0 | 14.9071 | 0 | 10.962 | 93.1886 | 24.1491 | 34.3942 | 7.3918 | 0.8 | 49.9688 | 5.6082 | 84.363 | 0 | 13 | 70.719 | 7.982 | 2.6607 | 13.6227 | 13.6227 | 4.2752 | 1.0377 | 5.3128 | 0 | 5.3128
2016-11-14 14:00 | 1.62 | 0 | 3.5292 | 0 | 12.106 | 96.5413 | 14.0152 | 19.961 | 4.2899 | 0.8 | 0 | 0 | 19.961 | 0 | 4.2899 | 0 | 11.677 | 3.8923 | 15.9983 | 15.9983 | 4.7213 | 1.518 | 6.2393 | 0 | 6.2393
2016-11-14 15:00 | 1.34 | 0 | 3.973 | 0 | 12.367 | 100.3156 | 15 | 21.3636 | 4.5914 | 0.8 | 70.9124 | 7.9587 | 92.276 | 0 | 12.5501 | 67.79 | 14.324 | 4.7747 | 17.1417 | 17.1417 | 4.8231 | 1.8621 | 6.6852 | 0 | 6.6852
2016-11-14 16:00 | 1.07 | 0 | 3.743 | 0 | 12.327 | 103.8715 | 15 | 21.3636 | 4.5914 | 0.8 | 73.2144 | 8.2171 | 94.578 | 0 | 12.8085 | 66.937 | 16.17 | 5.39 | 17.717 | 17.717 | 4.8075 | 2.1021 | 6.9096 | 0 | 6.9096
2016-11-14 17:00 | 0.5 | 0 | 18.085 | 0 | 12.415 | 121.0522 | 30 | 42.7273 | 9.1827 | 0.8 | 23.7807 | 2.669 | 66.508 | 0 | 11.8517 | 66.508 | 0 | 0 | 12.415 | 12.415 | 4.8418 | 0 | 4.8418 | 0 | 4.8418
2016-11-14 18:00 | 0.14 | 0 | 17.695 | 0 | 12.445 | 137.8625 | 30 | 42.7273 | 9.1827 | 0.8 | 23.7127 | 2.6614 | 66.44 | 0 | 11.8441 | 66.44 | 0 | 0 | 12.445 | 12.445 | 4.8536 | 0 | 4.8536 | 0 | 4.8536
2016-11-14 19:00 | 0.01 | 0 | 14.687 | 0 | 15.323 | 151.8151 | 30 | 42.7273 | 9.1827 | 0.8 | 23.9177 | 2.6844 | 66.645 | 0 | 11.8671 | 66.645 | 0 | 0 | 15.323 | 15.323 | 5.976 | 0 | 5.976 | 0 | 5.976
2016-11-14 20:00 | 0 | 21.423 | 0 | 0 | 21.423 | 129.2646 | 0 | 0 | 0 | 0 | 0 | 0 | 0 | 0 | 0 | 0 | 0 | 0 | 21.423 | 21.423 | 8.355 | 0 | 8.355 | 0 | 8.355
2016-11-14 21:00 | 0 | 22.608 | 0 | 0 | 22.608 | 105.4667 | 0 | 0 | 0 | 0 | 0 | 0 | 0 | 0 | 0 | 0 | 0 | 0 | 22.608 | 22.608 | 8.8171 | 0 | 8.8171 | 0 | 8.8171
2016-11-14 22:00 | 0 | 20.34 | 0 | 0 | 20.34 | 84.0562 | 0 | 0 | 0 | 0 | 0 | 0 | 0 | 0 | 0 | 0 | 0 | 0 | 20.34 | 20.34 | 7.9326 | 0 | 7.9326 | 0 | 7.9326
2016-11-14 23:00 | 0 | 17.599 | 0 | 0 | 17.599 | 65.5309 | 0 | 0 | 0 | 0 | 0 | 0 | 0 | 0 | 0 | 0 | 0 | 0 | 17.599 | 17.599 | 6.8636 | 0 | 6.8636 | 0 | 6.8636
2016-11-15 | 0 | 2.3685 | 0 | 0 | 15.352 | 63.0378 | 12.9835 | 18.4917 | 3.9741 | 0.65595 | 0 | 0 | 12.824 | 5.6677 | 3.9741 | 0 | 7.502 | 2.5007 | 17.8527 | 17.8527 | 5.9873 | 0.97526 | 6.9625 | 0 | 6.9625
2016-11-15 01:00 | 0 | 0 | 0 | 0 | 13.272 | 63.0378 | 13.272 | 18.9025 | 4.0624 | 0.60607 | 0 | 0 | 11.103 | 7.7995 | 4.0624 | 0 | 6.495 | 2.165 | 15.437 | 15.437 | 5.1761 | 0.84435 | 6.0204 | 0 | 6.0204
2016-11-15 02:00 | 0 | 5 | 0 | 0 | 12.5 | 57.7746 | 7.5 | 10.6818 | 2.2957 | 0.77383 | 0 | 0 | 10.087 | 0.59482 | 2.2957 | 0 | 5.901 | 1.967 | 14.467 | 14.467 | 4.875 | 0.76713 | 5.6421 | 0 | 5.6421
2016-11-15 03:00 | 0 | 0 | 0 | 0 | 12.115 | 57.7746 | 12.115 | 17.2547 | 3.7083 | 0.56943 | 0 | 0 | 8.79 | 8.4647 | 3.7083 | 0 | 5.142 | 1.714 | 13.829 | 13.829 | 4.7248 | 0.66846 | 5.3933 | 0 | 5.3933
2016-11-15 04:00 | 0 | 0 | 0 | 0 | 11.466 | 57.7746 | 11.466 | 16.3304 | 3.5096 | 0.5679 | 0 | 0 | 8.266 | 8.0644 | 3.5096 | 0 | 4.836 | 1.612 | 13.078 | 13.078 | 4.4717 | 0.62868 | 5.1004 | 0 | 5.1004
2016-11-15 05:00 | 0 | 10.478 | 0 | 0 | 10.478 | 46.7451 | 0 | 0 | 0 | 0 | 0 | 0 | 0 | 0 | 0 | 0 | 0 | 0 | 10.478 | 10.478 | 4.0864 | 0 | 4.0864 | 0 | 4.0864
2016-11-15 06:00 | 0.02 | 0 | 0 | 0 | 8.951 | 46.7451 | 8.931 | 12.7199 | 2.7337 | 0.33 | 0 | 0 | 0 | 12.7199 | 2.7337 | 0 | 0 | 0 | 8.951 | 8.951 | 3.4909 | 0 | 3.4909 | 0 | 3.4909
2016-11-15 07:00 | 0.26 | 7.384 | 0 | 0 | 7.644 | 38.9725 | 0 | 0 | 0 | 0 | 0 | 0 | 0 | 0 | 0 | 0 | 0 | 0 | 7.644 | 7.644 | 2.9812 | 0 | 2.9812 | 0 | 2.9812
2016-11-15 08:00 | 0.52 | 8.179 | 0 | 0 | 8.699 | 30.363 | 0 | 0 | 0 | 0 | 0 | 0 | 0 | 0 | 0 | 0 | 0 | 0 | 8.699 | 8.699 | 3.3926 | 0 | 3.3926 | 0 | 3.3926
2016-11-15 09:00 | 0.86 | 0 | 10.8784 | 10.4296 | 9.552 | 40.6975 | 30 | 42.7273 | 9.1827 | 0.8 | 30.8217 | 3.4592 | 73.549 | 0 | 12.642 | 73.549 | 0 | 0 | 9.552 | 19.9816 | 3.7253 | 0 | 3.7253 | 4.0676 | 7.7928
2016-11-15 10:00 | 1.23 | 0 | 0 | 21.022 | 10.208 | 40.6975 | 30 | 42.7273 | 9.1827 | 0.8 | 31.1427 | 3.4953 | 73.87 | 0 | 12.678 | 73.87 | 0 | 0 | 10.208 | 31.23 | 3.9811 | 0 | 3.9811 | 8.1986 | 12.1797
2016-11-15 11:00 | 1.44 | 0 | 20.876 | 0 | 10.564 | 60.5297 | 30 | 42.7273 | 9.1827 | 0.8 | 31.4017 | 3.5243 | 74.129 | 0 | 12.7071 | 74.129 | 0 | 0 | 10.564 | 10.564 | 4.12 | 0 | 4.12 | 0 | 4.12
2016-11-15 12:00 | 1.66 | 0 | 19.27 | 0 | 10.222 | 78.8362 | 27.832 | 39.6396 | 8.5191 | 0.8 | 39.9244 | 4.4809 | 79.564 | 0 | 13 | 72.495 | 4.135 | 1.3783 | 11.6003 | 11.6003 | 3.9866 | 0.53755 | 4.5241 | 0 | 4.5241
2016-11-15 13:00 | 1.68 | 0 | 14.2521 | 0 | 10.666 | 92.3757 | 23.2381 | 33.0967 | 7.113 | 0.8 | 52.4533 | 5.887 | 85.55 | 0 | 13 | 70.279 | 8.934 | 2.978 | 13.644 | 13.644 | 4.1597 | 1.1614 | 5.3212 | 0 | 5.3212
2016-11-15 14:00 | 1.51 | 0 | 5.29 | 0 | 11.22 | 97.4012 | 15 | 21.3636 | 4.5914 | 0.8 | 0.84736 | 0.095103 | 22.211 | 0 | 4.6865 | 0 | 12.993 | 4.331 | 15.551 | 15.551 | 4.3758 | 1.6891 | 6.0649 | 0 | 6.0649
2016-11-15 15:00 | 1.44 | 0 | 4.138 | 0 | 12.302 | 101.3323 | 15 | 21.3636 | 4.5914 | 0.8 | 72.7624 | 8.1664 | 94.126 | 0 | 12.7577 | 67.105 | 15.807 | 5.269 | 17.571 | 17.571 | 4.7978 | 2.0549 | 6.8527 | 0 | 6.8527
2016-11-15 16:00 | 0.93 | 0 | 2.8558 | 0 | 12.958 | 104.0453 | 14.8838 | 21.1981 | 4.5558 | 0.8 | 75.2379 | 8.4442 | 96.436 | 0 | 13 | 66.25 | 17.659 | 5.8863 | 18.8443 | 18.8443 | 5.0536 | 2.2957 | 7.3493 | 0 | 7.3493
2016-11-15 17:00 | 0.41 | 0 | 17.733 | 0 | 12.677 | 120.8917 | 30 | 42.7273 | 9.1827 | 0.8 | 23.0397 | 2.5858 | 65.767 | 0 | 11.7686 | 65.767 | 0 | 0 | 12.677 | 12.677 | 4.944 | 0 | 4.944 | 0 | 4.944
2016-11-15 18:00 | 0.2 | 0 | 17.852 | 0 | 12.348 | 137.8511 | 30 | 42.7273 | 9.1827 | 0.8 | 22.8897 | 2.569 | 65.617 | 0 | 11.7517 | 65.617 | 0 | 0 | 12.348 | 12.348 | 4.8157 | 0 | 4.8157 | 0 | 4.8157
2016-11-15 19:00 | 0.01 | 0 | 14.699 | 0 | 15.311 | 151.8151 | 30 | 42.7273 | 9.1827 | 0.8 | 23.0757 | 2.5899 | 65.803 | 0 | 11.7726 | 65.803 | 0 | 0 | 15.311 | 15.311 | 5.9713 | 0 | 5.9713 | 0 | 5.9713
2016-11-15 20:00 | 0 | 20.015 | 0 | 0 | 20.015 | 130.7467 | 0 | 0 | 0 | 0 | 0 | 0 | 0 | 0 | 0 | 0 | 0 | 0 | 20.015 | 20.015 | 7.8059 | 0 | 7.8059 | 0 | 7.8059
2016-11-15 21:00 | 0 | 20.688 | 0 | 0 | 20.688 | 108.9699 | 0 | 0 | 0 | 0 | 0 | 0 | 0 | 0 | 0 | 0 | 0 | 0 | 20.688 | 20.688 | 8.0683 | 0 | 8.0683 | 0 | 8.0683
2016-11-15 22:00 | 0 | 19.87 | 0 | 0 | 19.87 | 88.0541 | 0 | 0 | 0 | 0 | 0 | 0 | 0 | 0 | 0 | 0 | 0 | 0 | 19.87 | 19.87 | 7.7493 | 0 | 7.7493 | 0 | 7.7493
2016-11-15 23:00 | 0 | 18.468 | 0 | 0 | 18.468 | 68.6141 | 0 | 0 | 0 | 0 | 0 | 0 | 0 | 0 | 0 | 0 | 0 | 0 | 18.468 | 18.468 | 7.2025 | 0 | 7.2025 | 0 | 7.2025
2016-11-16 | 0 | 6.5914 | 0 | 0 | 15.745 | 61.6758 | 9.1536 | 13.037 | 2.8018 | 0.8 | 0 | 0 | 13.037 | 0 | 2.8018 | 0 | 7.627 | 2.5423 | 18.2873 | 18.2873 | 6.1406 | 0.99151 | 7.1321 | 0 | 7.1321
2016-11-16 01:00 | 0 | 4.5111 | 0 | 0 | 13.613 | 56.9272 | 9.1019 | 12.9633 | 2.786 | 0.73748 | 0 | 0 | 11.239 | 1.7243 | 2.786 | 0 | 6.575 | 2.1917 | 15.8047 | 15.8047 | 5.3091 | 0.85475 | 6.1638 | 0 | 6.1638
2016-11-16 02:00 | 0 | 4.983 | 0 | 0 | 12.483 | 51.682 | 7.5 | 10.6818 | 2.2957 | 0.76674 | 0 | 0 | 9.926 | 0.75582 | 2.2957 | 0 | 5.806 | 1.9353 | 14.4183 | 14.4183 | 4.8684 | 0.75478 | 5.6231 | 0 | 5.6231
2016-11-16 03:00 | 0 | 4.354 | 0 | 0 | 11.854 | 47.0988 | 7.5 | 10.6818 | 2.2957 | 0.7212 | 0 | 0 | 8.891 | 1.7908 | 2.2957 | 0 | 5.201 | 1.7337 | 13.5877 | 13.5877 | 4.6231 | 0.67613 | 5.2992 | 0 | 5.2992
2016-11-16 04:00 | 0 | 4.169 | 0 | 0 | 11.669 | 42.7104 | 7.5 | 10.6818 | 2.2957 | 0.68363 | 0 | 0 | 8.037 | 2.6448 | 2.2957 | 0 | 4.702 | 1.5673 | 13.2363 | 13.2363 | 4.5509 | 0.61126 | 5.1622 | 0 | 5.1622
2016-11-16 05:00 | 0 | 3.547 | 0 | 0 | 11.047 | 38.9767 | 7.5 | 10.6818 | 2.2957 | 0.33 | 0 | 0 | 0 | 10.6818 | 2.2957 | 0 | 0 | 0 | 11.047 | 11.047 | 4.3083 | 0 | 4.3083 | 0 | 4.3083
2016-11-16 06:00 | 0.02 | 0 | 0 | 0 | 9.505 | 38.9767 | 9.485 | 13.5089 | 2.9033 | 0.33 | 0 | 0 | 0 | 13.5089 | 2.9033 | 0 | 0 | 0 | 9.505 | 9.505 | 3.7069 | 0 | 3.7069 | 0 | 3.7069
2016-11-16 07:00 | 0.16 | 8.183 | 0 | 0 | 8.343 | 30.363 | 0 | 0 | 0 | 0 | 0 | 0 | 0 | 0 | 0 | 0 | 0 | 0 | 8.343 | 8.343 | 3.2538 | 0 | 3.2538 | 0 | 3.2538
2016-11-16 08:00 | 0.45 | 0 | 0 | 0 | 9.051 | 30.363 | 8.601 | 12.2499 | 2.6327 | 0.33 | 0 | 0 | 0 | 12.2499 | 2.6327 | 0 | 0 | 0 | 9.051 | 9.051 | 3.5299 | 0 | 3.5299 | 0 | 3.5299
2016-11-16 09:00 | 0.88 | 0 | 0 | 20.901 | 9.979 | 30.363 | 30 | 42.7273 | 9.1827 | 0.8 | 30.7467 | 3.4508 | 73.474 | 0 | 12.6335 | 73.474 | 0 | 0 | 9.979 | 30.88 | 3.8918 | 0 | 3.8918 | 8.1514 | 12.0432
2016-11-16 10:00 | 1.27 | 0 | 13.4927 | 7.2373 | 10.54 | 43.1811 | 30 | 42.7273 | 9.1827 | 0.8 | 30.9807 | 3.4771 | 73.708 | 0 | 12.6598 | 73.708 | 0 | 0 | 10.54 | 17.7773 | 4.1106 | 0 | 4.1106 | 2.8225 | 6.9331
2016-11-16 11:00 | 1.53 | 0 | 20.597 | 0 | 10.933 | 62.7483 | 30 | 42.7273 | 9.1827 | 0.8 | 31.1887 | 3.5004 | 73.916 | 0 | 12.6832 | 73.916 | 0 | 0 | 10.933 | 10.933 | 4.2639 | 0 | 4.2639 | 0 | 4.2639
2016-11-16 12:00 | 1.7 | 0 | 18.431 | 0 | 10.725 | 80.2577 | 27.456 | 39.104 | 8.404 | 0.8 | 40.95 | 4.596 | 80.054 | 0 | 13 | 72.314 | 4.528 | 1.5093 | 12.2343 | 12.2343 | 4.1828 | 0.58864 | 4.7714 | 0 | 4.7714
2016-11-16 13:00 | 1.71 | 0 | 5.378 | 0 | 11.332 | 85.3668 | 15 | 21.3636 | 4.5914 | 0.8 | 65.3714 | 7.3369 | 86.735 | 0 | 11.9282 | 69.841 | 9.883 | 3.2943 | 14.6263 | 14.6263 | 4.4195 | 1.2848 | 5.7043 | 0 | 5.7043
2016-11-16 14:00 | 1.7 | 0 | 12.543 | 0 | 11.657 | 97.2827 | 22.5 | 32.0455 | 6.8871 | 0.70971 | 0 | 0 | 25.889 | 6.1565 | 6.8871 | 0 | 15.145 | 5.0483 | 16.7053 | 16.7053 | 4.5462 | 1.9688 | 6.5151 | 0 | 6.5151
2016-11-16 15:00 | 1.45 | 0 | 3.4236 | 0 | 12.538 | 100.535 | 14.5116 | 20.668 | 4.4419 | 0.8 | 76.253 | 8.5581 | 96.921 | 0 | 13 | 66.07 | 18.048 | 6.016 | 18.554 | 18.554 | 4.8898 | 2.3462 | 7.2361 | 0 | 7.2361
2016-11-16 16:00 | 1.1 | 0 | 0.92902 | 0 | 12.8 | 101.4176 | 12.629 | 17.9868 | 3.8656 | 0.8 | 81.3872 | 9.1344 | 99.374 | 0 | 13 | 65.162 | 20.014 | 6.6713 | 19.4713 | 19.4713 | 4.992 | 2.6018 | 7.5938 | 0 | 7.5938
2016-11-16 17:00 | 0.52 | 0 | 18.332 | 0 | 12.188 | 118.833 | 30 | 42.7273 | 9.1827 | 0.8 | 21.9737 | 2.4662 | 64.701 | 0 | 11.6489 | 64.701 | 0 | 0 | 12.188 | 12.188 | 4.7533 | 0 | 4.7533 | 0 | 4.7533
2016-11-16 18:00 | 0.15 | 0 | 18.517 | 0 | 11.633 | 136.4242 | 30 | 42.7273 | 9.1827 | 0.8 | 21.8737 | 2.455 | 64.601 | 0 | 11.6377 | 64.601 | 0 | 0 | 11.633 | 11.633 | 4.5369 | 0 | 4.5369 | 0 | 4.5369
2016-11-16 19:00 | 0.02 | 0 | 16.201 | 0 | 13.819 | 151.8151 | 30 | 42.7273 | 9.1827 | 0.8 | 22.1327 | 2.484 | 64.86 | 0 | 11.6668 | 64.86 | 0 | 0 | 13.819 | 13.819 | 5.3894 | 0 | 5.3894 | 0 | 5.3894
2016-11-16 20:00 | 0 | 19.457 | 0 | 0 | 19.457 | 131.3341 | 0 | 0 | 0 | 0 | 0 | 0 | 0 | 0 | 0 | 0 | 0 | 0 | 19.457 | 19.457 | 7.5882 | 0 | 7.5882 | 0 | 7.5882
2016-11-16 21:00 | 0 | 20.986 | 0 | 0 | 20.986 | 109.2435 | 0 | 0 | 0 | 0 | 0 | 0 | 0 | 0 | 0 | 0 | 0 | 0 | 20.986 | 20.986 | 8.1845 | 0 | 8.1845 | 0 | 8.1845
2016-11-16 22:00 | 0 | 21.027 | 0 | 0 | 21.027 | 87.1099 | 0 | 0 | 0 | 0 | 0 | 0 | 0 | 0 | 0 | 0 | 0 | 0 | 21.027 | 21.027 | 8.2005 | 0 | 8.2005 | 0 | 8.2005
2016-11-16 23:00 | 0 | 19.406 | 0 | 0 | 19.406 | 66.6825 | 0 | 0 | 0 | 0 | 0 | 0 | 0 | 0 | 0 | 0 | 0 | 0 | 19.406 | 19.406 | 7.5683 | 0 | 7.5683 | 0 | 7.5683
2016-11-17 | 0 | 4.8925 | 0 | 0 | 15.715 | 61.5325 | 10.8225 | 15.4139 | 3.3127 | 0.78741 | 0 | 0 | 15.001 | 0.41288 | 3.3127 | 0 | 8.776 | 2.9253 | 18.6403 | 18.6403 | 6.1288 | 1.1409 | 7.2697 | 0 | 7.2697
2016-11-17 01:00 | 0 | 0 | 0 | 0 | 13.743 | 61.5325 | 13.743 | 19.5734 | 4.2066 | 0.64569 | 0 | 0 | 13.147 | 6.4264 | 4.2066 | 0 | 7.691 | 2.5637 | 16.3067 | 16.3067 | 5.3598 | 0.99983 | 6.3596 | 0 | 6.3596
2016-11-17 02:00 | 0 | 0 | 0 | 0 | 12.771 | 61.5325 | 12.771 | 18.189 | 3.9091 | 0.63788 | 0 | 0 | 11.915 | 6.274 | 3.9091 | 0 | 6.97 | 2.3233 | 15.0943 | 15.0943 | 4.9807 | 0.9061 | 5.8868 | 0 | 5.8868
2016-11-17 03:00 | 0 | 0 | 0 | 0 | 12.025 | 61.5325 | 12.025 | 17.1265 | 3.6807 | 0.63577 | 0 | 0 | 11.142 | 5.9845 | 3.6807 | 0 | 6.518 | 2.1727 | 14.1977 | 14.1977 | 4.6898 | 0.84734 | 5.5371 | 0 | 5.5371
2016-11-17 04:00 | 0 | 0 | 0 | 0 | 10.86 | 61.5325 | 10.86 | 15.4673 | 3.3242 | 0.64839 | 0 | 0 | 10.478 | 4.9893 | 3.3242 | 0 | 6.13 | 2.0433 | 12.9033 | 12.9033 | 4.2354 | 0.7969 | 5.0323 | 0 | 5.0323
2016-11-17 05:00 | 0 | 3.068 | 0 | 0 | 10.568 | 58.303 | 7.5 | 10.6818 | 2.2957 | 0.33 | 0 | 0 | 0 | 10.6818 | 2.2957 | 0 | 0 | 0 | 10.568 | 10.568 | 4.1215 | 0 | 4.1215 | 0 | 4.1215
2016-11-17 06:00 | 0.01 | 9.293 | 0 | 0 | 9.303 | 48.5209 | 0 | 0 | 0 | 0 | 0 | 0 | 0 | 0 | 0 | 0 | 0 | 0 | 9.303 | 9.303 | 3.6282 | 0 | 3.6282 | 0 | 3.6282
2016-11-17 07:00 | 0.23 | 8.144 | 0 | 0 | 8.374 | 39.9483 | 0 | 0 | 0 | 0 | 0 | 0 | 0 | 0 | 0 | 0 | 0 | 0 | 8.374 | 8.374 | 3.2659 | 0 | 3.2659 | 0 | 3.2659
2016-11-17 08:00 | 0.76 | 9.106 | 0 | 0 | 9.866 | 30.363 | 0 | 0 | 0 | 0 | 0 | 0 | 0 | 0 | 0 | 0 | 0 | 0 | 9.866 | 9.866 | 3.8477 | 0 | 3.8477 | 0 | 3.8477
2016-11-17 09:00 | 0.85 | 0 | 0 | 20.968 | 9.882 | 30.363 | 30 | 42.7273 | 9.1827 | 0.8 | 29.9897 | 3.3659 | 72.717 | 0 | 12.5486 | 72.717 | 0 | 0 | 9.882 | 30.85 | 3.854 | 0 | 3.854 | 8.1775 | 12.0315
2016-11-17 10:00 | 1.14 | 0 | 15.5195 | 5.4905 | 10.13 | 45.1065 | 30 | 42.7273 | 9.1827 | 0.8 | 30.2377 | 3.3937 | 72.965 | 0 | 12.5764 | 72.965 | 0 | 0 | 10.13 | 15.6205 | 3.9507 | 0 | 3.9507 | 2.1413 | 6.092
2016-11-17 11:00 | 1.37 | 0 | 21.101 | 0 | 10.269 | 65.1525 | 30 | 42.7273 | 9.1827 | 0.8 | 30.4497 | 3.4175 | 73.177 | 0 | 12.6002 | 73.177 | 0 | 0 | 10.269 | 10.269 | 4.0049 | 0 | 4.0049 | 0 | 4.0049
2016-11-17 12:00 | 1.3 | 0 | 17.1805 | 0 | 10.587 | 81.474 | 26.4675 | 37.6962 | 8.1015 | 0.8 | 43.6458 | 4.8985 | 81.342 | 0 | 13 | 71.837 | 5.561 | 1.8537 | 12.4407 | 12.4407 | 4.1289 | 0.72293 | 4.8519 | 0 | 4.8519
2016-11-17 13:00 | 1.28 | 0 | 5.561 | 0 | 10.719 | 86.7569 | 15 | 21.3636 | 4.5914 | 0.8 | 65.4354 | 7.344 | 86.799 | 0 | 11.9354 | 69.817 | 9.934 | 3.3113 | 14.0303 | 14.0303 | 4.1804 | 1.2914 | 5.4718 | 0 | 5.4718
2016-11-17 14:00 | 1.11 | 0 | 11.919 | 0 | 11.691 | 98.08 | 22.5 | 32.0455 | 6.8871 | 0.68584 | 0 | 0 | 24.262 | 7.7835 | 6.8871 | 0 | 14.193 | 4.731 | 16.422 | 16.422 | 4.5595 | 1.8451 | 6.4046 | 0 | 6.4046
2016-11-17 15:00 | 1.02 | 0 | 3.624 | 0 | 12.396 | 101.5228 | 15 | 21.3636 | 4.5914 | 0.8 | 74.3384 | 8.3433 | 95.702 | 0 | 12.9346 | 66.521 | 17.071 | 5.6903 | 18.0863 | 18.0863 | 4.8344 | 2.2192 | 7.0537 | 0 | 7.0537
2016-11-17 16:00 | 0.79 | 0 | 1.1393 | 0 | 13.183 | 102.6051 | 13.5323 | 19.2733 | 4.1421 | 0.8 | 78.9237 | 8.8579 | 98.197 | 0 | 13 | 65.598 | 19.07 | 6.3567 | 19.5397 | 19.5397 | 5.1414 | 2.4791 | 7.6205 | 0 | 7.6205
2016-11-17 17:00 | 0.39 | 0 | 17.383 | 0 | 13.007 | 119.119 | 30 | 42.7273 | 9.1827 | 0.8 | 22.2967 | 2.5024 | 65.024 | 0 | 11.6852 | 65.024 | 0 | 0 | 13.007 | 13.007 | 5.0727 | 0 | 5.0727 | 0 | 5.0727
2016-11-17 18:00 | 0.17 | 0 | 18.598 | 0 | 11.572 | 136.7871 | 30 | 42.7273 | 9.1827 | 0.8 | 22.0647 | 2.4764 | 64.792 | 0 | 11.6591 | 64.792 | 0 | 0 | 11.572 | 11.572 | 4.5131 | 0 | 4.5131 | 0 | 4.5131
2016-11-17 19:00 | 0.01 | 0 | 15.819 | 0 | 14.191 | 151.8151 | 30 | 42.7273 | 9.1827 | 0.8 | 22.2157 | 2.4933 | 64.943 | 0 | 11.6761 | 64.943 | 0 | 0 | 14.191 | 14.191 | 5.5345 | 0 | 5.5345 | 0 | 5.5345
2016-11-17 20:00 | 0 | 20.611 | 0 | 0 | 20.611 | 130.1193 | 0 | 0 | 0 | 0 | 0 | 0 | 0 | 0 | 0 | 0 | 0 | 0 | 20.611 | 20.611 | 8.0383 | 0 | 8.0383 | 0 | 8.0383
2016-11-17 21:00 | 0 | 20.847 | 0 | 0 | 20.847 | 108.1751 | 0 | 0 | 0 | 0 | 0 | 0 | 0 | 0 | 0 | 0 | 0 | 0 | 20.847 | 20.847 | 8.1303 | 0 | 8.1303 | 0 | 8.1303
2016-11-17 22:00 | 0 | 20.622 | 0 | 0 | 20.622 | 86.4677 | 0 | 0 | 0 | 0 | 0 | 0 | 0 | 0 | 0 | 0 | 0 | 0 | 20.622 | 20.622 | 8.0426 | 0 | 8.0426 | 0 | 8.0426
2016-11-17 23:00 | 0 | 18.653 | 0 | 0 | 18.653 | 66.833 | 0 | 0 | 0 | 0 | 0 | 0 | 0 | 0 | 0 | 0 | 0 | 0 | 18.653 | 18.653 | 7.2747 | 0 | 7.2747 | 0 | 7.2747
2016-11-18 | 0 | 1.034 | 0 | 0 | 16.034 | 65.7446 | 15 | 21.3636 | 4.5914 | 0.68372 | 0 | 0 | 16.078 | 5.2856 | 4.5914 | 0 | 9.406 | 3.1353 | 19.1693 | 19.1693 | 6.2533 | 1.2228 | 7.476 | 0 | 7.476
2016-11-18 01:00 | 0 | 0 | 0 | 0 | 14.053 | 65.7446 | 14.053 | 20.0149 | 4.3015 | 0.66338 | 0 | 0 | 14.197 | 5.8179 | 4.3015 | 0 | 8.305 | 2.7683 | 16.8213 | 16.8213 | 5.4807 | 1.0796 | 6.5603 | 0 | 6.5603
2016-11-18 02:00 | 0 | 0 | 2.547 | 0 | 12.453 | 68.1642 | 15 | 21.3636 | 4.5914 | 0.61624 | 0 | 0 | 13.011 | 8.3526 | 4.5914 | 0 | 7.612 | 2.5373 | 14.9903 | 14.9903 | 4.8567 | 0.98956 | 5.8462 | 0 | 5.8462
2016-11-18 03:00 | 0 | 0 | 1.161 | 0 | 11.835 | 69.2672 | 12.996 | 18.5095 | 3.978 | 0.63156 | 0 | 0 | 11.876 | 6.6335 | 3.978 | 0 | 6.947 | 2.3157 | 14.1507 | 14.1507 | 4.6156 | 0.90311 | 5.5188 | 0 | 5.5188
2016-11-18 04:00 | 0 | 0 | 0 | 0 | 10.977 | 69.2672 | 10.977 | 15.6339 | 3.36 | 0.65871 | 0 | 0 | 10.934 | 4.6999 | 3.36 | 0 | 6.396 | 2.132 | 13.109 | 13.109 | 4.281 | 0.83148 | 5.1125 | 0 | 5.1125
2016-11-18 05:00 | 0 | 10.957 | 0 | 0 | 10.957 | 57.7335 | 0 | 0 | 0 | 0 | 0 | 0 | 0 | 0 | 0 | 0 | 0 | 0 | 10.957 | 10.957 | 4.2732 | 0 | 4.2732 | 0 | 4.2732
2016-11-18 06:00 | 0.02 | 9.553 | 0 | 0 | 9.573 | 47.6778 | 0 | 0 | 0 | 0 | 0 | 0 | 0 | 0 | 0 | 0 | 0 | 0 | 9.573 | 9.573 | 3.7335 | 0 | 3.7335 | 0 | 3.7335
2016-11-18 07:00 | 0.25 | 7.919 | 0 | 0 | 8.169 | 39.342 | 0 | 0 | 0 | 0 | 0 | 0 | 0 | 0 | 0 | 0 | 0 | 0 | 8.169 | 8.169 | 3.1859 | 0 | 3.1859 | 0 | 3.1859
2016-11-18 08:00 | 0.72 | 8.53 | 0 | 0 | 9.25 | 30.363 | 0 | 0 | 0 | 0 | 0 | 0 | 0 | 0 | 0 | 0 | 0 | 0 | 9.25 | 9.25 | 3.6075 | 0 | 3.6075 | 0 | 3.6075
2016-11-18 09:00 | 1.13 | 0 | 21.225 | 0 | 9.905 | 50.5268 | 30 | 42.7273 | 9.1827 | 0.8 | 29.8687 | 3.3523 | 72.596 | 0 | 12.535 | 72.596 | 0 | 0 | 9.905 | 9.905 | 3.863 | 0 | 3.863 | 0 | 3.863
2016-11-18 10:00 | 1.54 | 0 | 0 | 21.279 | 10.261 | 50.5268 | 30 | 42.7273 | 9.1827 | 0.8 | 30.1307 | 3.3817 | 72.858 | 0 | 12.5644 | 72.858 | 0 | 0 | 10.261 | 31.54 | 4.0018 | 0 | 4.0018 | 8.2988 | 12.3006
2016-11-18 11:00 | 1.64 | 0 | 15.776 | 4.811 | 11.053 | 65.514 | 30 | 42.7273 | 9.1827 | 0.8 | 30.2927 | 3.3999 | 73.02 | 0 | 12.5826 | 73.02 | 0 | 0 | 11.053 | 15.864 | 4.3107 | 0 | 4.3107 | 1.8763 | 6.187
2016-11-18 12:00 | 1.78 | 0 | 16.7134 | 0 | 11.307 | 81.3917 | 26.2404 | 37.3727 | 8.0319 | 0.8 | 44.2653 | 4.9681 | 81.638 | 0 | 13 | 71.728 | 5.797 | 1.9323 | 13.2393 | 13.2393 | 4.4097 | 0.75361 | 5.1633 | 0 | 5.1633
2016-11-18 13:00 | 1.69 | 0 | 5.994 | 0 | 10.696 | 87.086 | 15 | 21.3636 | 4.5914 | 0.8 | 65.3704 | 7.3367 | 86.734 | 0 | 11.9281 | 69.841 | 9.882 | 3.294 | 13.99 | 13.99 | 4.1714 | 1.2847 | 5.4561 | 0 | 5.4561
2016-11-18 14:00 | 1.68 | 0 | 5.536 | 0 | 11.144 | 92.3452 | 15 | 21.3636 | 4.5914 | 0.8 | 1.8054 | 0.20262 | 23.169 | 0 | 4.794 | 0 | 13.554 | 4.518 | 15.662 | 15.662 | 4.3462 | 1.762 | 6.1082 | 0 | 6.1082
2016-11-18 15:00 | 1.54 | 0 | 5.153 | 0 | 11.387 | 97.2405 | 15 | 21.3636 | 4.5914 | 0.8 | 73.3604 | 8.2335 | 94.724 | 0 | 12.8249 | 66.883 | 16.287 | 5.429 | 16.816 | 16.816 | 4.4409 | 2.1173 | 6.5582 | 0 | 6.5582
2016-11-18 16:00 | 1.07 | 0 | 3.856 | 0 | 11.622 | 100.9037 | 14.408 | 20.5204 | 4.4101 | 0.8 | 76.5356 | 8.5899 | 97.056 | 0 | 13 | 66.02 | 18.156 | 6.052 | 17.674 | 17.674 | 4.5326 | 2.3603 | 6.8929 | 0 | 6.8929
2016-11-18 17:00 | 0.58 | 0 | 19.249 | 0 | 11.331 | 119.1902 | 30 | 42.7273 | 9.1827 | 0.8 | 22.9637 | 2.5773 | 65.691 | 0 | 11.76 | 65.691 | 0 | 0 | 11.331 | 11.331 | 4.4191 | 0 | 4.4191 | 0 | 4.4191
2016-11-18 18:00 | 0.16 | 0 | 18.925 | 0 | 11.235 | 137.169 | 30 | 42.7273 | 9.1827 | 0.8 | 23.4167 | 2.6281 | 66.144 | 0 | 11.8109 | 66.144 | 0 | 0 | 11.235 | 11.235 | 4.3816 | 0 | 4.3816 | 0 | 4.3816
2016-11-18 19:00 | 0.02 | 0 | 15.417 | 0 | 14.603 | 151.8151 | 30 | 42.7273 | 9.1827 | 0.8 | 24.6917 | 2.7712 | 67.419 | 0 | 11.954 | 67.419 | 0 | 0 | 14.603 | 14.603 | 5.6952 | 0 | 5.6952 | 0 | 5.6952
2016-11-18 20:00 | 0 | 19.963 | 0 | 0 | 19.963 | 130.8014 | 0 | 0 | 0 | 0 | 0 | 0 | 0 | 0 | 0 | 0 | 0 | 0 | 19.963 | 19.963 | 7.7856 | 0 | 7.7856 | 0 | 7.7856
2016-11-18 21:00 | 0 | 20.737 | 0 | 0 | 20.737 | 108.973 | 0 | 0 | 0 | 0 | 0 | 0 | 0 | 0 | 0 | 0 | 0 | 0 | 20.737 | 20.737 | 8.0874 | 0 | 8.0874 | 0 | 8.0874
2016-11-18 22:00 | 0 | 20.527 | 0 | 0 | 20.527 | 87.3656 | 0 | 0 | 0 | 0 | 0 | 0 | 0 | 0 | 0 | 0 | 0 | 0 | 20.527 | 20.527 | 8.0055 | 0 | 8.0055 | 0 | 8.0055
2016-11-18 23:00 | 0 | 18.211 | 0 | 0 | 18.211 | 68.1962 | 0 | 0 | 0 | 0 | 0 | 0 | 0 | 0 | 0 | 0 | 0 | 0 | 18.211 | 18.211 | 7.1023 | 0 | 7.1023 | 0 | 7.1023
2016-11-19 | 0 | 6.7374 | 0 | 0 | 15.118 | 61.1042 | 8.3806 | 11.936 | 2.5652 | 0.8 | 0 | 0 | 11.936 | 0 | 2.5652 | 0 | 6.982 | 2.3273 | 17.4453 | 17.4453 | 5.896 | 0.90766 | 6.8037 | 0 | 6.8037
2016-11-19 01:00 | 0 | 0 | 0 | 0 | 12.954 | 61.1042 | 12.954 | 18.4496 | 3.9651 | 0.59973 | 0 | 0 | 10.588 | 7.8616 | 3.9651 | 0 | 6.194 | 2.0647 | 15.0187 | 15.0187 | 5.0521 | 0.80522 | 5.8573 | 0 | 5.8573
2016-11-19 02:00 | 0 | 0 | 0 | 0 | 11.74 | 61.1042 | 11.74 | 16.7206 | 3.5935 | 0.60232 | 0 | 0 | 9.688 | 7.0326 | 3.5935 | 0 | 5.667 | 1.889 | 13.629 | 13.629 | 4.5786 | 0.73671 | 5.3153 | 0 | 5.3153
2016-11-19 03:00 | 0 | 3.952 | 0 | 0 | 11.452 | 56.9442 | 7.5 | 10.6818 | 2.2957 | 0.71051 | 0 | 0 | 8.648 | 2.0338 | 2.2957 | 0 | 5.059 | 1.6863 | 13.1383 | 13.1383 | 4.4663 | 0.65767 | 5.124 | 0 | 5.124
2016-11-19 04:00 | 0 | 3.709 | 0 | 0 | 11.209 | 53.04 | 7.5 | 10.6818 | 2.2957 | 0.67382 | 0 | 0 | 7.814 | 2.8678 | 2.2957 | 0 | 4.571 | 1.5237 | 12.7327 | 12.7327 | 4.3715 | 0.59423 | 4.9657 | 0 | 4.9657
2016-11-19 05:00 | 0 | 11.469 | 0 | 0 | 11.469 | 40.9673 | 0 | 0 | 0 | 0 | 0 | 0 | 0 | 0 | 0 | 0 | 0 | 0 | 11.469 | 11.469 | 4.4729 | 0 | 4.4729 | 0 | 4.4729
2016-11-19 06:00 | 0.02 | 9.577 | 0 | 0 | 9.597 | 30.8863 | 0 | 0 | 0 | 0 | 0 | 0 | 0 | 0 | 0 | 0 | 0 | 0 | 9.597 | 9.597 | 3.7428 | 0 | 3.7428 | 0 | 3.7428
2016-11-19 07:00 | 0.16 | 0.019085 | 0 | 0 | 8.02 | 30.8662 | 7.8409 | 11.1674 | 2.4 | 0.33 | 0 | 0 | 0 | 11.1674 | 2.4 | 0 | 0 | 0 | 8.02 | 8.02 | 3.1278 | 0 | 3.1278 | 0 | 3.1278
2016-11-19 08:00 | 0.62 | 0.478 | 0 | 0 | 8.598 | 30.363 | 7.5 | 10.6818 | 2.2957 | 0.33 | 0 | 0 | 0 | 10.6818 | 2.2957 | 0 | 0 | 0 | 8.598 | 8.598 | 3.3532 | 0 | 3.3532 | 0 | 3.3532
2016-11-19 09:00 | 1.2 | 0 | 0 | 21.913 | 9.287 | 30.363 | 30 | 42.7273 | 9.1827 | 0.8 | 30.9767 | 3.4766 | 73.704 | 0 | 12.6594 | 73.704 | 0 | 0 | 9.287 | 31.2 | 3.6219 | 0 | 3.6219 | 8.5461 | 12.168
2016-11-19 10:00 | 1.41 | 0 | 21.154 | 0 | 10.256 | 50.4593 | 30 | 42.7273 | 9.1827 | 0.8 | 31.3317 | 3.5165 | 74.059 | 0 | 12.6992 | 74.059 | 0 | 0 | 10.256 | 10.256 | 3.9998 | 0 | 3.9998 | 0 | 3.9998
2016-11-19 11:00 | 1.58 | 0 | 6.1072 | 14.9618 | 10.511 | 56.2612 | 30 | 42.7273 | 9.1827 | 0.8 | 31.6117 | 3.5479 | 74.339 | 0 | 12.7306 | 74.339 | 0 | 0 | 10.511 | 25.4728 | 4.0993 | 0 | 4.0993 | 5.8351 | 9.9344
2016-11-19 12:00 | 1.61 | 0 | 19.1863 | 0 | 10.631 | 74.4882 | 28.2073 | 40.1741 | 8.634 | 0.8 | 38.9009 | 4.366 | 79.075 | 0 | 13 | 72.676 | 3.743 | 1.2477 | 11.8787 | 11.8787 | 4.1461 | 0.48659 | 4.6327 | 0 | 4.6327
2016-11-19 13:00 | 1.6 | 0 | 14.1823 | 0 | 11.071 | 87.9614 | 23.6533 | 33.6881 | 7.2401 | 0.8 | 51.3209 | 5.7599 | 85.009 | 0 | 13 | 70.48 | 8.5 | 2.8333 | 13.9043 | 13.9043 | 4.3177 | 1.105 | 5.4227 | 0 | 5.4227
2016-11-19 14:00 | 1.47 | 0 | 5.433 | 0 | 11.037 | 93.1227 | 15 | 21.3636 | 4.5914 | 0.8 | 0.28636 | 0.03214 | 21.65 | 0 | 4.6235 | 0 | 12.665 | 4.2217 | 15.2587 | 15.2587 | 4.3044 | 1.6464 | 5.9509 | 0 | 5.9509
2016-11-19 15:00 | 1.08 | 0 | 4.933 | 0 | 11.147 | 97.8091 | 15 | 21.3636 | 4.5914 | 0.8 | 72.7864 | 8.1691 | 94.15 | 0 | 12.7604 | 67.096 | 15.826 | 5.2753 | 16.4223 | 16.4223 | 4.3473 | 2.0574 | 6.4047 | 0 | 6.4047
2016-11-19 16:00 | 0.8 | 0 | 4.1074 | 0 | 11.188 | 101.7112 | 14.4954 | 20.645 | 4.4369 | 0.8 | 76.297 | 8.5631 | 96.942 | 0 | 13 | 66.062 | 18.065 | 6.0217 | 17.2097 | 17.2097 | 4.3633 | 2.3485 | 6.7118 | 0 | 6.7118
2016-11-19 17:00 | 0.63 | 0 | 18.986 | 0 | 11.644 | 119.7479 | 30 | 42.7273 | 9.1827 | 0.8 | 22.6987 | 2.5476 | 65.426 | 0 | 11.7303 | 65.426 | 0 | 0 | 11.644 | 11.644 | 4.5412 | 0 | 4.5412 | 0 | 4.5412
2016-11-19 18:00 | 0.17 | 0 | 18.774 | 0 | 11.396 | 137.5832 | 30 | 42.7273 | 9.1827 | 0.8 | 22.4447 | 2.519 | 65.172 | 0 | 11.7018 | 65.172 | 0 | 0 | 11.396 | 11.396 | 4.4444 | 0 | 4.4444 | 0 | 4.4444
2016-11-19 19:00 | 0.02 | 0 | 14.981 | 0 | 15.039 | 151.8151 | 30 | 42.7273 | 9.1827 | 0.8 | 22.5447 | 2.5303 | 65.272 | 0 | 11.713 | 65.272 | 0 | 0 | 15.039 | 15.039 | 5.8652 | 0 | 5.8652 | 0 | 5.8652
2016-11-19 20:00 | 0 | 20.511 | 0 | 0 | 20.511 | 130.2246 | 0 | 0 | 0 | 0 | 0 | 0 | 0 | 0 | 0 | 0 | 0 | 0 | 20.511 | 20.511 | 7.9993 | 0 | 7.9993 | 0 | 7.9993
2016-11-19 21:00 | 0 | 21.283 | 0 | 0 | 21.283 | 107.8214 | 0 | 0 | 0 | 0 | 0 | 0 | 0 | 0 | 0 | 0 | 0 | 0 | 21.283 | 21.283 | 8.3004 | 0 | 8.3004 | 0 | 8.3004
2016-11-19 22:00 | 0 | 20.659 | 0 | 0 | 20.659 | 86.0751 | 0 | 0 | 0 | 0 | 0 | 0 | 0 | 0 | 0 | 0 | 0 | 0 | 20.659 | 20.659 | 8.057 | 0 | 8.057 | 0 | 8.057
2016-11-19 23:00 | 0 | 18.915 | 0 | 0 | 18.915 | 66.1646 | 0 | 0 | 0 | 0 | 0 | 0 | 0 | 0 | 0 | 0 | 0 | 0 | 18.915 | 18.915 | 7.3769 | 0 | 7.3769 | 0 | 7.3769
2016-11-20 | 0 | 5.1093 | 0 | 0 | 15.816 | 60.7864 | 10.7067 | 15.249 | 3.2772 | 0.8 | 0 | 0 | 15.249 | 0 | 3.2772 | 0 | 8.921 | 2.9737 | 18.7897 | 18.7897 | 6.1682 | 1.1597 | 7.328 | 0 | 7.328
2016-11-20 01:00 | 0 | 0 | 0 | 0 | 13.431 | 60.7864 | 13.431 | 19.129 | 4.1111 | 0.67206 | 0 | 0 | 13.922 | 5.207 | 4.1111 | 0 | 8.144 | 2.7147 | 16.1457 | 16.1457 | 5.2381 | 1.0587 | 6.2968 | 0 | 6.2968
2016-11-20 02:00 | 0 | 2.0007 | 0 | 0 | 12.324 | 58.6804 | 10.3233 | 14.7028 | 3.1599 | 0.73399 | 0 | 0 | 12.638 | 2.0648 | 3.1599 | 0 | 7.393 | 2.4643 | 14.7883 | 14.7883 | 4.8064 | 0.96109 | 5.7675 | 0 | 5.7675
2016-11-20 03:00 | 0 | 3.6965 | 0 | 0 | 11.818 | 54.7893 | 8.1215 | 11.567 | 2.4859 | 0.8 | 0 | 0 | 11.567 | 0 | 2.4859 | 0 | 6.767 | 2.2557 | 14.0737 | 14.0737 | 4.609 | 0.87971 | 5.4887 | 0 | 5.4887
2016-11-20 04:00 | 0 | 3.325 | 0 | 0 | 10.825 | 51.2893 | 7.5 | 10.6818 | 2.2957 | 0.79891 | 0 | 0 | 10.657 | 0.024818 | 2.2957 | 0 | 6.234 | 2.078 | 12.903 | 12.903 | 4.2218 | 0.81042 | 5.0322 | 0 | 5.0322
2016-11-20 05:00 | 0 | 2.865 | 0 | 0 | 10.365 | 48.2735 | 7.5 | 10.6818 | 2.2957 | 0.33 | 0 | 0 | 0 | 10.6818 | 2.2957 | 0 | 0 | 0 | 10.365 | 10.365 | 4.0423 | 0 | 4.0423 | 0 | 4.0423
2016-11-20 06:00 | 0.01 | 9.125 | 0 | 0 | 9.135 | 38.6683 | 0 | 0 | 0 | 0 | 0 | 0 | 0 | 0 | 0 | 0 | 0 | 0 | 9.135 | 9.135 | 3.5627 | 0 | 3.5627 | 0 | 3.5627
2016-11-20 07:00 | 0.09 | 7.89 | 0 | 0 | 7.98 | 30.363 | 0 | 0 | 0 | 0 | 0 | 0 | 0 | 0 | 0 | 0 | 0 | 0 | 7.98 | 7.98 | 3.1122 | 0 | 3.1122 | 0 | 3.1122
2016-11-20 08:00 | 0.38 | 0 | 0 | 0 | 8.589 | 30.363 | 8.209 | 11.6916 | 2.5127 | 0.33 | 0 | 0 | 0 | 11.6916 | 2.5127 | 0 | 0 | 0 | 8.589 | 8.589 | 3.3497 | 0 | 3.3497 | 0 | 3.3497
2016-11-20 09:00 | 0.73 | 0 | 18.7633 | 2.3637 | 9.603 | 48.1881 | 30 | 42.7273 | 9.1827 | 0.8 | 29.6567 | 3.3285 | 72.384 | 0 | 12.5112 | 72.384 | 0 | 0 | 9.603 | 11.9667 | 3.7452 | 0 | 3.7452 | 0.92185 | 4.667
2016-11-20 10:00 | 1.07 | 0 | 21.258 | 0 | 9.812 | 68.3832 | 30 | 42.7273 | 9.1827 | 0.8 | 29.8667 | 3.352 | 72.594 | 0 | 12.5348 | 72.594 | 0 | 0 | 9.812 | 9.812 | 3.8267 | 0 | 3.8267 | 0 | 3.8267
2016-11-20 11:00 | 1.24 | 0 | 0 | 21.213 | 10.027 | 68.3832 | 30 | 42.7273 | 9.1827 | 0.8 | 30.0167 | 3.3689 | 72.744 | 0 | 12.5516 | 72.744 | 0 | 0 | 10.027 | 31.24 | 3.9105 | 0 | 3.9105 | 8.2731 | 12.1836
2016-11-20 12:00 | 1.34 | 0 | 16.045 | 0 | 10.626 | 83.626 | 25.331 | 36.0774 | 7.7536 | 0.8 | 46.7456 | 5.2464 | 82.823 | 0 | 13 | 71.289 | 6.748 | 2.2493 | 12.8753 | 12.8753 | 4.1441 | 0.87724 | 5.0214 | 0 | 5.0214
2016-11-20 13:00 | 1.4 | 0 | 5.215 | 0 | 11.185 | 88.5802 | 15 | 21.3636 | 4.5914 | 0.8 | 65.9194 | 7.3984 | 87.283 | 0 | 11.9897 | 69.638 | 10.322 | 3.4407 | 14.6257 | 14.6257 | 4.3622 | 1.3419 | 5.704 | 0 | 5.704
2016-11-20 14:00 | 1.51 | 0 | 5.286 | 0 | 11.224 | 93.6019 | 15 | 21.3636 | 4.5914 | 0.8 | 1.9884 | 0.22316 | 23.352 | 0 | 4.8145 | 0 | 13.661 | 4.5537 | 15.7777 | 15.7777 | 4.3774 | 1.7759 | 6.1533 | 0 | 6.1533
2016-11-20 15:00 | 1.23 | 0 | 5.203 | 0 | 11.027 | 98.5448 | 15 | 21.3636 | 4.5914 | 0.8 | 73.7824 | 8.2808 | 95.146 | 0 | 12.8722 | 66.727 | 16.625 | 5.5417 | 16.5687 | 16.5687 | 4.3005 | 2.1612 | 6.4618 | 0 | 6.4618
2016-11-20 16:00 | 0.96 | 0 | 3.4701 | 0 | 11.221 | 101.8413 | 13.7311 | 19.5564 | 4.203 | 0.8 | 78.3816 | 8.797 | 97.938 | 0 | 13 | 65.694 | 18.863 | 6.2877 | 17.5087 | 17.5087 | 4.3762 | 2.4522 | 6.8284 | 0 | 6.8284
2016-11-20 17:00 | 0.47 | 0 | 19.522 | 0 | 10.948 | 120.3872 | 30 | 42.7273 | 9.1827 | 0.8 | 22.2807 | 2.5006 | 65.008 | 0 | 11.6834 | 65.008 | 0 | 0 | 10.948 | 10.948 | 4.2697 | 0 | 4.2697 | 0 | 4.2697
2016-11-20 18:00 | 0.17 | 0 | 18.827 | 0 | 11.343 | 138.2729 | 30 | 42.7273 | 9.1827 | 0.8 | 21.9497 | 2.4635 | 64.677 | 0 | 11.6462 | 64.677 | 0 | 0 | 11.343 | 11.343 | 4.4238 | 0 | 4.4238 | 0 | 4.4238
2016-11-20 19:00 | 0.01 | 0 | 14.255 | 0 | 15.755 | 151.8151 | 30 | 42.7273 | 9.1827 | 0.8 | 21.9537 | 2.4639 | 64.681 | 0 | 11.6467 | 64.681 | 0 | 0 | 15.755 | 15.755 | 6.1445 | 0 | 6.1445 | 0 | 6.1445
2016-11-20 20:00 | 0 | 21.202 | 0 | 0 | 21.202 | 129.4972 | 0 | 0 | 0 | 0 | 0 | 0 | 0 | 0 | 0 | 0 | 0 | 0 | 21.202 | 21.202 | 8.2688 | 0 | 8.2688 | 0 | 8.2688
2016-11-20 21:00 | 0 | 22.304 | 0 | 0 | 22.304 | 106.0193 | 0 | 0 | 0 | 0 | 0 | 0 | 0 | 0 | 0 | 0 | 0 | 0 | 22.304 | 22.304 | 8.6986 | 0 | 8.6986 | 0 | 8.6986
2016-11-20 22:00 | 0 | 21.86 | 0 | 0 | 21.86 | 83.0088 | 0 | 0 | 0 | 0 | 0 | 0 | 0 | 0 | 0 | 0 | 0 | 0 | 21.86 | 21.86 | 8.5254 | 0 | 8.5254 | 0 | 8.5254
2016-11-20 23:00 | 0 | 18.992 | 0 | 0 | 18.992 | 63.0172 | 0 | 0 | 0 | 0 | 0 | 0 | 0 | 0 | 0 | 0 | 0 | 0 | 18.992 | 18.992 | 7.4069 | 0 | 7.4069 | 0 | 7.4069
2016-11-21 | 0 | 1.061 | 0 | 0 | 16.061 | 61.9004 | 15 | 21.3636 | 4.5914 | 0.69879 | 0 | 0 | 16.763 | 4.6006 | 4.5914 | 0 | 9.807 | 3.269 | 19.33 | 19.33 | 6.2638 | 1.2749 | 7.5387 | 0 | 7.5387
2016-11-21 01:00 | 0 | 0 | 0 | 0 | 14.254 | 61.9004 | 14.254 | 20.3012 | 4.363 | 0.67155 | 0 | 0 | 14.753 | 5.5482 | 4.363 | 0 | 8.631 | 2.877 | 17.131 | 17.131 | 5.5591 | 1.122 | 6.6811 | 0 | 6.6811
2016-11-21 02:00 | 0 | 0 | 0 | 0 | 12.718 | 61.9004 | 12.718 | 18.1135 | 3.8929 | 0.68356 | 0 | 0 | 13.626 | 4.4875 | 3.8929 | 0 | 7.971 | 2.657 | 15.375 | 15.375 | 4.96 | 1.0362 | 5.9962 | 0 | 5.9962
2016-11-21 03:00 | 0 | 0 | 0 | 0 | 11.818 | 61.9004 | 11.818 | 16.8317 | 3.6174 | 0.67969 | 0 | 0 | 12.523 | 4.3087 | 3.6174 | 0 | 7.326 | 2.442 | 14.26 | 14.26 | 4.609 | 0.95238 | 5.5614 | 0 | 5.5614
2016-11-21 04:00 | 0 | 0 | 4.3784 | 0 | 10.559 | 66.0599 | 14.9374 | 21.2745 | 4.5722 | 0.58722 | 0 | 0 | 11.643 | 9.6315 | 4.5722 | 0 | 6.811 | 2.2703 | 12.8293 | 12.8293 | 4.118 | 0.88543 | 5.0034 | 0 | 5.0034
2016-11-21 05:00 | 0 | 10.407 | 0 | 0 | 10.407 | 55.1051 | 0 | 0 | 0 | 0 | 0 | 0 | 0 | 0 | 0 | 0 | 0 | 0 | 10.407 | 10.407 | 4.0587 | 0 | 4.0587 | 0 | 4.0587
2016-11-21 06:00 | 0.01 | 8.691 | 0 | 0 | 8.701 | 45.9567 | 0 | 0 | 0 | 0 | 0 | 0 | 0 | 0 | 0 | 0 | 0 | 0 | 8.701 | 8.701 | 3.3934 | 0 | 3.3934 | 0 | 3.3934
2016-11-21 07:00 | 0.12 | 7.222 | 0 | 0 | 7.342 | 38.3546 | 0 | 0 | 0 | 0 | 0 | 0 | 0 | 0 | 0 | 0 | 0 | 0 | 7.342 | 7.342 | 2.8634 | 0 | 2.8634 | 0 | 2.8634
2016-11-21 08:00 | 0.38 | 7.592 | 0 | 0 | 7.972 | 30.363 | 0 | 0 | 0 | 0 | 0 | 0 | 0 | 0 | 0 | 0 | 0 | 0 | 7.972 | 7.972 | 3.1091 | 0 | 3.1091 | 0 | 3.1091
2016-11-21 09:00 | 0.66 | 0 | 18.5683 | 3.2487 | 8.843 | 48.0029 | 30 | 42.7273 | 9.1827 | 0.8 | 29.6007 | 3.3222 | 72.328 | 0 | 12.5049 | 72.328 | 0 | 0 | 8.843 | 12.0917 | 3.4488 | 0 | 3.4488 | 1.267 | 4.7158
2016-11-21 10:00 | 1.11 | 0 | 0 | 21.443 | 9.667 | 48.0029 | 30 | 42.7273 | 9.1827 | 0.8 | 29.8547 | 3.3507 | 72.582 | 0 | 12.5334 | 72.582 | 0 | 0 | 9.667 | 31.11 | 3.7701 | 0 | 3.7701 | 8.3628 | 12.1329
2016-11-21 11:00 | 1.05 | 0 | 21.053 | 0 | 9.997 | 68.0033 | 30 | 42.7273 | 9.1827 | 0.8 | 29.9927 | 3.3662 | 72.72 | 0 | 12.5489 | 72.72 | 0 | 0 | 9.997 | 9.997 | 3.8988 | 0 | 3.8988 | 0 | 3.8988
2016-11-21 12:00 | 1.29 | 0 | 16.706 | 0 | 10.39 | 83.874 | 25.806 | 36.754 | 7.899 | 0.8 | 45.45 | 5.101 | 82.204 | 0 | 13 | 71.518 | 6.251 | 2.0837 | 12.4737 | 12.4737 | 4.0521 | 0.81263 | 4.8647 | 0 | 4.8647
2016-11-21 13:00 | 1.13 | 0 | 5.107 | 0 | 11.023 | 88.7256 | 15 | 21.3636 | 4.5914 | 0.8 | 65.2044 | 7.3181 | 86.568 | 0 | 11.9095 | 69.903 | 9.749 | 3.2497 | 14.2727 | 14.2727 | 4.299 | 1.2674 | 5.5663 | 0 | 5.5663
2016-11-21 14:00 | 0.81 | 0 | 4.699 | 0 | 11.111 | 93.1897 | 15 | 21.3636 | 4.5914 | 0.8 | 0.50636 | 0.056831 | 21.87 | 0 | 4.6482 | 0 | 12.794 | 4.2647 | 15.3757 | 15.3757 | 4.3333 | 1.6632 | 5.9965 | 0 | 5.9965
2016-11-21 15:00 | 0.87 | 0 | 4.584 | 0 | 11.286 | 97.5445 | 15 | 21.3636 | 4.5914 | 0.8 | 72.0084 | 8.0817 | 93.372 | 0 | 12.6731 | 67.384 | 15.203 | 5.0677 | 16.3537 | 16.3537 | 4.4015 | 1.9764 | 6.3779 | 0 | 6.3779
2016-11-21 16:00 | 0.79 | 0 | 4.268 | 0 | 11.522 | 101.5991 | 15 | 21.3636 | 4.5914 | 0.8 | 73.9414 | 8.2987 | 95.305 | 0 | 12.8901 | 66.668 | 16.753 | 5.5843 | 17.1063 | 17.1063 | 4.4936 | 2.1779 | 6.6715 | 0 | 6.6715
2016-11-21 17:00 | 0.41 | 0 | 18.429 | 0 | 11.981 | 119.1066 | 30 | 42.7273 | 9.1827 | 0.8 | 23.5997 | 2.6487 | 66.327 | 0 | 11.8314 | 66.327 | 0 | 0 | 11.981 | 11.981 | 4.6726 | 0 | 4.6726 | 0 | 4.6726
2016-11-21 18:00 | 0.18 | 0 | 19.135 | 0 | 11.045 | 137.2849 | 30 | 42.7273 | 9.1827 | 0.8 | 23.8597 | 2.6779 | 66.587 | 0 | 11.8606 | 66.587 | 0 | 0 | 11.045 | 11.045 | 4.3075 | 0 | 4.3075 | 0 | 4.3075
2016-11-21 19:00 | 0.02 | 0 | 15.295 | 0 | 14.725 | 151.8151 | 30 | 42.7273 | 9.1827 | 0.8 | 24.9187 | 2.7967 | 67.646 | 0 | 11.9795 | 67.646 | 0 | 0 | 14.725 | 14.725 | 5.7428 | 0 | 5.7428 | 0 | 5.7428
2016-11-21 20:00 | 0 | 21.943 | 0 | 0 | 21.943 | 128.7172 | 0 | 0 | 0 | 0 | 0 | 0 | 0 | 0 | 0 | 0 | 0 | 0 | 21.943 | 21.943 | 8.5578 | 0 | 8.5578 | 0 | 8.5578
2016-11-21 21:00 | 0 | 23.628 | 0 | 0 | 23.628 | 103.8456 | 0 | 0 | 0 | 0 | 0 | 0 | 0 | 0 | 0 | 0 | 0 | 0 | 23.628 | 23.628 | 9.2149 | 0 | 9.2149 | 0 | 9.2149
2016-11-21 22:00 | 0 | 22.583 | 0 | 0 | 22.583 | 80.0741 | 0 | 0 | 0 | 0 | 0 | 0 | 0 | 0 | 0 | 0 | 0 | 0 | 22.583 | 22.583 | 8.8074 | 0 | 8.8074 | 0 | 8.8074
2016-11-21 23:00 | 0 | 19.621 | 0 | 0 | 19.621 | 59.4204 | 0 | 0 | 0 | 0 | 0 | 0 | 0 | 0 | 0 | 0 | 0 | 0 | 19.621 | 19.621 | 7.6522 | 0 | 7.6522 | 0 | 7.6522
2016-11-22 | 0 | 6.5912 | 0 | 0 | 16.329 | 52.4823 | 9.7378 | 13.869 | 2.9807 | 0.8 | 0 | 0 | 13.869 | 0 | 2.9807 | 0 | 8.113 | 2.7043 | 19.0333 | 19.0333 | 6.3683 | 1.0547 | 7.423 | 0 | 7.423
2016-11-22 01:00 | 0 | 1.4803 | 0 | 0 | 13.586 | 50.9241 | 12.1057 | 17.2415 | 3.7054 | 0.66222 | 0 | 0 | 12.187 | 5.0545 | 3.7054 | 0 | 7.129 | 2.3763 | 15.9623 | 15.9623 | 5.2985 | 0.92677 | 6.2253 | 0 | 6.2253
2016-11-22 02:00 | 0 | 5.355 | 0 | 0 | 12.855 | 45.2872 | 7.5 | 10.6818 | 2.2957 | 0.79785 | 0 | 0 | 10.633 | 0.048818 | 2.2957 | 0 | 6.22 | 2.0733 | 14.9283 | 14.9283 | 5.0135 | 0.8086 | 5.8221 | 0 | 5.8221
2016-11-22 03:00 | 0 | 4.825 | 0 | 0 | 12.325 | 40.2083 | 7.5 | 10.6818 | 2.2957 | 0.73929 | 0 | 0 | 9.302 | 1.3798 | 2.2957 | 0 | 5.442 | 1.814 | 14.139 | 14.139 | 4.8068 | 0.70746 | 5.5142 | 0 | 5.5142
2016-11-22 04:00 | 0 | 3.154 | 0 | 0 | 10.654 | 36.8883 | 7.5 | 10.6818 | 2.2957 | 0.70312 | 0 | 0 | 8.48 | 2.2018 | 2.2957 | 0 | 4.961 | 1.6537 | 12.3077 | 12.3077 | 4.1551 | 0.64493 | 4.8 | 0 | 4.8
2016-11-22 05:00 | 0 | 3.23 | 0 | 0 | 10.73 | 33.4883 | 7.5 | 10.6818 | 2.2957 | 0.33 | 0 | 0 | 0 | 10.6818 | 2.2957 | 0 | 0 | 0 | 10.73 | 10.73 | 4.1847 | 0 | 4.1847 | 0 | 4.1847
2016-11-22 06:00 | 0.02 | 1.774 | 0 | 0 | 9.294 | 31.6209 | 7.5 | 10.6818 | 2.2957 | 0.33 | 0 | 0 | 0 | 10.6818 | 2.2957 | 0 | 0 | 0 | 9.294 | 9.294 | 3.6247 | 0 | 3.6247 | 0 | 3.6247
2016-11-22 07:00 | 0.21 | 0.595 | 0 | 0 | 8.305 | 30.9946 | 7.5 | 10.6818 | 2.2957 | 0.33 | 0 | 0 | 0 | 10.6818 | 2.2957 | 0 | 0 | 0 | 8.305 | 8.305 | 3.2389 | 0 | 3.2389 | 0 | 3.2389
2016-11-22 08:00 | 0.52 | 0.6 | 0 | 0 | 8.62 | 30.363 | 7.5 | 10.6818 | 2.2957 | 0.33 | 0 | 0 | 0 | 10.6818 | 2.2957 | 0 | 0 | 0 | 8.62 | 8.62 | 3.3618 | 0 | 3.3618 | 0 | 3.3618
2016-11-22 09:00 | 0.73 | 0 | 0 | 21.184 | 9.546 | 30.363 | 30 | 42.7273 | 9.1827 | 0.8 | 29.5337 | 3.3147 | 72.261 | 0 | 12.4974 | 72.261 | 0 | 0 | 9.546 | 30.73 | 3.7229 | 0 | 3.7229 | 8.2618 | 11.9847
2016-11-22 10:00 | 0.9 | 0 | 20.74 | 0 | 10.16 | 50.066 | 30 | 42.7273 | 9.1827 | 0.8 | 29.5927 | 3.3213 | 72.32 | 0 | 12.504 | 72.32 | 0 | 0 | 10.16 | 10.16 | 3.9624 | 0 | 3.9624 | 0 | 3.9624
2016-11-22 11:00 | 1.08 | 0 | 20.513 | 0 | 10.567 | 69.5534 | 30 | 42.7273 | 9.1827 | 0.8 | 29.6417 | 3.3268 | 72.369 | 0 | 12.5095 | 72.369 | 0 | 0 | 10.567 | 10.567 | 4.1211 | 0 | 4.1211 | 0 | 4.1211
2016-11-22 12:00 | 1.07 | 0 | 15.7109 | 0 | 11.027 | 84.4787 | 25.6679 | 36.5573 | 7.8567 | 0.8 | 45.8267 | 5.1433 | 82.384 | 0 | 13 | 71.451 | 6.395 | 2.1317 | 13.1587 | 13.1587 | 4.3005 | 0.83135 | 5.1319 | 0 | 5.1319
2016-11-22 13:00 | 0.99 | 0 | 10.8524 | 2.2693 | 11.045 | 94.7885 | 23.1767 | 33.0093 | 7.0942 | 0.8 | 52.6207 | 5.9058 | 85.63 | 0 | 13 | 70.25 | 8.997 | 2.999 | 14.044 | 16.3133 | 4.3075 | 1.1696 | 5.4772 | 0.88503 | 6.3622
2016-11-22 14:00 | 0.87 | 0 | 0 | 3.6132 | 11.305 | 94.7885 | 14.0482 | 20.008 | 4.3 | 0.8 | 0 | 0 | 20.008 | 0 | 4.3 | 0 | 11.704 | 3.9013 | 15.2063 | 18.8195 | 4.4089 | 1.5215 | 5.9305 | 1.4091 | 7.3396
2016-11-22 15:00 | 0.61 | 0 | 3.57 | 0 | 12.04 | 98.18 | 15 | 21.3636 | 4.5914 | 0.8 | 70.4764 | 7.9098 | 91.84 | 0 | 12.5012 | 67.951 | 13.975 | 4.6583 | 16.6983 | 16.6983 | 4.6956 | 1.8168 | 6.5123 | 0 | 6.5123
2016-11-22 16:00 | 0.39 | 0 | 3.164 | 0 | 12.226 | 101.1858 | 15 | 21.3636 | 4.5914 | 0.8 | 72.1944 | 8.1026 | 93.558 | 0 | 12.694 | 67.315 | 15.352 | 5.1173 | 17.3433 | 17.3433 | 4.7681 | 1.9958 | 6.7639 | 0 | 6.7639
2016-11-22 17:00 | 0.42 | 0 | 18.582 | 0 | 11.838 | 118.8387 | 30 | 42.7273 | 9.1827 | 0.8 | 24.2377 | 2.7203 | 66.965 | 0 | 11.903 | 66.965 | 0 | 0 | 11.838 | 11.838 | 4.6168 | 0 | 4.6168 | 0 | 4.6168
2016-11-22 18:00 | 0.12 | 0 | 19.111 | 0 | 11.009 | 136.9942 | 30 | 42.7273 | 9.1827 | 0.8 | 24.0697 | 2.7014 | 66.797 | 0 | 11.8842 | 66.797 | 0 | 0 | 11.009 | 11.009 | 4.2935 | 0 | 4.2935 | 0 | 4.2935
2016-11-22 19:00 | 0 | 0 | 15.601 | 0 | 14.399 | 151.8151 | 30 | 42.7273 | 9.1827 | 0.8 | 24.2097 | 2.7171 | 66.937 | 0 | 11.8999 | 66.937 | 0 | 0 | 14.399 | 14.399 | 5.6156 | 0 | 5.6156 | 0 | 5.6156
2016-11-22 20:00 | 0 | 19.883 | 0 | 0 | 19.883 | 130.8856 | 0 | 0 | 0 | 0 | 0 | 0 | 0 | 0 | 0 | 0 | 0 | 0 | 19.883 | 19.883 | 7.7544 | 0 | 7.7544 | 0 | 7.7544
2016-11-22 21:00 | 0 | 20.882 | 0 | 0 | 20.882 | 108.9046 | 0 | 0 | 0 | 0 | 0 | 0 | 0 | 0 | 0 | 0 | 0 | 0 | 20.882 | 20.882 | 8.144 | 0 | 8.144 | 0 | 8.144
2016-11-22 22:00 | 0 | 19.726 | 0 | 0 | 19.726 | 88.1404 | 0 | 0 | 0 | 0 | 0 | 0 | 0 | 0 | 0 | 0 | 0 | 0 | 19.726 | 19.726 | 7.6931 | 0 | 7.6931 | 0 | 7.6931
2016-11-22 23:00 | 0 | 17.415 | 0 | 0 | 17.415 | 69.8088 | 0 | 0 | 0 | 0 | 0 | 0 | 0 | 0 | 0 | 0 | 0 | 0 | 17.415 | 17.415 | 6.7919 | 0 | 6.7919 | 0 | 6.7919
2016-11-23 | 0 | 5.6368 | 0 | 0 | 15.105 | 63.8753 | 9.4682 | 13.485 | 2.8981 | 0.8 | 0 | 0 | 13.485 | 0 | 2.8981 | 0 | 7.889 | 2.6297 | 17.7347 | 17.7347 | 5.891 | 1.0256 | 6.9165 | 0 | 6.9165
2016-11-23 01:00 | 0 | 5.6569 | 0 | 0 | 13.857 | 57.9207 | 8.2001 | 11.679 | 2.51 | 0.8 | 0 | 0 | 11.679 | 0 | 2.51 | 0 | 6.832 | 2.2773 | 16.1343 | 16.1343 | 5.4042 | 0.88816 | 6.2924 | 0 | 6.2924
2016-11-23 02:00 | 0 | 5.178 | 0 | 0 | 12.678 | 52.4702 | 7.5 | 10.6818 | 2.2957 | 0.79165 | 0 | 0 | 10.492 | 0.18982 | 2.2957 | 0 | 6.138 | 2.046 | 14.724 | 14.724 | 4.9444 | 0.79794 | 5.7424 | 0 | 5.7424
2016-11-23 03:00 | 0 | 4.089 | 0 | 0 | 11.589 | 48.166 | 7.5 | 10.6818 | 2.2957 | 0.74422 | 0 | 0 | 9.414 | 1.2678 | 2.2957 | 0 | 5.507 | 1.8357 | 13.4247 | 13.4247 | 4.5197 | 0.71591 | 5.2356 | 0 | 5.2356
2016-11-23 04:00 | 0 | 3.558 | 0 | 0 | 11.058 | 44.4207 | 7.5 | 10.6818 | 2.2957 | 0.70105 | 0 | 0 | 8.433 | 2.2488 | 2.2957 | 0 | 4.933 | 1.6443 | 12.7023 | 12.7023 | 4.3126 | 0.64129 | 4.9539 | 0 | 4.9539
2016-11-23 05:00 | 0 | 10.951 | 0 | 0 | 10.951 | 32.8934 | 0 | 0 | 0 | 0 | 0 | 0 | 0 | 0 | 0 | 0 | 0 | 0 | 10.951 | 10.951 | 4.2709 | 0 | 4.2709 | 0 | 4.2709
2016-11-23 06:00 | 0 | 2.17 | 0 | 0 | 9.67 | 30.6092 | 7.5 | 10.6818 | 2.2957 | 0.33 | 0 | 0 | 0 | 10.6818 | 2.2957 | 0 | 0 | 0 | 9.67 | 9.67 | 3.7713 | 0 | 3.7713 | 0 | 3.7713
2016-11-23 07:00 | 0.12 | 0.23383 | 0 | 0 | 7.874 | 30.363 | 7.5202 | 10.7105 | 2.3019 | 0.33 | 0 | 0 | 0 | 10.7105 | 2.3019 | 0 | 0 | 0 | 7.874 | 7.874 | 3.0709 | 0 | 3.0709 | 0 | 3.0709
2016-11-23 08:00 | 0.28 | 0 | 0 | 0 | 8.631 | 30.363 | 8.351 | 11.8938 | 2.5562 | 0.33 | 0 | 0 | 0 | 11.8938 | 2.5562 | 0 | 0 | 0 | 8.631 | 8.631 | 3.3661 | 0 | 3.3661 | 0 | 3.3661
2016-11-23 09:00 | 0.39 | 0 | 13.6076 | 7.3504 | 9.432 | 43.2902 | 30 | 42.7273 | 9.1827 | 0.8 | 30.2887 | 3.3994 | 73.016 | 0 | 12.5821 | 73.016 | 0 | 0 | 9.432 | 16.7824 | 3.6785 | 0 | 3.6785 | 2.8667 | 6.5451
2016-11-23 10:00 | 0.63 | 0 | 0 | 20.282 | 10.348 | 43.2902 | 30 | 42.7273 | 9.1827 | 0.8 | 30.4017 | 3.4121 | 73.129 | 0 | 12.5948 | 73.129 | 0 | 0 | 10.348 | 30.63 | 4.0357 | 0 | 4.0357 | 7.91 | 11.9457
2016-11-23 11:00 | 1.04 | 0 | 20.433 | 0 | 10.607 | 62.7016 | 30 | 42.7273 | 9.1827 | 0.8 | 30.4247 | 3.4147 | 73.152 | 0 | 12.5974 | 73.152 | 0 | 0 | 10.607 | 10.607 | 4.1367 | 0 | 4.1367 | 0 | 4.1367
2016-11-23 12:00 | 1.32 | 0 | 17.0688 | 0 | 11.193 | 78.9169 | 26.9418 | 38.3717 | 8.2467 | 0.8 | 42.3523 | 4.7533 | 80.724 | 0 | 13 | 72.066 | 5.065 | 1.6883 | 12.8813 | 12.8813 | 4.3653 | 0.65845 | 5.0237 | 0 | 5.0237
2016-11-23 13:00 | 1.34 | 0 | 14.222 | 0 | 11.076 | 92.4278 | 23.958 | 34.122 | 7.3333 | 0.8 | 50.49 | 5.6667 | 84.612 | 0 | 13 | 70.627 | 8.182 | 2.7273 | 13.8033 | 13.8033 | 4.3196 | 1.0637 | 5.3833 | 0 | 5.3833
2016-11-23 14:00 | 1.23 | 0 | 3.3019 | 0 | 11.925 | 95.5647 | 13.9969 | 19.935 | 4.2843 | 0.8 | 0 | 0 | 19.935 | 0 | 4.2843 | 0 | 11.662 | 3.8873 | 15.8123 | 15.8123 | 4.6508 | 1.5161 | 6.1668 | 0 | 6.1668
2016-11-23 15:00 | 0.83 | 0 | 3.741 | 0 | 12.089 | 99.1186 | 15 | 21.3636 | 4.5914 | 0.8 | 70.9204 | 7.9596 | 92.284 | 0 | 12.551 | 67.786 | 14.331 | 4.777 | 16.866 | 16.866 | 4.7147 | 1.863 | 6.5777 | 0 | 6.5777
2016-11-23 16:00 | 0.48 | 0 | 3.353 | 0 | 12.127 | 102.304 | 15 | 21.3636 | 4.5914 | 0.8 | 73.1714 | 8.2123 | 94.535 | 0 | 12.8036 | 66.953 | 16.136 | 5.3787 | 17.5057 | 17.5057 | 4.7295 | 2.0977 | 6.8272 | 0 | 6.8272
2016-11-23 17:00 | 0.49 | 0 | 18.584 | 0 | 11.906 | 119.9588 | 30 | 42.7273 | 9.1827 | 0.8 | 23.7427 | 2.6647 | 66.47 | 0 | 11.8475 | 66.47 | 0 | 0 | 11.906 | 11.906 | 4.6433 | 0 | 4.6433 | 0 | 4.6433
2016-11-23 18:00 | 0.13 | 0 | 18.206 | 0 | 11.924 | 137.2545 | 30 | 42.7273 | 9.1827 | 0.8 | 23.7017 | 2.6601 | 66.429 | 0 | 11.8429 | 66.429 | 0 | 0 | 11.924 | 11.924 | 4.6504 | 0 | 4.6504 | 0 | 4.6504
2016-11-23 19:00 | 0.01 | 0 | 15.327 | 0 | 14.683 | 151.8151 | 30 | 42.7273 | 9.1827 | 0.8 | 24.0257 | 2.6965 | 66.753 | 0 | 11.8792 | 66.753 | 0 | 0 | 14.683 | 14.683 | 5.7264 | 0 | 5.7264 | 0 | 5.7264
2016-11-23 20:00 | 0 | 19.848 | 0 | 0 | 19.848 | 130.9225 | 0 | 0 | 0 | 0 | 0 | 0 | 0 | 0 | 0 | 0 | 0 | 0 | 19.848 | 19.848 | 7.7407 | 0 | 7.7407 | 0 | 7.7407
2016-11-23 21:00 | 0 | 13.716 | 0 | 0 | 21.216 | 116.4846 | 7.5 | 10.6818 | 2.2957 | 0.33 | 0 | 0 | 0 | 10.6818 | 2.2957 | 0 | 0 | 0 | 21.216 | 21.216 | 8.2742 | 0 | 8.2742 | 0 | 8.2742
2016-11-23 22:00 | 0 | 20.335 | 0 | 0 | 20.335 | 95.0793 | 0 | 0 | 0 | 0 | 0 | 0 | 0 | 0 | 0 | 0 | 0 | 0 | 20.335 | 20.335 | 7.9307 | 0 | 7.9307 | 0 | 7.9307
2016-11-23 23:00 | 0 | 18.136 | 0 | 0 | 18.136 | 75.9888 | 0 | 0 | 0 | 0 | 0 | 0 | 0 | 0 | 0 | 0 | 0 | 0 | 18.136 | 18.136 | 7.073 | 0 | 7.073 | 0 | 7.073
2016-11-24 | 0 | 6.0751 | 0 | 0 | 15.492 | 69.594 | 9.4169 | 13.412 | 2.8824 | 0.8 | 0 | 0 | 13.412 | 0 | 2.8824 | 0 | 7.846 | 2.6153 | 18.1073 | 18.1073 | 6.0419 | 1.02 | 7.0619 | 0 | 7.0619
2016-11-24 01:00 | 0 | 2.4834 | 0 | 0 | 13.423 | 66.9799 | 10.9396 | 15.5806 | 3.3485 | 0.68876 | 0 | 0 | 11.893 | 3.6876 | 3.3485 | 0 | 6.957 | 2.319 | 15.742 | 15.742 | 5.235 | 0.90441 | 6.1394 | 0 | 6.1394
2016-11-24 02:00 | 0 | 0 | 0 | 0 | 12.367 | 66.9799 | 12.367 | 17.6136 | 3.7854 | 0.61488 | 0 | 0 | 10.676 | 6.9376 | 3.7854 | 0 | 6.245 | 2.0817 | 14.4487 | 14.4487 | 4.8231 | 0.81185 | 5.635 | 0 | 5.635
2016-11-24 03:00 | 0 | 4.249 | 0 | 0 | 11.749 | 62.5072 | 7.5 | 10.6818 | 2.2957 | 0.7531 | 0 | 0 | 9.616 | 1.0658 | 2.2957 | 0 | 5.625 | 1.875 | 13.624 | 13.624 | 4.5821 | 0.73125 | 5.3134 | 0 | 5.3134
2016-11-24 04:00 | 0 | 3.472 | 0 | 0 | 10.972 | 58.8525 | 7.5 | 10.6818 | 2.2957 | 0.71773 | 0 | 0 | 8.812 | 1.8698 | 2.2957 | 0 | 5.155 | 1.7183 | 12.6903 | 12.6903 | 4.2791 | 0.67015 | 4.9492 | 0 | 4.9492
2016-11-24 05:00 | 0 | 10.6 | 0 | 0 | 10.6 | 47.6946 | 0 | 0 | 0 | 0 | 0 | 0 | 0 | 0 | 0 | 0 | 0 | 0 | 10.6 | 10.6 | 4.134 | 0 | 4.134 | 0 | 4.134
2016-11-24 06:00 | 0.02 | 0 | 0 | 0 | 9.479 | 47.6946 | 9.459 | 13.4719 | 2.8953 | 0.33 | 0 | 0 | 0 | 13.4719 | 2.8953 | 0 | 0 | 0 | 9.479 | 9.479 | 3.6968 | 0 | 3.6968 | 0 | 3.6968
2016-11-24 07:00 | 0.25 | 8.011 | 0 | 0 | 8.261 | 39.262 | 0 | 0 | 0 | 0 | 0 | 0 | 0 | 0 | 0 | 0 | 0 | 0 | 8.261 | 8.261 | 3.2218 | 0 | 3.2218 | 0 | 3.2218
2016-11-24 08:00 | 0.68 | 8.454 | 0 | 0 | 9.134 | 30.363 | 0 | 0 | 0 | 0 | 0 | 0 | 0 | 0 | 0 | 0 | 0 | 0 | 9.134 | 9.134 | 3.5623 | 0 | 3.5623 | 0 | 3.5623
2016-11-24 09:00 | 1.1 | 0 | 0 | 21.516 | 9.584 | 30.363 | 30 | 42.7273 | 9.1827 | 0.8 | 29.6377 | 3.3263 | 72.365 | 0 | 12.5091 | 72.365 | 0 | 0 | 9.584 | 31.1 | 3.7378 | 0 | 3.7378 | 8.3912 | 12.129
2016-11-24 10:00 | 1.32 | 0 | 21.061 | 0 | 10.259 | 50.371 | 30 | 42.7273 | 9.1827 | 0.8 | 29.7777 | 3.3421 | 72.505 | 0 | 12.5248 | 72.505 | 0 | 0 | 10.259 | 10.259 | 4.001 | 0 | 4.001 | 0 | 4.001
2016-11-24 11:00 | 1.55 | 0 | 21.369 | 0 | 10.181 | 70.6715 | 30 | 42.7273 | 9.1827 | 0.8 | 29.9147 | 3.3574 | 72.642 | 0 | 12.5402 | 72.642 | 0 | 0 | 10.181 | 10.181 | 3.9706 | 0 | 3.9706 | 0 | 3.9706
2016-11-24 12:00 | 1.35 | 0 | 5.8577 | 11.3642 | 10.261 | 76.2363 | 26.1329 | 37.2196 | 7.9991 | 0.8 | 44.5584 | 5.0009 | 81.778 | 0 | 13 | 71.675 | 5.91 | 1.97 | 12.231 | 23.5952 | 4.0018 | 0.7683 | 4.7701 | 4.4321 | 9.2021
2016-11-24 13:00 | 1.58 | 0 | 14.2918 | 0 | 10.623 | 89.8136 | 23.3348 | 33.2345 | 7.1426 | 0.8 | 52.1895 | 5.8574 | 85.424 | 0 | 13 | 70.326 | 8.832 | 2.944 | 13.567 | 13.567 | 4.143 | 1.1482 | 5.2911 | 0 | 5.2911
2016-11-24 14:00 | 1.33 | 0 | 4.4558 | 0 | 11.39 | 94.0466 | 14.5158 | 20.674 | 4.4432 | 0.8 | 0 | 0 | 20.674 | 0 | 4.4432 | 0 | 12.094 | 4.0313 | 15.4213 | 15.4213 | 4.4421 | 1.5722 | 6.0143 | 0 | 6.0143
2016-11-24 15:00 | 1.12 | 0 | 4.452 | 0 | 11.668 | 98.276 | 15 | 21.3636 | 4.5914 | 0.8 | 71.5464 | 8.0299 | 92.91 | 0 | 12.6213 | 67.555 | 14.833 | 4.9443 | 16.6123 | 16.6123 | 4.5505 | 1.9283 | 6.4788 | 0 | 6.4788
2016-11-24 16:00 | 0.73 | 0 | 3.902 | 0 | 11.828 | 101.9829 | 15 | 21.3636 | 4.5914 | 0.8 | 73.7344 | 8.2755 | 95.098 | 0 | 12.8668 | 66.745 | 16.587 | 5.529 | 17.357 | 17.357 | 4.6129 | 2.1563 | 6.7692 | 0 | 6.7692
2016-11-24 17:00 | 0.49 | 0 | 18.737 | 0 | 11.753 | 119.783 | 30 | 42.7273 | 9.1827 | 0.8 | 23.5817 | 2.6467 | 66.309 | 0 | 11.8294 | 66.309 | 0 | 0 | 11.753 | 11.753 | 4.5837 | 0 | 4.5837 | 0 | 4.5837
2016-11-24 18:00 | 0.16 | 0 | 18.663 | 0 | 11.497 | 137.5129 | 30 | 42.7273 | 9.1827 | 0.8 | 23.5527 | 2.6434 | 66.28 | 0 | 11.8261 | 66.28 | 0 | 0 | 11.497 | 11.497 | 4.4838 | 0 | 4.4838 | 0 | 4.4838
2016-11-24 19:00 | 0.01 | 0 | 15.055 | 0 | 14.955 | 151.8151 | 30 | 42.7273 | 9.1827 | 0.8 | 23.8657 | 2.6785 | 66.593 | 0 | 11.8613 | 66.593 | 0 | 0 | 14.955 | 14.955 | 5.8325 | 0 | 5.8325 | 0 | 5.8325
2016-11-24 20:00 | 0 | 20.798 | 0 | 0 | 20.798 | 129.9225 | 0 | 0 | 0 | 0 | 0 | 0 | 0 | 0 | 0 | 0 | 0 | 0 | 20.798 | 20.798 | 8.1112 | 0 | 8.1112 | 0 | 8.1112
2016-11-24 21:00 | 0 | 21.333 | 0 | 0 | 21.333 | 107.4667 | 0 | 0 | 0 | 0 | 0 | 0 | 0 | 0 | 0 | 0 | 0 | 0 | 21.333 | 21.333 | 8.3199 | 0 | 8.3199 | 0 | 8.3199
2016-11-24 22:00 | 0 | 20.571 | 0 | 0 | 20.571 | 85.813 | 0 | 0 | 0 | 0 | 0 | 0 | 0 | 0 | 0 | 0 | 0 | 0 | 20.571 | 20.571 | 8.0227 | 0 | 8.0227 | 0 | 8.0227
2016-11-24 23:00 | 0 | 17.935 | 0 | 0 | 17.935 | 66.9341 | 0 | 0 | 0 | 0 | 0 | 0 | 0 | 0 | 0 | 0 | 0 | 0 | 17.935 | 17.935 | 6.9947 | 0 | 6.9947 | 0 | 6.9947
2016-11-25 | 0 | 0.57315 | 0 | 0 | 15.556 | 66.3308 | 14.9829 | 21.3392 | 4.5861 | 0.65672 | 0 | 0 | 14.834 | 6.5052 | 4.5861 | 0 | 8.678 | 2.8927 | 18.4487 | 18.4487 | 6.0668 | 1.1281 | 7.195 | 0 | 7.195
2016-11-25 01:00 | 0 | 0 | 0 | 0 | 13.381 | 66.3308 | 13.381 | 19.0578 | 4.0958 | 0.66138 | 0 | 0 | 13.437 | 5.6208 | 4.0958 | 0 | 7.86 | 2.62 | 16.001 | 16.001 | 5.2186 | 1.0218 | 6.2404 | 0 | 6.2404
2016-11-25 02:00 | 0 | 0 | 0 | 0 | 12.14 | 66.3308 | 12.14 | 17.2903 | 3.7159 | 0.66334 | 0 | 0 | 12.263 | 5.0273 | 3.7159 | 0 | 7.174 | 2.3913 | 14.5313 | 14.5313 | 4.7346 | 0.93262 | 5.6672 | 0 | 5.6672
2016-11-25 03:00 | 0 | 4.0553 | 0 | 0 | 11.863 | 62.062 | 7.8077 | 11.12 | 2.3899 | 0.8 | 0 | 0 | 11.12 | 0 | 2.3899 | 0 | 6.505 | 2.1683 | 14.0313 | 14.0313 | 4.6266 | 0.84565 | 5.4722 | 0 | 5.4722
2016-11-25 04:00 | 0 | 0 | 0 | 0 | 11.069 | 62.062 | 11.069 | 15.7649 | 3.3881 | 0.62324 | 0 | 0 | 9.836 | 5.9289 | 3.3881 | 0 | 5.754 | 1.918 | 12.987 | 12.987 | 4.3169 | 0.74802 | 5.0649 | 0 | 5.0649
2016-11-25 05:00 | 0 | 11.422 | 0 | 0 | 11.422 | 50.0388 | 0 | 0 | 0 | 0 | 0 | 0 | 0 | 0 | 0 | 0 | 0 | 0 | 11.422 | 11.422 | 4.4546 | 0 | 4.4546 | 0 | 4.4546
2016-11-25 06:00 | 0.02 | 10.245 | 0 | 0 | 10.265 | 39.2546 | 0 | 0 | 0 | 0 | 0 | 0 | 0 | 0 | 0 | 0 | 0 | 0 | 10.265 | 10.265 | 4.0034 | 0 | 4.0034 | 0 | 4.0034
2016-11-25 07:00 | 0.25 | 8.447 | 0 | 0 | 8.697 | 30.363 | 0 | 0 | 0 | 0 | 0 | 0 | 0 | 0 | 0 | 0 | 0 | 0 | 8.697 | 8.697 | 3.3918 | 0 | 3.3918 | 0 | 3.3918
2016-11-25 08:00 | 0.71 | 0 | 0 | 0 | 8.901 | 30.363 | 8.191 | 11.666 | 2.5072 | 0.33 | 0 | 0 | 0 | 11.666 | 2.5072 | 0 | 0 | 0 | 8.901 | 8.901 | 3.4714 | 0 | 3.4714 | 0 | 3.4714
2016-11-25 09:00 | 1.17 | 0 | 0 | 21.663 | 9.507 | 30.363 | 30 | 42.7273 | 9.1827 | 0.8 | 30.0947 | 3.3776 | 72.822 | 0 | 12.5604 | 72.822 | 0 | 0 | 9.507 | 31.17 | 3.7077 | 0 | 3.7077 | 8.4486 | 12.1563
2016-11-25 10:00 | 1.47 | 0 | 21.355 | 0 | 10.115 | 50.6503 | 30 | 42.7273 | 9.1827 | 0.8 | 30.2617 | 3.3964 | 72.989 | 0 | 12.5791 | 72.989 | 0 | 0 | 10.115 | 10.115 | 3.9449 | 0 | 3.9449 | 0 | 3.9449
2016-11-25 11:00 | 1.72 | 0 | 21.288 | 0 | 10.432 | 70.8739 | 30 | 42.7273 | 9.1827 | 0.8 | 30.3827 | 3.41 | 73.11 | 0 | 12.5927 | 73.11 | 0 | 0 | 10.432 | 10.432 | 4.0685 | 0 | 4.0685 | 0 | 4.0685
2016-11-25 12:00 | 1.79 | 0 | 5.1088 | 13.1026 | 10.251 | 75.7273 | 26.6724 | 37.988 | 8.1642 | 0.8 | 43.087 | 4.8358 | 81.075 | 0 | 13 | 71.936 | 5.346 | 1.782 | 12.033 | 25.1356 | 3.9979 | 0.69498 | 4.6929 | 5.11 | 9.8029
2016-11-25 13:00 | 1.66 | 0 | 15.4142 | 0 | 10.246 | 90.3708 | 24.0002 | 34.1821 | 7.3463 | 0.8 | 50.3749 | 5.6537 | 84.557 | 0 | 13 | 70.647 | 8.137 | 2.7123 | 12.9583 | 12.9583 | 3.9959 | 1.0578 | 5.0537 | 0 | 5.0537
2016-11-25 14:00 | 1.49 | 0 | 3.9773 | 0 | 11.127 | 94.1492 | 13.6143 | 19.39 | 4.1672 | 0.8 | 0 | 0 | 19.39 | 0 | 4.1672 | 0 | 11.343 | 3.781 | 14.908 | 14.908 | 4.3395 | 1.4746 | 5.8141 | 0 | 5.8141
2016-11-25 15:00 | 1.39 | 0 | 4.517 | 0 | 11.873 | 98.4403 | 15 | 21.3636 | 4.5914 | 0.8 | 70.5514 | 7.9182 | 91.915 | 0 | 12.5096 | 67.923 | 14.035 | 4.6783 | 16.5513 | 16.5513 | 4.6305 | 1.8245 | 6.455 | 0 | 6.455
2016-11-25 16:00 | 1.04 | 0 | 3.935 | 0 | 12.105 | 102.1786 | 15 | 21.3636 | 4.5914 | 0.8 | 72.8494 | 8.1761 | 94.213 | 0 | 12.7675 | 67.073 | 15.877 | 5.2923 | 17.3973 | 17.3973 | 4.721 | 2.064 | 6.785 | 0 | 6.785
2016-11-25 17:00 | 0.61 | 0 | 18.818 | 0 | 11.792 | 120.0557 | 30 | 42.7273 | 9.1827 | 0.8 | 24.0037 | 2.694 | 66.731 | 0 | 11.8768 | 66.731 | 0 | 0 | 11.792 | 11.792 | 4.5989 | 0 | 4.5989 | 0 | 4.5989
2016-11-25 18:00 | 0.22 | 0 | 18.58 | 0 | 11.64 | 137.7067 | 30 | 42.7273 | 9.1827 | 0.8 | 24.2387 | 2.7204 | 66.966 | 0 | 11.9031 | 66.966 | 0 | 0 | 11.64 | 11.64 | 4.5396 | 0 | 4.5396 | 0 | 4.5396
2016-11-25 19:00 | 0.02 | 0 | 14.851 | 0 | 15.169 | 151.8151 | 30 | 42.7273 | 9.1827 | 0.8 | 24.6567 | 2.7673 | 67.384 | 0 | 11.95 | 67.384 | 0 | 0 | 15.169 | 15.169 | 5.9159 | 0 | 5.9159 | 0 | 5.9159
2016-11-25 20:00 | 0 | 20.674 | 0 | 0 | 20.674 | 130.053 | 0 | 0 | 0 | 0 | 0 | 0 | 0 | 0 | 0 | 0 | 0 | 0 | 20.674 | 20.674 | 8.0629 | 0 | 8.0629 | 0 | 8.0629
2016-11-25 21:00 | 0 | 21.176 | 0 | 0 | 21.176 | 107.7625 | 0 | 0 | 0 | 0 | 0 | 0 | 0 | 0 | 0 | 0 | 0 | 0 | 21.176 | 21.176 | 8.2586 | 0 | 8.2586 | 0 | 8.2586
2016-11-25 22:00 | 0 | 20.226 | 0 | 0 | 20.226 | 86.472 | 0 | 0 | 0 | 0 | 0 | 0 | 0 | 0 | 0 | 0 | 0 | 0 | 20.226 | 20.226 | 7.8881 | 0 | 7.8881 | 0 | 7.8881
2016-11-25 23:00 | 0 | 18.357 | 0 | 0 | 18.357 | 67.1488 | 0 | 0 | 0 | 0 | 0 | 0 | 0 | 0 | 0 | 0 | 0 | 0 | 18.357 | 18.357 | 7.1592 | 0 | 7.1592 | 0 | 7.1592
2016-11-26 | 0 | 3.1635 | 0 | 0 | 16.734 | 63.8188 | 13.5705 | 19.3277 | 4.1538 | 0.64265 | 0 | 0 | 12.857 | 6.4707 | 4.1538 | 0 | 7.521 | 2.507 | 19.241 | 19.241 | 6.5263 | 0.97773 | 7.504 | 0 | 7.504
2016-11-26 01:00 | 0 | 0 | 0 | 0 | 14.235 | 63.8188 | 14.235 | 20.2741 | 4.3572 | 0.59157 | 0 | 0 | 11.283 | 8.9911 | 4.3572 | 0 | 6.601 | 2.2003 | 16.4353 | 16.4353 | 5.5517 | 0.85813 | 6.4098 | 0 | 6.4098
2016-11-26 02:00 | 0 | 5.01 | 0 | 0 | 12.51 | 58.5451 | 7.5 | 10.6818 | 2.2957 | 0.75808 | 0 | 0 | 9.729 | 0.95282 | 2.2957 | 0 | 5.692 | 1.8973 | 14.4073 | 14.4073 | 4.8789 | 0.73996 | 5.6189 | 0 | 5.6189
2016-11-26 03:00 | 0 | 0 | 0 | 0 | 11.281 | 58.5451 | 11.281 | 16.0669 | 3.453 | 0.58807 | 0 | 0 | 8.822 | 7.2449 | 3.453 | 0 | 5.161 | 1.7203 | 13.0013 | 13.0013 | 4.3996 | 0.67093 | 5.0705 | 0 | 5.0705
2016-11-26 04:00 | 0 | 0 | 0 | 0 | 10.702 | 58.5451 | 10.702 | 15.2422 | 3.2758 | 0.57317 | 0 | 0 | 7.886 | 7.3562 | 3.2758 | 0 | 4.613 | 1.5377 | 12.2397 | 12.2397 | 4.1738 | 0.59969 | 4.7735 | 0 | 4.7735
2016-11-26 05:00 | 0 | 10.061 | 0 | 0 | 10.061 | 47.9546 | 0 | 0 | 0 | 0 | 0 | 0 | 0 | 0 | 0 | 0 | 0 | 0 | 10.061 | 10.061 | 3.9238 | 0 | 3.9238 | 0 | 3.9238
2016-11-26 06:00 | 0.02 | 0 | 0 | 0 | 9.556 | 47.9546 | 9.536 | 13.5816 | 2.9189 | 0.33 | 0 | 0 | 0 | 13.5816 | 2.9189 | 0 | 0 | 0 | 9.556 | 9.556 | 3.7268 | 0 | 3.7268 | 0 | 3.7268
2016-11-26 07:00 | 0.28 | 8.096 | 0 | 0 | 8.376 | 39.4325 | 0 | 0 | 0 | 0 | 0 | 0 | 0 | 0 | 0 | 0 | 0 | 0 | 8.376 | 8.376 | 3.2666 | 0 | 3.2666 | 0 | 3.2666
2016-11-26 08:00 | 0.65 | 8.616 | 0 | 0 | 9.266 | 30.363 | 0 | 0 | 0 | 0 | 0 | 0 | 0 | 0 | 0 | 0 | 0 | 0 | 9.266 | 9.266 | 3.6137 | 0 | 3.6137 | 0 | 3.6137
2016-11-26 09:00 | 0.95 | 0 | 0 | 20.815 | 10.135 | 30.363 | 30 | 42.7273 | 9.1827 | 0.8 | 30.1147 | 3.3799 | 72.842 | 0 | 12.5626 | 72.842 | 0 | 0 | 10.135 | 30.95 | 3.9527 | 0 | 3.9527 | 8.1178 | 12.0705
2016-11-26 10:00 | 1.16 | 0 | 13.911 | 6.97 | 10.279 | 43.5785 | 30 | 42.7273 | 9.1827 | 0.8 | 30.1657 | 3.3856 | 72.893 | 0 | 12.5683 | 72.893 | 0 | 0 | 10.279 | 17.249 | 4.0088 | 0 | 4.0088 | 2.7183 | 6.7271
2016-11-26 11:00 | 1.39 | 0 | 20.258 | 0 | 11.132 | 62.8236 | 30 | 42.7273 | 9.1827 | 0.8 | 30.1227 | 3.3808 | 72.85 | 0 | 12.5635 | 72.85 | 0 | 0 | 11.132 | 11.132 | 4.3415 | 0 | 4.3415 | 0 | 4.3415
2016-11-26 12:00 | 1.1 | 0 | 16.6544 | 0 | 10.983 | 78.6453 | 26.5374 | 37.7957 | 8.1229 | 0.8 | 43.4553 | 4.8771 | 81.251 | 0 | 13 | 71.871 | 5.487 | 1.829 | 12.812 | 12.812 | 4.2834 | 0.71331 | 4.9967 | 0 | 4.9967
2016-11-26 13:00 | 0.76 | 0 | 13.5754 | 0 | 11.577 | 91.5419 | 24.3924 | 34.7407 | 7.4663 | 0.8 | 49.3053 | 5.5337 | 84.046 | 0 | 13 | 70.836 | 7.727 | 2.5757 | 14.1527 | 14.1527 | 4.515 | 1.0045 | 5.5195 | 0 | 5.5195
2016-11-26 14:00 | 1.35 | 0 | 1.4355 | 0 | 12.069 | 92.9056 | 12.1545 | 17.311 | 3.7204 | 0.8 | 0 | 0 | 17.311 | 0 | 3.7204 | 0 | 10.127 | 3.3757 | 15.4447 | 15.4447 | 4.7069 | 1.3165 | 6.0234 | 0 | 6.0234
2016-11-26 15:00 | 1.43 | 0 | 4.439 | 0 | 11.991 | 97.1227 | 15 | 21.3636 | 4.5914 | 0.8 | 68.2024 | 7.6546 | 89.566 | 0 | 12.246 | 68.793 | 12.153 | 4.051 | 16.042 | 16.042 | 4.6765 | 1.5799 | 6.2564 | 0 | 6.2564
2016-11-26 16:00 | 1.17 | 0 | 4.039 | 0 | 12.131 | 100.9597 | 15 | 21.3636 | 4.5914 | 0.8 | 69.9784 | 7.8539 | 91.342 | 0 | 12.4453 | 68.135 | 13.576 | 4.5253 | 16.6563 | 16.6563 | 4.7311 | 1.7649 | 6.496 | 0 | 6.496
2016-11-26 17:00 | 0.75 | 0 | 19.047 | 0 | 11.703 | 119.0544 | 30 | 42.7273 | 9.1827 | 0.8 | 25.0057 | 2.8065 | 67.733 | 0 | 11.9892 | 67.733 | 0 | 0 | 11.703 | 11.703 | 4.5642 | 0 | 4.5642 | 0 | 4.5642
2016-11-26 18:00 | 0.21 | 0 | 19.045 | 0 | 11.165 | 137.1471 | 30 | 42.7273 | 9.1827 | 0.8 | 24.9117 | 2.7959 | 67.639 | 0 | 11.9787 | 67.639 | 0 | 0 | 11.165 | 11.165 | 4.3544 | 0 | 4.3544 | 0 | 4.3544
2016-11-26 19:00 | 0.01 | 0 | 15.44 | 0 | 14.57 | 151.8151 | 30 | 42.7273 | 9.1827 | 0.8 | 24.9497 | 2.8002 | 67.677 | 0 | 11.9829 | 67.677 | 0 | 0 | 14.57 | 14.57 | 5.6823 | 0 | 5.6823 | 0 | 5.6823
2016-11-26 20:00 | 0 | 19.782 | 0 | 0 | 19.782 | 130.992 | 0 | 0 | 0 | 0 | 0 | 0 | 0 | 0 | 0 | 0 | 0 | 0 | 19.782 | 19.782 | 7.715 | 0 | 7.715 | 0 | 7.715
2016-11-26 21:00 | 0 | 20.701 | 0 | 0 | 20.701 | 109.2014 | 0 | 0 | 0 | 0 | 0 | 0 | 0 | 0 | 0 | 0 | 0 | 0 | 20.701 | 20.701 | 8.0734 | 0 | 8.0734 | 0 | 8.0734
2016-11-26 22:00 | 0 | 19.809 | 0 | 0 | 19.809 | 88.3499 | 0 | 0 | 0 | 0 | 0 | 0 | 0 | 0 | 0 | 0 | 0 | 0 | 19.809 | 19.809 | 7.7255 | 0 | 7.7255 | 0 | 7.7255
2016-11-26 23:00 | 0 | 18.626 | 0 | 0 | 18.626 | 68.7435 | 0 | 0 | 0 | 0 | 0 | 0 | 0 | 0 | 0 | 0 | 0 | 0 | 18.626 | 18.626 | 7.2641 | 0 | 7.2641 | 0 | 7.2641
2016-11-27 | 0 | 7.1463 | 0 | 0 | 15.76 | 61.2211 | 8.6137 | 12.268 | 2.6366 | 0.8 | 0 | 0 | 12.268 | 1.7764e-15 | 2.6366 | 0 | 7.177 | 2.3923 | 18.1523 | 18.1523 | 6.1464 | 0.93301 | 7.0794 | 0 | 7.0794
2016-11-27 01:00 | 0 | 5.72 | 0 | 0 | 13.831 | 55.2 | 8.111 | 11.552 | 2.4827 | 0.8 | 0 | 0 | 11.552 | 0 | 2.4827 | 0 | 6.758 | 2.2527 | 16.0837 | 16.0837 | 5.3941 | 0.87854 | 6.2726 | 0 | 6.2726
2016-11-27 02:00 | 0 | 2.5332 | 0 | 0 | 12.569 | 52.5335 | 10.0358 | 14.2935 | 3.0719 | 0.68052 | 0 | 0 | 10.66 | 3.6335 | 3.0719 | 0 | 6.236 | 2.0787 | 14.6477 | 14.6477 | 4.9019 | 0.81068 | 5.7126 | 0 | 5.7126
2016-11-27 03:00 | 0 | 4.427 | 0 | 0 | 11.927 | 47.8735 | 7.5 | 10.6818 | 2.2957 | 0.7674 | 0 | 0 | 9.941 | 0.74082 | 2.2957 | 0 | 5.815 | 1.9383 | 13.8653 | 13.8653 | 4.6515 | 0.75595 | 5.4075 | 0 | 5.4075
2016-11-27 04:00 | 0 | 4.051 | 0 | 0 | 11.551 | 43.6093 | 7.5 | 10.6818 | 2.2957 | 0.7275 | 0 | 0 | 9.034 | 1.6478 | 2.2957 | 0 | 5.285 | 1.7617 | 13.3127 | 13.3127 | 4.5049 | 0.68705 | 5.1919 | 0 | 5.1919
2016-11-27 05:00 | 0 | 3.893 | 0 | 0 | 11.393 | 39.5114 | 7.5 | 10.6818 | 2.2957 | 0.33 | 0 | 0 | 0 | 10.6818 | 2.2957 | 0 | 0 | 0 | 11.393 | 11.393 | 4.4433 | 0 | 4.4433 | 0 | 4.4433
2016-11-27 06:00 | 0.02 | 0 | 0 | 0 | 9.818 | 39.5114 | 9.798 | 13.9547 | 2.9991 | 0.33 | 0 | 0 | 0 | 13.9547 | 2.9991 | 0 | 0 | 0 | 9.818 | 9.818 | 3.829 | 0 | 3.829 | 0 | 3.829
2016-11-27 07:00 | 0.29 | 8.054 | 0 | 0 | 8.344 | 31.0335 | 0 | 0 | 0 | 0 | 0 | 0 | 0 | 0 | 0 | 0 | 0 | 0 | 8.344 | 8.344 | 3.2542 | 0 | 3.2542 | 0 | 3.2542
2016-11-27 08:00 | 0.71 | 0.637 | 0 | 0 | 8.847 | 30.363 | 7.5 | 10.6818 | 2.2957 | 0.33 | 0 | 0 | 0 | 10.6818 | 2.2957 | 0 | 0 | 0 | 8.847 | 8.847 | 3.4503 | 0 | 3.4503 | 0 | 3.4503
2016-11-27 09:00 | 1.12 | 0 | 21.519 | 0 | 9.601 | 50.8061 | 30 | 42.7273 | 9.1827 | 0.8 | 30.3767 | 3.4093 | 73.104 | 0 | 12.592 | 73.104 | 0 | 0 | 9.601 | 9.601 | 3.7444 | 0 | 3.7444 | 0 | 3.7444
2016-11-27 10:00 | 1.34 | 0 | 21.333 | 0 | 10.007 | 71.0724 | 30 | 42.7273 | 9.1827 | 0.8 | 30.6207 | 3.4367 | 73.348 | 0 | 12.6194 | 73.348 | 0 | 0 | 10.007 | 10.007 | 3.9027 | 0 | 3.9027 | 0 | 3.9027
2016-11-27 11:00 | 1.56 | 0 | 6.5323 | 14.4107 | 10.617 | 77.2781 | 30 | 42.7273 | 9.1827 | 0.8 | 30.6937 | 3.4449 | 73.421 | 0 | 12.6276 | 73.421 | 0 | 0 | 10.617 | 25.0277 | 4.1406 | 0 | 4.1406 | 5.6202 | 9.7608
2016-11-27 12:00 | 1.64 | 0 | 16.8206 | 0 | 10.894 | 93.2576 | 26.0746 | 37.1366 | 7.9812 | 0.8 | 44.7174 | 5.0188 | 81.854 | 0 | 13 | 71.648 | 5.971 | 1.9903 | 12.8843 | 12.8843 | 4.2487 | 0.77623 | 5.0249 | 0 | 5.0249
2016-11-27 13:00 | 1.57 | 0 | 13.2464 | 0 | 11.135 | 105.8418 | 22.8114 | 32.489 | 6.9824 | 0.8 | 53.617 | 6.0176 | 86.106 | 0 | 13 | 70.074 | 9.379 | 3.1263 | 14.2613 | 14.2613 | 4.3426 | 1.2193 | 5.5619 | 0 | 5.5619
2016-11-27 14:00 | 1.41 | 0 | 5.139 | 0 | 11.271 | 110.7238 | 15 | 21.3636 | 4.5914 | 0.8 | 0.050364 | 0.0056525 | 21.414 | 0 | 4.597 | 0 | 12.527 | 4.1757 | 15.4467 | 15.4467 | 4.3957 | 1.6285 | 6.0242 | 0 | 6.0242
2016-11-27 15:00 | 1.48 | 0 | 4.725 | 0 | 11.755 | 115.2126 | 15 | 21.3636 | 4.5914 | 0.8 | 71.9144 | 8.0712 | 93.278 | 0 | 12.6626 | 67.419 | 15.128 | 5.0427 | 16.7977 | 16.7977 | 4.5845 | 1.9666 | 6.5511 | 0 | 6.5511
2016-11-27 16:00 | 1.22 | 0 | 4.771 | 0 | 11.449 | 119.745 | 15 | 21.3636 | 4.5914 | 0.8 | 74.1664 | 8.3239 | 95.53 | 0 | 12.9153 | 66.585 | 16.933 | 5.6443 | 17.0933 | 17.0933 | 4.4651 | 2.2013 | 6.6664 | 0 | 6.6664
2016-11-27 17:00 | 0.7 | 0 | 18.951 | 0 | 11.749 | 137.7485 | 30 | 42.7273 | 9.1827 | 0.8 | 23.3667 | 2.6225 | 66.094 | 0 | 11.8053 | 66.094 | 0 | 0 | 11.749 | 11.749 | 4.5821 | 0 | 4.5821 | 0 | 4.5821
2016-11-27 18:00 | 0.19 | 0 | 0 | 18.697 | 11.493 | 137.7485 | 30 | 42.7273 | 9.1827 | 0.8 | 23.1827 | 2.6019 | 65.91 | 0 | 11.7846 | 65.91 | 0 | 0 | 11.493 | 30.19 | 4.4823 | 0 | 4.4823 | 7.2918 | 11.7741
2016-11-27 19:00 | 0.02 | 0 | 14.807 | 0 | 15.213 | 151.8151 | 30 | 42.7273 | 9.1827 | 0.8 | 23.2457 | 2.6089 | 65.973 | 0 | 11.7917 | 65.973 | 0 | 0 | 15.213 | 15.213 | 5.9331 | 0 | 5.9331 | 0 | 5.9331
2016-11-27 20:00 | 0 | 20.999 | 0 | 0 | 20.999 | 129.7109 | 0 | 0 | 0 | 0 | 0 | 0 | 0 | 0 | 0 | 0 | 0 | 0 | 20.999 | 20.999 | 8.1896 | 0 | 8.1896 | 0 | 8.1896
2016-11-27 21:00 | 0 | 21.229 | 0 | 0 | 21.229 | 107.3646 | 0 | 0 | 0 | 0 | 0 | 0 | 0 | 0 | 0 | 0 | 0 | 0 | 21.229 | 21.229 | 8.2793 | 0 | 8.2793 | 0 | 8.2793
2016-11-27 22:00 | 0 | 20.438 | 0 | 0 | 20.438 | 85.8509 | 0 | 0 | 0 | 0 | 0 | 0 | 0 | 0 | 0 | 0 | 0 | 0 | 20.438 | 20.438 | 7.9708 | 0 | 7.9708 | 0 | 7.9708
2016-11-27 23:00 | 0 | 18.233 | 0 | 0 | 18.233 | 66.6583 | 0 | 0 | 0 | 0 | 0 | 0 | 0 | 0 | 0 | 0 | 0 | 0 | 18.233 | 18.233 | 7.1109 | 0 | 7.1109 | 0 | 7.1109
2016-11-28 | 0 | 6.0063 | 0 | 0 | 16.065 | 60.3358 | 10.0587 | 14.326 | 3.0789 | 0.8 | 0 | 0 | 14.326 | 0 | 3.0789 | 0 | 8.381 | 2.7937 | 18.8587 | 18.8587 | 6.2654 | 1.0895 | 7.3549 | 0 | 7.3549
2016-11-28 01:00 | 0 | 0.64617 | 0 | 0 | 14.13 | 59.6557 | 13.4838 | 19.2042 | 4.1273 | 0.64006 | 0 | 0 | 12.669 | 6.5352 | 4.1273 | 0 | 7.411 | 2.4703 | 16.6003 | 16.6003 | 5.5107 | 0.96343 | 6.4741 | 0 | 6.4741
2016-11-28 02:00 | 0 | 0 | 0 | 0 | 13.259 | 59.6557 | 13.259 | 18.884 | 4.0585 | 0.61739 | 0 | 0 | 11.547 | 7.337 | 4.0585 | 0 | 6.755 | 2.2517 | 15.5107 | 15.5107 | 5.171 | 0.87815 | 6.0492 | 0 | 6.0492
2016-11-28 03:00 | 0 | 0 | 0 | 0 | 12.548 | 59.6557 | 12.548 | 17.8714 | 3.8408 | 0.60656 | 0 | 0 | 10.516 | 7.3554 | 3.8408 | 0 | 6.152 | 2.0507 | 14.5987 | 14.5987 | 4.8937 | 0.79976 | 5.6935 | 0 | 5.6935
2016-11-28 04:00 | 0 | 0 | 0 | 0 | 11.157 | 59.6557 | 11.157 | 15.8903 | 3.4151 | 0.61268 | 0 | 0 | 9.557 | 6.3333 | 3.4151 | 0 | 5.591 | 1.8637 | 13.0207 | 13.0207 | 4.3512 | 0.72683 | 5.0781 | 0 | 5.0781
2016-11-28 05:00 | 0 | 11.425 | 0 | 0 | 11.425 | 47.6293 | 0 | 0 | 0 | 0 | 0 | 0 | 0 | 0 | 0 | 0 | 0 | 0 | 11.425 | 11.425 | 4.4558 | 0 | 4.4558 | 0 | 4.4558
2016-11-28 06:00 | 0.02 | 0 | 0 | 0 | 9.694 | 47.6293 | 9.674 | 13.7781 | 2.9611 | 0.33 | 0 | 0 | 0 | 13.7781 | 2.9611 | 0 | 0 | 0 | 9.694 | 9.694 | 3.7807 | 0 | 3.7807 | 0 | 3.7807
2016-11-28 07:00 | 0.27 | 7.951 | 0 | 0 | 8.221 | 39.2599 | 0 | 0 | 0 | 0 | 0 | 0 | 0 | 0 | 0 | 0 | 0 | 0 | 8.221 | 8.221 | 3.2062 | 0 | 3.2062 | 0 | 3.2062
2016-11-28 08:00 | 0.49 | 8.452 | 0 | 0 | 8.942 | 30.363 | 0 | 0 | 0 | 0 | 0 | 0 | 0 | 0 | 0 | 0 | 0 | 0 | 8.942 | 8.942 | 3.4874 | 0 | 3.4874 | 0 | 3.4874
2016-11-28 09:00 | 0.8 | 0 | 0.19261 | 21.4864 | 9.121 | 30.546 | 30 | 42.7273 | 9.1827 | 0.8 | 29.6847 | 3.3316 | 72.412 | 0 | 12.5144 | 72.412 | 0 | 0 | 9.121 | 30.6074 | 3.5572 | 0 | 3.5572 | 8.3797 | 11.9369
2016-11-28 10:00 | 1.11 | 0 | 21.277 | 0 | 9.833 | 50.7592 | 30 | 42.7273 | 9.1827 | 0.8 | 29.6517 | 3.3279 | 72.379 | 0 | 12.5107 | 72.379 | 0 | 0 | 9.833 | 9.833 | 3.8349 | 0 | 3.8349 | 0 | 3.8349
2016-11-28 11:00 | 1.23 | 0 | 21.279 | 0 | 9.951 | 70.9742 | 30 | 42.7273 | 9.1827 | 0.8 | 29.5657 | 3.3183 | 72.293 | 0 | 12.501 | 72.293 | 0 | 0 | 9.951 | 9.951 | 3.8809 | 0 | 3.8809 | 0 | 3.8809
2016-11-28 12:00 | 1.27 | 0 | 15.5887 | 0 | 10.627 | 85.7835 | 24.9457 | 35.5287 | 7.6357 | 0.8 | 47.7963 | 5.3643 | 83.325 | 0 | 13 | 71.103 | 7.15 | 2.3833 | 13.0103 | 13.0103 | 4.1445 | 0.9295 | 5.074 | 0 | 5.074
2016-11-28 13:00 | 1.35 | 0 | 5.377 | 0 | 10.973 | 90.8916 | 15 | 21.3636 | 4.5914 | 0.8 | 66.2594 | 7.4365 | 87.623 | 0 | 12.0279 | 69.512 | 10.595 | 3.5317 | 14.5047 | 14.5047 | 4.2795 | 1.3774 | 5.6568 | 0 | 5.6568
2016-11-28 14:00 | 1.19 | 0 | 4.27 | 0 | 11.92 | 94.9481 | 15 | 21.3636 | 4.5914 | 0.8 | 1.5234 | 0.17097 | 22.887 | 0 | 4.7623 | 0 | 13.389 | 4.463 | 16.383 | 16.383 | 4.6488 | 1.7406 | 6.3894 | 0 | 6.3894
2016-11-28 15:00 | 1.31 | 0 | 4.327 | 0 | 11.983 | 99.0588 | 15 | 21.3636 | 4.5914 | 0.8 | 71.9424 | 8.0743 | 93.306 | 0 | 12.6657 | 67.408 | 15.15 | 5.05 | 17.033 | 17.033 | 4.6734 | 1.9695 | 6.6429 | 0 | 6.6429
2016-11-28 16:00 | 0.9 | 0 | 3.607 | 0 | 12.293 | 102.4854 | 15 | 21.3636 | 4.5914 | 0.8 | 73.2324 | 8.2191 | 94.596 | 0 | 12.8105 | 66.931 | 16.184 | 5.3947 | 17.6877 | 17.6877 | 4.7943 | 2.1039 | 6.8982 | 0 | 6.8982
2016-11-28 17:00 | 0.5 | 0 | 18.606 | 0 | 11.894 | 120.1611 | 30 | 42.7273 | 9.1827 | 0.8 | 24.1017 | 2.705 | 66.829 | 0 | 11.8878 | 66.829 | 0 | 0 | 11.894 | 11.894 | 4.6387 | 0 | 4.6387 | 0 | 4.6387
2016-11-28 18:00 | 0.13 | 0 | 18.768 | 0 | 11.362 | 137.9907 | 30 | 42.7273 | 9.1827 | 0.8 | 24.1787 | 2.7137 | 66.906 | 0 | 11.8964 | 66.906 | 0 | 0 | 11.362 | 11.362 | 4.4312 | 0 | 4.4312 | 0 | 4.4312
2016-11-28 19:00 | 0.01 | 0 | 14.552 | 0 | 15.458 | 151.8151 | 30 | 42.7273 | 9.1827 | 0.8 | 24.3487 | 2.7327 | 67.076 | 0 | 11.9155 | 67.076 | 0 | 0 | 15.458 | 15.458 | 6.0286 | 0 | 6.0286 | 0 | 6.0286
2016-11-28 20:00 | 0 | 21.54 | 0 | 0 | 21.54 | 129.1414 | 0 | 0 | 0 | 0 | 0 | 0 | 0 | 0 | 0 | 0 | 0 | 0 | 21.54 | 21.54 | 8.4006 | 0 | 8.4006 | 0 | 8.4006
2016-11-28 21:00 | 0 | 22.701 | 0 | 0 | 22.701 | 105.2456 | 0 | 0 | 0 | 0 | 0 | 0 | 0 | 0 | 0 | 0 | 0 | 0 | 22.701 | 22.701 | 8.8534 | 0 | 8.8534 | 0 | 8.8534
2016-11-28 22:00 | 0 | 21.304 | 0 | 0 | 21.304 | 82.8204 | 0 | 0 | 0 | 0 | 0 | 0 | 0 | 0 | 0 | 0 | 0 | 0 | 21.304 | 21.304 | 8.3086 | 0 | 8.3086 | 0 | 8.3086
2016-11-28 23:00 | 0 | 18.082 | 0 | 0 | 18.082 | 63.7867 | 0 | 0 | 0 | 0 | 0 | 0 | 0 | 0 | 0 | 0 | 0 | 0 | 18.082 | 18.082 | 7.052 | 0 | 7.052 | 0 | 7.052
2016-11-29 | 0 | 0.645 | 0 | 0 | 15.645 | 63.1077 | 15 | 21.3636 | 4.5914 | 0.67162 | 0 | 0 | 15.528 | 5.8356 | 4.5914 | 0 | 9.084 | 3.028 | 18.673 | 18.673 | 6.1015 | 1.1809 | 7.2825 | 0 | 7.2825
2016-11-29 01:00 | 0 | 0 | 0 | 0 | 13.749 | 63.1077 | 13.749 | 19.5819 | 4.2084 | 0.68064 | 0 | 0 | 14.609 | 4.9729 | 4.2084 | 0 | 8.546 | 2.8487 | 16.5977 | 16.5977 | 5.3621 | 1.111 | 6.4731 | 0 | 6.4731
2016-11-29 02:00 | 0 | 0 | 0 | 0 | 12.491 | 63.1077 | 12.491 | 17.7902 | 3.8234 | 0.69139 | 0 | 0 | 13.679 | 4.1112 | 3.8234 | 0 | 8.002 | 2.6673 | 15.1583 | 15.1583 | 4.8715 | 1.0403 | 5.9118 | 0 | 5.9118
2016-11-29 03:00 | 0 | 0 | 0 | 0 | 12.127 | 63.1077 | 12.127 | 17.2718 | 3.712 | 0.68152 | 0 | 0 | 12.918 | 4.3538 | 3.712 | 0 | 7.557 | 2.519 | 14.646 | 14.646 | 4.7295 | 0.98241 | 5.7119 | 0 | 5.7119
2016-11-29 04:00 | 0 | 0 | 0 | 0 | 11.485 | 63.1077 | 11.485 | 16.3574 | 3.5155 | 0.69485 | 0 | 0 | 12.698 | 3.6594 | 3.5155 | 0 | 7.428 | 2.476 | 13.961 | 13.961 | 4.4791 | 0.96564 | 5.4448 | 0 | 5.4448
2016-11-29 05:00 | 0 | 11.527 | 0 | 0 | 11.527 | 50.9741 | 0 | 0 | 0 | 0 | 0 | 0 | 0 | 0 | 0 | 0 | 0 | 0 | 11.527 | 11.527 | 4.4955 | 0 | 4.4955 | 0 | 4.4955
2016-11-29 06:00 | 0.02 | 2.4105 | 0 | 0 | 10.153 | 48.4367 | 7.7225 | 10.9987 | 2.3638 | 0.33 | 0 | 0 | 0 | 10.9987 | 2.3638 | 0 | 0 | 0 | 10.153 | 10.153 | 3.9597 | 0 | 3.9597 | 0 | 3.9597
2016-11-29 07:00 | 0.24 | 8.296 | 0 | 0 | 8.536 | 39.7041 | 0 | 0 | 0 | 0 | 0 | 0 | 0 | 0 | 0 | 0 | 0 | 0 | 8.536 | 8.536 | 3.329 | 0 | 3.329 | 0 | 3.329
2016-11-29 08:00 | 0.5 | 8.874 | 0 | 0 | 9.374 | 30.363 | 0 | 0 | 0 | 0 | 0 | 0 | 0 | 0 | 0 | 0 | 0 | 0 | 9.374 | 9.374 | 3.6559 | 0 | 3.6559 | 0 | 3.6559
2016-11-29 09:00 | 0.86 | 0 | 10.383 | 10.738 | 9.739 | 40.2269 | 30 | 42.7273 | 9.1827 | 0.8 | 29.4917 | 3.31 | 72.219 | 0 | 12.4927 | 72.219 | 0 | 0 | 9.739 | 20.477 | 3.7982 | 0 | 3.7982 | 4.1878 | 7.986
2016-11-29 10:00 | 1.22 | 0 | 21.392 | 0 | 9.828 | 60.5493 | 30 | 42.7273 | 9.1827 | 0.8 | 29.5897 | 3.321 | 72.317 | 0 | 12.5037 | 72.317 | 0 | 0 | 9.828 | 9.828 | 3.8329 | 0 | 3.8329 | 0 | 3.8329
2016-11-29 11:00 | 1.36 | 0 | 21.372 | 0 | 9.988 | 80.8527 | 30 | 42.7273 | 9.1827 | 0.8 | 29.6717 | 3.3302 | 72.399 | 0 | 12.5129 | 72.399 | 0 | 0 | 9.988 | 9.988 | 3.8953 | 0 | 3.8953 | 0 | 3.8953
2016-11-29 12:00 | 1.37 | 0 | 0 | 17.5544 | 10.617 | 80.8527 | 26.8014 | 38.1717 | 8.2037 | 0.8 | 42.7353 | 4.7963 | 80.907 | 0 | 13 | 71.998 | 5.211 | 1.737 | 12.354 | 29.9084 | 4.1406 | 0.67743 | 4.8181 | 6.8462 | 11.6643
2016-11-29 13:00 | 1.22 | 0 | 15.9813 | 0 | 11.001 | 96.0349 | 25.7623 | 36.6917 | 7.8856 | 0.8 | 45.5693 | 5.1144 | 82.261 | 0 | 13 | 71.497 | 6.297 | 2.099 | 13.1 | 13.1 | 4.2904 | 0.81861 | 5.109 | 0 | 5.109
2016-11-29 14:00 | 1.07 | 0.90877 | 0 | 0 | 11.692 | 95.0783 | 9.7132 | 13.834 | 2.9731 | 0.8 | 0 | 0 | 13.834 | 0 | 2.9731 | 0 | 8.093 | 2.6977 | 14.3897 | 14.3897 | 4.5599 | 1.0521 | 5.612 | 0 | 5.612
2016-11-29 15:00 | 1.36 | 0 | 3.45 | 0 | 12.91 | 98.3558 | 15 | 21.3636 | 4.5914 | 0.8 | 66.0554 | 7.4136 | 87.419 | 0 | 12.005 | 69.587 | 10.432 | 3.4773 | 16.3873 | 16.3873 | 5.0349 | 1.3562 | 6.3911 | 0 | 6.3911
2016-11-29 16:00 | 1.21 | 0 | 3.181 | 0 | 13.029 | 101.3777 | 15 | 21.3636 | 4.5914 | 0.8 | 68.3394 | 7.67 | 89.703 | 0 | 12.2613 | 68.742 | 12.262 | 4.0873 | 17.1163 | 17.1163 | 5.0813 | 1.5941 | 6.6754 | 0 | 6.6754
2016-11-29 17:00 | 0.77 | 0 | 18.478 | 0 | 12.292 | 118.9318 | 30 | 42.7273 | 9.1827 | 0.8 | 25.8127 | 2.8971 | 68.54 | 0 | 12.0798 | 68.54 | 0 | 0 | 12.292 | 12.292 | 4.7939 | 0 | 4.7939 | 0 | 4.7939
2016-11-29 18:00 | 0.24 | 0 | 19.019 | 0 | 11.221 | 136.9999 | 30 | 42.7273 | 9.1827 | 0.8 | 25.2747 | 2.8367 | 68.002 | 0 | 12.0194 | 68.002 | 0 | 0 | 11.221 | 11.221 | 4.3762 | 0 | 4.3762 | 0 | 4.3762
2016-11-29 19:00 | 0.02 | 0 | 15.595 | 0 | 14.425 | 151.8151 | 30 | 42.7273 | 9.1827 | 0.8 | 24.5277 | 2.7528 | 67.255 | 0 | 11.9356 | 67.255 | 0 | 0 | 14.425 | 14.425 | 5.6258 | 0 | 5.6258 | 0 | 5.6258
2016-11-29 20:00 | 0 | 20.218 | 0 | 0 | 20.218 | 130.533 | 0 | 0 | 0 | 0 | 0 | 0 | 0 | 0 | 0 | 0 | 0 | 0 | 20.218 | 20.218 | 7.885 | 0 | 7.885 | 0 | 7.885
2016-11-29 21:00 | 0 | 22.284 | 0 | 0 | 22.284 | 107.0762 | 0 | 0 | 0 | 0 | 0 | 0 | 0 | 0 | 0 | 0 | 0 | 0 | 22.284 | 22.284 | 8.6908 | 0 | 8.6908 | 0 | 8.6908
2016-11-29 22:00 | 0 | 21.901 | 0 | 0 | 21.901 | 84.0225 | 0 | 0 | 0 | 0 | 0 | 0 | 0 | 0 | 0 | 0 | 0 | 0 | 21.901 | 21.901 | 8.5414 | 0 | 8.5414 | 0 | 8.5414
2016-11-29 23:00 | 0 | 18.454 | 0 | 0 | 18.454 | 64.5972 | 0 | 0 | 0 | 0 | 0 | 0 | 0 | 0 | 0 | 0 | 0 | 0 | 18.454 | 18.454 | 7.1971 | 0 | 7.1971 | 0 | 7.1971
2016-11-30 | 0 | 0.882 | 0 | 0 | 15.882 | 63.6688 | 15 | 21.3636 | 4.5914 | 0.65063 | 0 | 0 | 14.574 | 6.7896 | 4.5914 | 0 | 8.526 | 2.842 | 18.724 | 18.724 | 6.194 | 1.1084 | 7.3024 | 0 | 7.3024
2016-11-30 01:00 | 0 | 0 | 1.037 | 0 | 13.963 | 64.654 | 15 | 21.3636 | 4.5914 | 0.6283 | 0 | 0 | 13.559 | 7.8046 | 4.5914 | 0 | 7.932 | 2.644 | 16.607 | 16.607 | 5.4456 | 1.0312 | 6.4767 | 0 | 6.4767
2016-11-30 02:00 | 0 | 0 | 0 | 0 | 12.905 | 64.654 | 12.905 | 18.3798 | 3.9501 | 0.68053 | 0 | 0 | 13.708 | 4.6718 | 3.9501 | 0 | 8.019 | 2.673 | 15.578 | 15.578 | 5.0329 | 1.0425 | 6.0754 | 0 | 6.0754
2016-11-30 03:00 | 0 | 0 | 1.494 | 0 | 11.938 | 66.0732 | 13.432 | 19.1304 | 4.1114 | 0.67118 | 0 | 0 | 13.887 | 5.2434 | 4.1114 | 0 | 8.124 | 2.708 | 14.646 | 14.646 | 4.6558 | 1.0561 | 5.7119 | 0 | 5.7119
2016-11-30 04:00 | 0 | 0 | 3.556 | 0 | 11.444 | 69.4514 | 15 | 21.3636 | 4.5914 | 0.63677 | 0 | 0 | 13.944 | 7.4196 | 4.5914 | 0 | 8.157 | 2.719 | 14.163 | 14.163 | 4.4632 | 1.0604 | 5.5236 | 0 | 5.5236
2016-11-30 05:00 | 0 | 10.962 | 0 | 0 | 10.962 | 57.9125 | 0 | 0 | 0 | 0 | 0 | 0 | 0 | 0 | 0 | 0 | 0 | 0 | 10.962 | 10.962 | 4.2752 | 0 | 4.2752 | 0 | 4.2752
2016-11-30 06:00 | 0 | 9.592 | 0 | 0 | 9.592 | 47.8157 | 0 | 0 | 0 | 0 | 0 | 0 | 0 | 0 | 0 | 0 | 0 | 0 | 9.592 | 9.592 | 3.7409 | 0 | 3.7409 | 0 | 3.7409
2016-11-30 07:00 | 0.03 | 8.183 | 0 | 0 | 8.213 | 39.202 | 0 | 0 | 0 | 0 | 0 | 0 | 0 | 0 | 0 | 0 | 0 | 0 | 8.213 | 8.213 | 3.2031 | 0 | 3.2031 | 0 | 3.2031
2016-11-30 08:00 | 0.2 | 8.397 | 0 | 0 | 8.597 | 30.363 | 0 | 0 | 0 | 0 | 0 | 0 | 0 | 0 | 0 | 0 | 0 | 0 | 8.597 | 8.597 | 3.3528 | 0 | 3.3528 | 0 | 3.3528
2016-11-30 09:00 | 0.45 | 0 | 0 | 21.015 | 9.435 | 30.363 | 30 | 42.7273 | 9.1827 | 0.8 | 28.9467 | 3.2488 | 71.674 | 0 | 12.4315 | 71.674 | 0 | 0 | 9.435 | 30.45 | 3.6797 | 0 | 3.6797 | 8.1959 | 11.8755
2016-11-30 10:00 | 0.74 | 0 | 20.28 | 0 | 10.46 | 49.629 | 30 | 42.7273 | 9.1827 | 0.8 | 29.2957 | 3.288 | 72.023 | 0 | 12.4707 | 72.023 | 0 | 0 | 10.46 | 10.46 | 4.0794 | 0 | 4.0794 | 0 | 4.0794
2016-11-30 11:00 | 1.16 | 0 | 20.611 | 0 | 10.549 | 69.2095 | 30 | 42.7273 | 9.1827 | 0.8 | 29.5377 | 3.3151 | 72.265 | 0 | 12.4979 | 72.265 | 0 | 0 | 10.549 | 10.549 | 4.1141 | 0 | 4.1141 | 0 | 4.1141
2016-11-30 12:00 | 1.23 | 0 | 16.8139 | 0 | 11.021 | 85.1827 | 26.6049 | 37.8918 | 8.1435 | 0.8 | 43.2712 | 4.8565 | 81.163 | 0 | 13 | 71.903 | 5.417 | 1.8057 | 12.8267 | 12.8267 | 4.2982 | 0.70421 | 5.0024 | 0 | 5.0024
2016-11-30 13:00 | 1.14 | 0 | 9.8751 | 5.371 | 11.267 | 94.5641 | 25.3732 | 36.1375 | 7.7665 | 0.8 | 46.6305 | 5.2335 | 82.768 | 0 | 13 | 71.309 | 6.704 | 2.2347 | 13.5017 | 18.8727 | 4.3941 | 0.87152 | 5.2656 | 2.0947 | 7.3604
2016-11-30 14:00 | 1.05 | 0.61706 | 0 | 0 | 11.942 | 93.9145 | 10.2749 | 14.634 | 3.1451 | 0.8 | 0 | 0 | 14.634 | 0 | 3.1451 | 0 | 8.561 | 2.8537 | 14.7957 | 14.7957 | 4.6574 | 1.1129 | 5.7703 | 0 | 5.7703
2016-11-30 15:00 | 1.09 | 0 | 3.928 | 0 | 12.162 | 97.6461 | 15 | 21.3636 | 4.5914 | 0.8 | 66.7504 | 7.4916 | 88.114 | 0 | 12.083 | 69.33 | 10.989 | 3.663 | 15.825 | 15.825 | 4.7432 | 1.4286 | 6.1718 | 0 | 6.1718
2016-11-30 16:00 | 0.98 | 0 | 3.951 | 0 | 12.029 | 101.3996 | 15 | 21.3636 | 4.5914 | 0.8 | 68.8844 | 7.7311 | 90.248 | 0 | 12.3225 | 68.54 | 12.699 | 4.233 | 16.262 | 16.262 | 4.6913 | 1.6509 | 6.3422 | 0 | 6.3422
2016-11-30 17:00 | 0.54 | 0 | 18.637 | 0 | 11.903 | 119.1047 | 30 | 42.7273 | 9.1827 | 0.8 | 25.5407 | 2.8665 | 68.268 | 0 | 12.0493 | 68.268 | 0 | 0 | 11.903 | 11.903 | 4.6422 | 0 | 4.6422 | 0 | 4.6422
2016-11-30 18:00 | 0.24 | 0 | 18.975 | 0 | 11.265 | 137.131 | 30 | 42.7273 | 9.1827 | 0.8 | 25.3667 | 2.847 | 68.094 | 0 | 12.0297 | 68.094 | 0 | 0 | 11.265 | 11.265 | 4.3934 | 0 | 4.3934 | 0 | 4.3934
2016-11-30 19:00 | 0.01 | 0 | 15.457 | 0 | 14.553 | 151.8151 | 30 | 42.7273 | 9.1827 | 0.8 | 25.5287 | 2.8652 | 68.256 | 0 | 12.0479 | 68.256 | 0 | 0 | 14.553 | 14.553 | 5.6757 | 0 | 5.6757 | 0 | 5.6757
2016-11-30 20:00 | 0 | 19.526 | 0 | 0 | 19.526 | 131.2614 | 0 | 0 | 0 | 0 | 0 | 0 | 0 | 0 | 0 | 0 | 0 | 0 | 19.526 | 19.526 | 7.6151 | 0 | 7.6151 | 0 | 7.6151
2016-11-30 21:00 | 0 | 21.356 | 0 | 0 | 21.356 | 108.7814 | 0 | 0 | 0 | 0 | 0 | 0 | 0 | 0 | 0 | 0 | 0 | 0 | 21.356 | 21.356 | 8.3288 | 0 | 8.3288 | 0 | 8.3288
2016-11-30 22:00 | 0 | 10.1677 | 0 | 0 | 19.999 | 98.0785 | 9.8313 | 14.0021 | 3.0093 | 0.33 | 0 | 0 | 0 | 14.0021 | 3.0093 | 0 | 0 | 0 | 19.999 | 19.999 | 7.7996 | 0 | 7.7996 | 0 | 7.7996
2016-11-30 23:00 | 0 | 10.588 | 0 | 0 | 18.088 | 86.9333 | 7.5 | 10.6818 | 2.2957 | 0.33 | 0 | 0 | 0 | 10.6818 | 2.2957 | 0 | 0 | 0 | 18.088 | 18.088 | 7.0543 | 0 | 7.0543 | 0 | 7.0543
2016-12-01 | 0 | 7.0008 | 0 | 0 | 15.908 | 79.564 | 8.9072 | 12.686 | 2.7264 | 0.8 | 0 | 0 | 12.686 | 1.7764e-15 | 2.7264 | 0 | 7.421 | 2.4737 | 18.3817 | 18.3817 | 6.2041 | 0.96473 | 7.1689 | 0 | 7.1689
2016-12-01 01:00 | 0 | 7.8729 | 0 | 0 | 15.748 | 71.2767 | 7.8751 | 11.216 | 2.4105 | 0.8 | 0 | 0 | 11.216 | 0 | 2.4105 | 0 | 6.562 | 2.1873 | 17.9353 | 17.9353 | 6.1417 | 0.85306 | 6.9948 | 0 | 6.9948
2016-12-01 02:00 | 0 | 6.55 | 0 | 0 | 14.05 | 64.382 | 7.5 | 10.6818 | 2.2957 | 0.76424 | 0 | 0 | 9.869 | 0.81282 | 2.2957 | 0 | 5.773 | 1.9243 | 15.9743 | 15.9743 | 5.4795 | 0.75049 | 6.23 | 0 | 6.23
2016-12-01 03:00 | 0 | 5.331 | 0 | 0 | 12.831 | 58.7704 | 7.5 | 10.6818 | 2.2957 | 0.7172 | 0 | 0 | 8.8 | 1.8818 | 2.2957 | 0 | 5.148 | 1.716 | 14.547 | 14.547 | 5.0041 | 0.66924 | 5.6733 | 0 | 5.6733
2016-12-01 04:00 | 0 | 4.605 | 0 | 0 | 12.105 | 53.923 | 7.5 | 10.6818 | 2.2957 | 0.69463 | 0 | 0 | 8.287 | 2.3948 | 2.2957 | 0 | 4.848 | 1.616 | 13.721 | 13.721 | 4.721 | 0.63024 | 5.3512 | 0 | 5.3512
2016-12-01 05:00 | 0 | 3.656 | 0 | 0 | 11.156 | 50.0746 | 7.5 | 10.6818 | 2.2957 | 0.33 | 0 | 0 | 0 | 10.6818 | 2.2957 | 0 | 0 | 0 | 11.156 | 11.156 | 4.3508 | 0 | 4.3508 | 0 | 4.3508
2016-12-01 06:00 | 0.02 | 9.853 | 0 | 0 | 9.873 | 39.703 | 0 | 0 | 0 | 0 | 0 | 0 | 0 | 0 | 0 | 0 | 0 | 0 | 9.873 | 9.873 | 3.8505 | 0 | 3.8505 | 0 | 3.8505
2016-12-01 07:00 | 0.25 | 8.873 | 0 | 0 | 9.123 | 30.363 | 0 | 0 | 0 | 0 | 0 | 0 | 0 | 0 | 0 | 0 | 0 | 0 | 9.123 | 9.123 | 3.558 | 0 | 3.558 | 0 | 3.558
2016-12-01 08:00 | 0.71 | 0 | 0 | 0 | 9.668 | 30.363 | 8.958 | 12.7584 | 2.742 | 0.33 | 0 | 0 | 0 | 12.7584 | 2.742 | 0 | 0 | 0 | 9.668 | 9.668 | 3.7705 | 0 | 3.7705 | 0 | 3.7705
2016-12-01 09:00 | 1.15 | 0 | 12.3073 | 8.1197 | 10.723 | 42.055 | 30 | 42.7273 | 9.1827 | 0.8 | 29.9657 | 3.3632 | 72.693 | 0 | 12.5459 | 72.693 | 0 | 0 | 10.723 | 18.8427 | 4.182 | 0 | 4.182 | 3.1667 | 7.3486
2016-12-01 10:00 | 1.25 | 0 | 0 | 20.345 | 10.905 | 42.055 | 30 | 42.7273 | 9.1827 | 0.8 | 30.1297 | 3.3816 | 72.857 | 0 | 12.5643 | 72.857 | 0 | 0 | 10.905 | 31.25 | 4.253 | 0 | 4.253 | 7.9345 | 12.1875
2016-12-01 11:00 | 1.37 | 0 | 20.663 | 0 | 10.707 | 61.6848 | 30 | 42.7273 | 9.1827 | 0.8 | 30.2057 | 3.3901 | 72.933 | 0 | 12.5728 | 72.933 | 0 | 0 | 10.707 | 10.707 | 4.1757 | 0 | 4.1757 | 0 | 4.1757
2016-12-01 12:00 | 1.54 | 0 | 17.4884 | 0 | 11.107 | 78.2988 | 27.0554 | 38.5334 | 8.2814 | 0.8 | 42.0426 | 4.7186 | 80.576 | 0 | 13 | 72.12 | 4.947 | 1.649 | 12.756 | 12.756 | 4.3317 | 0.64311 | 4.9748 | 0 | 4.9748
2016-12-01 13:00 | 1.5 | 0 | 14.4677 | 0 | 11.562 | 92.0432 | 24.5297 | 34.9363 | 7.5083 | 0.8 | 48.9307 | 5.4917 | 83.867 | 0 | 13 | 70.902 | 7.584 | 2.528 | 14.09 | 14.09 | 4.5092 | 0.98592 | 5.4951 | 0 | 5.4951
2016-12-01 14:00 | 1.65 | 0 | 2.8319 | 0 | 11.672 | 94.7334 | 12.8539 | 18.307 | 3.9345 | 0.8 | 0 | 0 | 18.307 | 0 | 3.9345 | 0 | 10.71 | 3.57 | 15.242 | 15.242 | 4.5521 | 1.3923 | 5.9444 | 0 | 5.9444
2016-12-01 15:00 | 1.46 | 0 | 3.802 | 0 | 12.658 | 98.3453 | 15 | 21.3636 | 4.5914 | 0.8 | 69.7554 | 7.8289 | 91.119 | 0 | 12.4203 | 68.218 | 13.397 | 4.4657 | 17.1237 | 17.1237 | 4.9366 | 1.7416 | 6.6782 | 0 | 6.6782
2016-12-01 16:00 | 1.24 | 0 | 3.02 | 0 | 13.22 | 101.2143 | 15 | 21.3636 | 4.5914 | 0.8 | 72.1304 | 8.0954 | 93.494 | 0 | 12.6868 | 67.339 | 15.301 | 5.1003 | 18.3203 | 18.3203 | 5.1558 | 1.9891 | 7.1449 | 0 | 7.1449
2016-12-01 17:00 | 0.8 | 0 | 18.614 | 0 | 12.186 | 118.8976 | 30 | 42.7273 | 9.1827 | 0.8 | 24.1047 | 2.7054 | 66.832 | 0 | 11.8881 | 66.832 | 0 | 0 | 12.186 | 12.186 | 4.7525 | 0 | 4.7525 | 0 | 4.7525
2016-12-01 18:00 | 0.26 | 0 | 17.844 | 0 | 12.416 | 135.8494 | 30 | 42.7273 | 9.1827 | 0.8 | 23.8317 | 2.6747 | 66.559 | 0 | 11.8575 | 66.559 | 0 | 0 | 12.416 | 12.416 | 4.8422 | 0 | 4.8422 | 0 | 4.8422
2016-12-01 19:00 | 0.02 | 0 | 16.806 | 0 | 13.214 | 151.8151 | 30 | 42.7273 | 9.1827 | 0.8 | 23.8557 | 2.6774 | 66.583 | 0 | 11.8601 | 66.583 | 0 | 0 | 13.214 | 13.214 | 5.1535 | 0 | 5.1535 | 0 | 5.1535
2016-12-01 20:00 | 0 | 19.714 | 0 | 0 | 19.714 | 131.0635 | 0 | 0 | 0 | 0 | 0 | 0 | 0 | 0 | 0 | 0 | 0 | 0 | 19.714 | 19.714 | 7.6885 | 0 | 7.6885 | 0 | 7.6885
2016-12-01 21:00 | 0 | 20.361 | 0 | 0 | 20.361 | 109.6309 | 0 | 0 | 0 | 0 | 0 | 0 | 0 | 0 | 0 | 0 | 0 | 0 | 20.361 | 20.361 | 7.9408 | 0 | 7.9408 | 0 | 7.9408
2016-12-01 22:00 | 0 | 20.018 | 0 | 0 | 20.018 | 88.5593 | 0 | 0 | 0 | 0 | 0 | 0 | 0 | 0 | 0 | 0 | 0 | 0 | 20.018 | 20.018 | 7.807 | 0 | 7.807 | 0 | 7.807
2016-12-01 23:00 | 0 | 18.678 | 0 | 0 | 18.678 | 68.8983 | 0 | 0 | 0 | 0 | 0 | 0 | 0 | 0 | 0 | 0 | 0 | 0 | 18.678 | 18.678 | 7.2844 | 0 | 7.2844 | 0 | 7.2844
2016-12-02 | 0 | 4.5068 | 0 | 0 | 16.76 | 64.1542 | 12.2532 | 17.4515 | 3.7506 | 0.69172 | 0 | 0 | 13.431 | 4.0205 | 3.7506 | 0 | 7.857 | 2.619 | 19.379 | 19.379 | 6.5364 | 1.0214 | 7.5578 | 0 | 7.5578
2016-12-02 01:00 | 0 | 6.559 | 0 | 0 | 15.014 | 57.2501 | 8.455 | 12.042 | 2.588 | 0.8 | 0 | 0 | 12.042 | 0 | 2.588 | 0 | 7.045 | 2.3483 | 17.3623 | 17.3623 | 5.8555 | 0.91585 | 6.7713 | 0 | 6.7713
2016-12-02 02:00 | 0 | 6.8047 | 0 | 0 | 14.5 | 50.0872 | 7.6953 | 10.96 | 2.3555 | 0.8 | 0 | 0 | 10.96 | 0 | 2.3555 | 0 | 6.412 | 2.1373 | 16.6373 | 16.6373 | 5.655 | 0.83356 | 6.4886 | 0 | 6.4886
2016-12-02 03:00 | 0 | 6.266 | 0 | 0 | 13.766 | 43.4914 | 7.5 | 10.6818 | 2.2957 | 0.77044 | 0 | 0 | 10.01 | 0.67182 | 2.2957 | 0 | 5.856 | 1.952 | 15.718 | 15.718 | 5.3687 | 0.76128 | 6.13 | 0 | 6.13
2016-12-02 04:00 | 0 | 5.99 | 0 | 0 | 13.49 | 37.1862 | 7.5 | 10.6818 | 2.2957 | 0.73304 | 0 | 0 | 9.16 | 1.5218 | 2.2957 | 0 | 5.358 | 1.786 | 15.276 | 15.276 | 5.2611 | 0.69654 | 5.9576 | 0 | 5.9576
2016-12-02 05:00 | 0 | 4.624 | 0 | 0 | 12.124 | 32.3188 | 7.5 | 10.6818 | 2.2957 | 0.33 | 0 | 0 | 0 | 10.6818 | 2.2957 | 0 | 0 | 0 | 12.124 | 12.124 | 4.7284 | 0 | 4.7284 | 0 | 4.7284
2016-12-02 06:00 | 0.03 | 0 | 0 | 0 | 10.094 | 32.3188 | 10.064 | 14.3336 | 3.0805 | 0.33 | 0 | 0 | 0 | 14.3336 | 3.0805 | 0 | 0 | 0 | 10.094 | 10.094 | 3.9367 | 0 | 3.9367 | 0 | 3.9367
2016-12-02 07:00 | 0.25 | 0.829 | 0 | 0 | 8.579 | 31.4462 | 7.5 | 10.6818 | 2.2957 | 0.33 | 0 | 0 | 0 | 10.6818 | 2.2957 | 0 | 0 | 0 | 8.579 | 8.579 | 3.3458 | 0 | 3.3458 | 0 | 3.3458
2016-12-02 08:00 | 0.65 | 1.029 | 0 | 0 | 9.179 | 30.363 | 7.5 | 10.6818 | 2.2957 | 0.33 | 0 | 0 | 0 | 10.6818 | 2.2957 | 0 | 0 | 0 | 9.179 | 9.179 | 3.5798 | 0 | 3.5798 | 0 | 3.5798
2016-12-02 09:00 | 1.08 | 0 | 1.4913 | 19.1137 | 10.475 | 31.7797 | 30 | 42.7273 | 9.1827 | 0.8 | 30.0237 | 3.3697 | 72.751 | 0 | 12.5524 | 72.751 | 0 | 0 | 10.475 | 29.5887 | 4.0853 | 0 | 4.0853 | 7.4544 | 11.5396
2016-12-02 10:00 | 1.41 | 0 | 20.294 | 0 | 11.116 | 51.059 | 30 | 42.7273 | 9.1827 | 0.8 | 30.0867 | 3.3767 | 72.814 | 0 | 12.5595 | 72.814 | 0 | 0 | 11.116 | 11.116 | 4.3352 | 0 | 4.3352 | 0 | 4.3352
2016-12-02 11:00 | 1.55 | 0 | 20.533 | 0 | 11.017 | 70.5654 | 30 | 42.7273 | 9.1827 | 0.8 | 30.0687 | 3.3747 | 72.796 | 0 | 12.5575 | 72.796 | 0 | 0 | 11.017 | 11.017 | 4.2966 | 0 | 4.2966 | 0 | 4.2966
2016-12-02 12:00 | 1.54 | 0 | 15.2617 | 0 | 11.742 | 85.064 | 25.4637 | 36.2665 | 7.7942 | 0.8 | 46.3835 | 5.2058 | 82.65 | 0 | 13 | 71.353 | 6.609 | 2.203 | 13.945 | 13.945 | 4.5794 | 0.85917 | 5.4386 | 0 | 5.4386
2016-12-02 13:00 | 1.52 | 0 | 5.253 | 0 | 11.267 | 90.0544 | 15 | 21.3636 | 4.5914 | 0.8 | 65.6474 | 7.3678 | 87.011 | 0 | 11.9592 | 69.738 | 10.105 | 3.3683 | 14.6353 | 14.6353 | 4.3941 | 1.3136 | 5.7078 | 0 | 5.7078
2016-12-02 14:00 | 1.59 | 0 | 5.02 | 0 | 11.57 | 94.8234 | 15 | 21.3636 | 4.5914 | 0.8 | 1.6694 | 0.18736 | 23.033 | 0 | 4.7787 | 0 | 13.474 | 4.4913 | 16.0613 | 16.0613 | 4.5123 | 1.7516 | 6.2639 | 0 | 6.2639
2016-12-02 15:00 | 1.48 | 0 | 4.584 | 0 | 11.896 | 99.1782 | 15 | 21.3636 | 4.5914 | 0.8 | 73.1354 | 8.2082 | 94.499 | 0 | 12.7996 | 66.967 | 16.106 | 5.3687 | 17.2647 | 17.2647 | 4.6394 | 2.0938 | 6.7332 | 0 | 6.7332
2016-12-02 16:00 | 1.27 | 0 | 3.1593 | 0 | 12.689 | 102.1795 | 14.5783 | 20.7631 | 4.4623 | 0.8 | 76.0709 | 8.5377 | 96.834 | 0 | 13 | 66.102 | 17.978 | 5.9927 | 18.6817 | 18.6817 | 4.9487 | 2.3371 | 7.2859 | 0 | 7.2859
2016-12-02 17:00 | 0.79 | 0 | 18.228 | 0 | 12.562 | 119.4961 | 30 | 42.7273 | 9.1827 | 0.8 | 22.8827 | 2.5682 | 65.61 | 0 | 11.7509 | 65.61 | 0 | 0 | 12.562 | 12.562 | 4.8992 | 0 | 4.8992 | 0 | 4.8992
2016-12-02 18:00 | 0.27 | 0 | 17.596 | 0 | 12.674 | 136.2123 | 30 | 42.7273 | 9.1827 | 0.8 | 22.6667 | 2.544 | 65.394 | 0 | 11.7267 | 65.394 | 0 | 0 | 12.674 | 12.674 | 4.9429 | 0 | 4.9429 | 0 | 4.9429
2016-12-02 19:00 | 0.02 | 0 | 16.424 | 0 | 13.596 | 151.8151 | 30 | 42.7273 | 9.1827 | 0.8 | 22.7327 | 2.5514 | 65.46 | 0 | 11.7341 | 65.46 | 0 | 0 | 13.596 | 13.596 | 5.3024 | 0 | 5.3024 | 0 | 5.3024
2016-12-02 20:00 | 0 | 20.496 | 0 | 0 | 20.496 | 130.2404 | 0 | 0 | 0 | 0 | 0 | 0 | 0 | 0 | 0 | 0 | 0 | 0 | 20.496 | 20.496 | 7.9934 | 0 | 7.9934 | 0 | 7.9934
2016-12-02 21:00 | 0 | 21.564 | 0 | 0 | 21.564 | 107.5414 | 0 | 0 | 0 | 0 | 0 | 0 | 0 | 0 | 0 | 0 | 0 | 0 | 21.564 | 21.564 | 8.41 | 0 | 8.41 | 0 | 8.41
2016-12-02 22:00 | 0 | 21.244 | 0 | 0 | 21.244 | 85.1793 | 0 | 0 | 0 | 0 | 0 | 0 | 0 | 0 | 0 | 0 | 0 | 0 | 21.244 | 21.244 | 8.2852 | 0 | 8.2852 | 0 | 8.2852
2016-12-02 23:00 | 0 | 19.088 | 0 | 0 | 19.088 | 65.0867 | 0 | 0 | 0 | 0 | 0 | 0 | 0 | 0 | 0 | 0 | 0 | 0 | 19.088 | 19.088 | 7.4443 | 0 | 7.4443 | 0 | 7.4443
2016-12-03 | 0 | 2.7899 | 0 | 0 | 16.013 | 62.1499 | 13.2231 | 18.8329 | 4.0475 | 0.69521 | 0 | 0 | 14.634 | 4.1989 | 4.0475 | 0 | 8.561 | 2.8537 | 18.8667 | 18.8667 | 6.2451 | 1.1129 | 7.358 | 0 | 7.358
2016-12-03 01:00 | 0 | 4.9694 | 0 | 0 | 13.937 | 56.919 | 8.9676 | 12.772 | 2.7449 | 0.8 | 0 | 0 | 12.772 | 0 | 2.7449 | 0 | 7.472 | 2.4907 | 16.4277 | 16.4277 | 5.4354 | 0.97136 | 6.4068 | 0 | 6.4068
2016-12-03 02:00 | 0 | 4.753 | 0 | 0 | 12.923 | 51.9158 | 8.17 | 11.636 | 2.5008 | 0.8 | 0 | 0 | 11.636 | 0 | 2.5008 | 0 | 6.807 | 2.269 | 15.192 | 15.192 | 5.04 | 0.88491 | 5.9249 | 0 | 5.9249
2016-12-03 03:00 | 0 | 5.1831 | 0 | 0 | 12.837 | 46.4599 | 7.6539 | 10.901 | 2.3428 | 0.8 | 0 | 0 | 10.901 | 0 | 2.3428 | 0 | 6.377 | 2.1257 | 14.9627 | 14.9627 | 5.0064 | 0.82901 | 5.8354 | 0 | 5.8354
2016-12-03 04:00 | 0 | 4.428 | 0 | 0 | 11.928 | 41.7988 | 7.5 | 10.6818 | 2.2957 | 0.76771 | 0 | 0 | 9.948 | 0.73382 | 2.2957 | 0 | 5.82 | 1.94 | 13.868 | 13.868 | 4.6519 | 0.7566 | 5.4085 | 0 | 5.4085
2016-12-03 05:00 | 0 | 0 | 0 | 0 | 10.832 | 41.7988 | 10.832 | 15.4274 | 3.3156 | 0.33 | 0 | 0 | 0 | 15.4274 | 3.3156 | 0 | 0 | 0 | 10.832 | 10.832 | 4.2245 | 0 | 4.2245 | 0 | 4.2245
2016-12-03 06:00 | 0.02 | 9.657 | 0 | 0 | 9.677 | 31.6335 | 0 | 0 | 0 | 0 | 0 | 0 | 0 | 0 | 0 | 0 | 0 | 0 | 9.677 | 9.677 | 3.774 | 0 | 3.774 | 0 | 3.774
2016-12-03 07:00 | 0.3 | 1.207 | 0 | 0 | 9.007 | 30.363 | 7.5 | 10.6818 | 2.2957 | 0.33 | 0 | 0 | 0 | 10.6818 | 2.2957 | 0 | 0 | 0 | 9.007 | 9.007 | 3.5127 | 0 | 3.5127 | 0 | 3.5127
2016-12-03 08:00 | 0.73 | 0 | 0 | 0 | 9.352 | 30.363 | 8.622 | 12.2798 | 2.6391 | 0.33 | 0 | 0 | 0 | 12.2798 | 2.6391 | 0 | 0 | 0 | 9.352 | 9.352 | 3.6473 | 0 | 3.6473 | 0 | 3.6473
2016-12-03 09:00 | 1.13 | 0 | 0 | 20.48 | 10.65 | 30.363 | 30 | 42.7273 | 9.1827 | 0.8 | 30.1757 | 3.3867 | 72.903 | 0 | 12.5695 | 72.903 | 0 | 0 | 10.65 | 31.13 | 4.1535 | 0 | 4.1535 | 7.9872 | 12.1407
2016-12-03 10:00 | 1.37 | 0 | 17.8262 | 2.5508 | 10.993 | 47.2979 | 30 | 42.7273 | 9.1827 | 0.8 | 30.3817 | 3.4098 | 73.109 | 0 | 12.5926 | 73.109 | 0 | 0 | 10.993 | 13.5438 | 4.2873 | 0 | 4.2873 | 0.99481 | 5.2821
2016-12-03 11:00 | 1.63 | 0 | 21.181 | 0 | 10.449 | 67.4199 | 30 | 42.7273 | 9.1827 | 0.8 | 30.4197 | 3.4141 | 73.147 | 0 | 12.5968 | 73.147 | 0 | 0 | 10.449 | 10.449 | 4.0751 | 0 | 4.0751 | 0 | 4.0751
2016-12-03 12:00 | 1.69 | 0 | 16.4319 | 0 | 11.193 | 83.0302 | 25.9349 | 36.9376 | 7.9385 | 0.8 | 45.0984 | 5.0615 | 82.036 | 0 | 13 | 71.58 | 6.117 | 2.039 | 13.232 | 13.232 | 4.3653 | 0.79521 | 5.1605 | 0 | 5.1605
2016-12-03 13:00 | 1.58 | 0 | 0 | 5.396 | 11.184 | 83.0302 | 15 | 21.3636 | 4.5914 | 0.8 | 66.0284 | 7.4106 | 87.392 | 0 | 12.002 | 69.598 | 10.41 | 3.47 | 14.654 | 20.05 | 4.3618 | 1.3533 | 5.7151 | 2.1044 | 7.8195
2016-12-03 14:00 | 1.04 | 0 | 12.238 | 0 | 11.302 | 94.6563 | 22.5 | 32.0455 | 6.8871 | 0.69854 | 0 | 0 | 25.128 | 6.9175 | 6.8871 | 0 | 14.7 | 4.9 | 16.202 | 16.202 | 4.4078 | 1.911 | 6.3188 | 0 | 6.3188
2016-12-03 15:00 | 0.74 | 0 | 4.316 | 0 | 11.424 | 98.7565 | 15 | 21.3636 | 4.5914 | 0.8 | 74.8174 | 8.397 | 96.181 | 0 | 12.9884 | 66.344 | 17.455 | 5.8183 | 17.2423 | 17.2423 | 4.4554 | 2.2691 | 6.7245 | 0 | 6.7245
2016-12-03 16:00 | 0.53 | 0 | 1.8092 | 0 | 12.016 | 100.4752 | 13.2952 | 18.9355 | 4.0695 | 0.8 | 79.5705 | 8.9305 | 98.506 | 0 | 13 | 65.483 | 19.318 | 6.4393 | 18.4553 | 18.4553 | 4.6862 | 2.5113 | 7.1976 | 0 | 7.1976
2016-12-03 17:00 | 0.48 | 0 | 18.843 | 0 | 11.637 | 118.3761 | 30 | 42.7273 | 9.1827 | 0.8 | 22.2817 | 2.5008 | 65.009 | 0 | 11.6835 | 65.009 | 0 | 0 | 11.637 | 11.637 | 4.5384 | 0 | 4.5384 | 0 | 4.5384
2016-12-03 18:00 | 0.24 | 0 | 18.426 | 0 | 11.814 | 135.8808 | 30 | 42.7273 | 9.1827 | 0.8 | 22.1797 | 2.4893 | 64.907 | 0 | 11.672 | 64.907 | 0 | 0 | 11.814 | 11.814 | 4.6075 | 0 | 4.6075 | 0 | 4.6075
2016-12-03 19:00 | 0.03 | 0 | 16.773 | 0 | 13.257 | 151.8151 | 30 | 42.7273 | 9.1827 | 0.8 | 22.3707 | 2.5107 | 65.098 | 0 | 11.6935 | 65.098 | 0 | 0 | 13.257 | 13.257 | 5.1702 | 0 | 5.1702 | 0 | 5.1702
2016-12-03 20:00 | 0 | 19.938 | 0 | 0 | 19.938 | 130.8277 | 0 | 0 | 0 | 0 | 0 | 0 | 0 | 0 | 0 | 0 | 0 | 0 | 19.938 | 19.938 | 7.7758 | 0 | 7.7758 | 0 | 7.7758
2016-12-03 21:00 | 0 | 20.933 | 0 | 0 | 20.933 | 108.793 | 0 | 0 | 0 | 0 | 0 | 0 | 0 | 0 | 0 | 0 | 0 | 0 | 20.933 | 20.933 | 8.1639 | 0 | 8.1639 | 0 | 8.1639
2016-12-03 22:00 | 0 | 21.4 | 0 | 0 | 21.4 | 86.2667 | 0 | 0 | 0 | 0 | 0 | 0 | 0 | 0 | 0 | 0 | 0 | 0 | 21.4 | 21.4 | 8.346 | 0 | 8.346 | 0 | 8.346
2016-12-03 23:00 | 0 | 19.089 | 0 | 0 | 19.089 | 66.173 | 0 | 0 | 0 | 0 | 0 | 0 | 0 | 0 | 0 | 0 | 0 | 0 | 19.089 | 19.089 | 7.4447 | 0 | 7.4447 | 0 | 7.4447
2016-12-04 | 0 | 1.639 | 0 | 0 | 16.639 | 64.4477 | 15 | 21.3636 | 4.5914 | 0.70596 | 0 | 0 | 17.089 | 4.2746 | 4.5914 | 0 | 9.997 | 3.3323 | 19.9713 | 19.9713 | 6.4892 | 1.2996 | 7.7888 | 0 | 7.7888
2016-12-04 01:00 | 0 | 0 | 0 | 0 | 13.831 | 64.4477 | 13.831 | 19.6987 | 4.2335 | 0.68968 | 0 | 0 | 15.075 | 4.6237 | 4.2335 | 0 | 8.819 | 2.9397 | 16.7707 | 16.7707 | 5.3941 | 1.1465 | 6.5406 | 0 | 6.5406
2016-12-04 02:00 | 0 | 0 | 0 | 0 | 13.017 | 64.4477 | 13.017 | 18.5394 | 3.9844 | 0.67483 | 0 | 0 | 13.602 | 4.9374 | 3.9844 | 0 | 7.957 | 2.6523 | 15.6693 | 15.6693 | 5.0766 | 1.0344 | 6.111 | 0 | 6.111
2016-12-04 03:00 | 0 | 2.1995 | 0 | 0 | 12.275 | 62.1325 | 10.0755 | 14.35 | 3.084 | 0.73918 | 0 | 0 | 12.493 | 1.857 | 3.084 | 0 | 7.309 | 2.4363 | 14.7113 | 14.7113 | 4.7873 | 0.95017 | 5.7374 | 0 | 5.7374
2016-12-04 04:00 | 0 | 0 | 0 | 0 | 12.132 | 62.1325 | 12.132 | 17.2789 | 3.7135 | 0.64436 | 0 | 0 | 11.557 | 5.7219 | 3.7135 | 0 | 6.761 | 2.2537 | 14.3857 | 14.3857 | 4.7315 | 0.87893 | 5.6104 | 0 | 5.6104
2016-12-04 05:00 | 0 | 11.274 | 0 | 0 | 11.274 | 50.2651 | 0 | 0 | 0 | 0 | 0 | 0 | 0 | 0 | 0 | 0 | 0 | 0 | 11.274 | 11.274 | 4.3969 | 0 | 4.3969 | 0 | 4.3969
2016-12-04 06:00 | 0.01 | 10.091 | 0 | 0 | 10.101 | 39.643 | 0 | 0 | 0 | 0 | 0 | 0 | 0 | 0 | 0 | 0 | 0 | 0 | 10.101 | 10.101 | 3.9394 | 0 | 3.9394 | 0 | 3.9394
2016-12-04 07:00 | 0.25 | 0 | 0 | 0 | 9.355 | 39.643 | 9.105 | 12.9677 | 2.787 | 0.33 | 0 | 0 | 0 | 12.9677 | 2.787 | 0 | 0 | 0 | 9.355 | 9.355 | 3.6484 | 0 | 3.6484 | 0 | 3.6484
2016-12-04 08:00 | 0.74 | 8.816 | 0 | 0 | 9.556 | 30.363 | 0 | 0 | 0 | 0 | 0 | 0 | 0 | 0 | 0 | 0 | 0 | 0 | 9.556 | 9.556 | 3.7268 | 0 | 3.7268 | 0 | 3.7268
2016-12-04 09:00 | 1.15 | 0 | 0 | 20.691 | 10.459 | 30.363 | 30 | 42.7273 | 9.1827 | 0.8 | 29.6327 | 3.3258 | 72.36 | 0 | 12.5085 | 72.36 | 0 | 0 | 10.459 | 31.15 | 4.079 | 0 | 4.079 | 8.0695 | 12.1485
2016-12-04 10:00 | 1.48 | 0 | 16.084 | 4.729 | 10.667 | 45.6429 | 30 | 42.7273 | 9.1827 | 0.8 | 29.7847 | 3.3428 | 72.512 | 0 | 12.5256 | 72.512 | 0 | 0 | 10.667 | 15.396 | 4.1601 | 0 | 4.1601 | 1.8443 | 6.0044
2016-12-04 11:00 | 1.63 | 0 | 20.958 | 0 | 10.672 | 65.553 | 30 | 42.7273 | 9.1827 | 0.8 | 29.7817 | 3.3425 | 72.509 | 0 | 12.5252 | 72.509 | 0 | 0 | 10.672 | 10.672 | 4.1621 | 0 | 4.1621 | 0 | 4.1621
2016-12-04 12:00 | 1.36 | 0 | 14.1933 | 0 | 11.378 | 79.0365 | 24.2113 | 34.4827 | 7.4109 | 0.8 | 49.7993 | 5.5891 | 84.282 | 0 | 13 | 70.749 | 7.917 | 2.639 | 14.017 | 14.017 | 4.4374 | 1.0292 | 5.4666 | 0 | 5.4666
2016-12-04 13:00 | 1.5 | 0 | 4.911 | 0 | 11.589 | 83.702 | 15 | 21.3636 | 4.5914 | 0.8 | 68.7984 | 7.7215 | 90.162 | 0 | 12.3128 | 68.572 | 12.63 | 4.21 | 15.799 | 15.799 | 4.5197 | 1.6419 | 6.1616 | 0 | 6.1616
2016-12-04 14:00 | 1.64 | 0 | 13.21 | 0 | 10.93 | 96.2515 | 22.5 | 32.0455 | 6.8871 | 0.74598 | 0 | 0 | 28.362 | 3.6835 | 6.8871 | 0 | 16.592 | 5.5307 | 16.4607 | 16.4607 | 4.2627 | 2.157 | 6.4197 | 0 | 6.4197
2016-12-04 15:00 | 1.01 | 0 | 3.093 | 0 | 11.513 | 99.1898 | 13.596 | 19.364 | 4.1616 | 0.8 | 78.75 | 8.8384 | 98.114 | 0 | 13 | 65.629 | 19.004 | 6.3347 | 17.8477 | 17.8477 | 4.4901 | 2.4705 | 6.9606 | 0 | 6.9606
2016-12-04 16:00 | 0.87 | 0 | 1.47 | 0 | 11.6 | 100.5864 | 12.2 | 17.3758 | 3.7343 | 0.8 | 82.5572 | 9.2657 | 99.933 | 0 | 13 | 64.955 | 20.462 | 6.8207 | 18.4207 | 18.4207 | 4.524 | 2.6601 | 7.1841 | 0 | 7.1841
2016-12-04 17:00 | 0.58 | 0 | 19.469 | 0 | 11.111 | 119.0819 | 30 | 42.7273 | 9.1827 | 0.8 | 21.8587 | 2.4533 | 64.586 | 0 | 11.636 | 64.586 | 0 | 0 | 11.111 | 11.111 | 4.3333 | 0 | 4.3333 | 0 | 4.3333
2016-12-04 18:00 | 0.25 | 0 | 18.215 | 0 | 12.035 | 136.3862 | 30 | 42.7273 | 9.1827 | 0.8 | 21.8457 | 2.4518 | 64.573 | 0 | 11.6346 | 64.573 | 0 | 0 | 12.035 | 12.035 | 4.6936 | 0 | 4.6936 | 0 | 4.6936
2016-12-04 19:00 | 0.02 | 0 | 16.241 | 0 | 13.779 | 151.8151 | 30 | 42.7273 | 9.1827 | 0.8 | 22.1187 | 2.4825 | 64.846 | 0 | 11.6652 | 64.846 | 0 | 0 | 13.779 | 13.779 | 5.3738 | 0 | 5.3738 | 0 | 5.3738
2016-12-04 20:00 | 0 | 21.565 | 0 | 0 | 21.565 | 129.1151 | 0 | 0 | 0 | 0 | 0 | 0 | 0 | 0 | 0 | 0 | 0 | 0 | 21.565 | 21.565 | 8.4104 | 0 | 8.4104 | 0 | 8.4104
2016-12-04 21:00 | 0 | 23.401 | 0 | 0 | 23.401 | 104.4825 | 0 | 0 | 0 | 0 | 0 | 0 | 0 | 0 | 0 | 0 | 0 | 0 | 23.401 | 23.401 | 9.1264 | 0 | 9.1264 | 0 | 9.1264
2016-12-04 22:00 | 0 | 21.848 | 0 | 0 | 21.848 | 81.4846 | 0 | 0 | 0 | 0 | 0 | 0 | 0 | 0 | 0 | 0 | 0 | 0 | 21.848 | 21.848 | 8.5207 | 0 | 8.5207 | 0 | 8.5207
2016-12-04 23:00 | 0 | 18.423 | 0 | 0 | 18.423 | 62.092 | 0 | 0 | 0 | 0 | 0 | 0 | 0 | 0 | 0 | 0 | 0 | 0 | 18.423 | 18.423 | 7.185 | 0 | 7.185 | 0 | 7.185
2016-12-05 | 0 | 0.91049 | 0 | 0 | 15.814 | 61.1335 | 14.9035 | 21.2262 | 4.5618 | 0.71929 | 0 | 0 | 17.581 | 3.6452 | 4.5618 | 0 | 10.285 | 3.4283 | 19.2423 | 19.2423 | 6.1675 | 1.3371 | 7.5045 | 0 | 7.5045
2016-12-05 01:00 | 0 | 0 | 0 | 0 | 13.626 | 61.1335 | 13.626 | 19.4067 | 4.1708 | 0.71093 | 0 | 0 | 15.729 | 3.6777 | 4.1708 | 0 | 9.201 | 3.067 | 16.693 | 16.693 | 5.3141 | 1.1961 | 6.5103 | 0 | 6.5103
2016-12-05 02:00 | 0 | 0 | 0 | 0 | 13.037 | 61.1335 | 13.037 | 18.5678 | 3.9905 | 0.69146 | 0 | 0 | 14.28 | 4.2878 | 3.9905 | 0 | 8.354 | 2.7847 | 15.8217 | 15.8217 | 5.0844 | 1.086 | 6.1705 | 0 | 6.1705
2016-12-05 03:00 | 0 | 0 | 0 | 0 | 12.792 | 61.1335 | 12.792 | 18.2189 | 3.9155 | 0.66707 | 0 | 0 | 13.066 | 5.1529 | 3.9155 | 0 | 7.644 | 2.548 | 15.34 | 15.34 | 4.9889 | 0.99372 | 5.9826 | 0 | 5.9826
2016-12-05 04:00 | 0 | 0 | 0 | 0 | 12.108 | 61.1335 | 12.108 | 17.2447 | 3.7062 | 0.66131 | 0 | 0 | 12.156 | 5.0887 | 3.7062 | 0 | 7.111 | 2.3703 | 14.4783 | 14.4783 | 4.7221 | 0.92443 | 5.6466 | 0 | 5.6466
2016-12-05 05:00 | 0 | 11.315 | 0 | 0 | 11.315 | 49.223 | 0 | 0 | 0 | 0 | 0 | 0 | 0 | 0 | 0 | 0 | 0 | 0 | 11.315 | 11.315 | 4.4128 | 0 | 4.4128 | 0 | 4.4128
2016-12-05 06:00 | 0.02 | 0 | 0 | 0 | 9.811 | 49.223 | 9.791 | 13.9448 | 2.9969 | 0.33 | 0 | 0 | 0 | 13.9448 | 2.9969 | 0 | 0 | 0 | 9.811 | 9.811 | 3.8263 | 0 | 3.8263 | 0 | 3.8263
2016-12-05 07:00 | 0.27 | 8.9 | 0 | 0 | 9.17 | 39.8546 | 0 | 0 | 0 | 0 | 0 | 0 | 0 | 0 | 0 | 0 | 0 | 0 | 9.17 | 9.17 | 3.5763 | 0 | 3.5763 | 0 | 3.5763
2016-12-05 08:00 | 0.7 | 9.017 | 0 | 0 | 9.717 | 30.363 | 0 | 0 | 0 | 0 | 0 | 0 | 0 | 0 | 0 | 0 | 0 | 0 | 9.717 | 9.717 | 3.7896 | 0 | 3.7896 | 0 | 3.7896
2016-12-05 09:00 | 1.11 | 0 | 0 | 20.595 | 10.515 | 30.363 | 30 | 42.7273 | 9.1827 | 0.8 | 29.3907 | 3.2986 | 72.118 | 0 | 12.4814 | 72.118 | 0 | 0 | 10.515 | 31.11 | 4.1009 | 0 | 4.1009 | 8.032 | 12.1329
2016-12-05 10:00 | 1.32 | 0 | 20.5522 | 0.31783 | 10.45 | 49.8876 | 30 | 42.7273 | 9.1827 | 0.8 | 29.5747 | 3.3193 | 72.302 | 0 | 12.502 | 72.302 | 0 | 0 | 10.45 | 10.7678 | 4.0755 | 0 | 4.0755 | 0.12395 | 4.1995
2016-12-05 11:00 | 1.52 | 0 | 21.017 | 0 | 10.503 | 69.8537 | 30 | 42.7273 | 9.1827 | 0.8 | 29.6467 | 3.3274 | 72.374 | 0 | 12.5101 | 72.374 | 0 | 0 | 10.503 | 10.503 | 4.0962 | 0 | 4.0962 | 0 | 4.0962
2016-12-05 12:00 | 1.53 | 0 | 14.9092 | 0 | 11.38 | 84.0175 | 24.7592 | 35.2631 | 7.5786 | 0.8 | 48.3049 | 5.4214 | 83.568 | 0 | 13 | 71.013 | 7.345 | 2.4483 | 13.8283 | 13.8283 | 4.4382 | 0.95485 | 5.393 | 0 | 5.393
2016-12-05 13:00 | 1.66 | 0 | 5.564 | 0 | 11.096 | 89.3033 | 15 | 21.3636 | 4.5914 | 0.8 | 66.2304 | 7.4333 | 87.594 | 0 | 12.0246 | 69.523 | 10.572 | 3.524 | 14.62 | 14.62 | 4.3274 | 1.3744 | 5.7018 | 0 | 5.7018
2016-12-05 14:00 | 1.51 | 0 | 5.79 | 0 | 10.72 | 94.8038 | 15 | 21.3636 | 4.5914 | 0.8 | 1.9414 | 0.21789 | 23.305 | 0 | 4.8093 | 0 | 13.634 | 4.5447 | 15.2647 | 15.2647 | 4.1808 | 1.7724 | 5.9532 | 0 | 5.9532
2016-12-05 15:00 | 1.12 | 0 | 4.472 | 0 | 11.648 | 99.0522 | 15 | 21.3636 | 4.5914 | 0.8 | 73.3904 | 8.2369 | 94.754 | 0 | 12.8282 | 66.872 | 16.311 | 5.437 | 17.085 | 17.085 | 4.5427 | 2.1204 | 6.6632 | 0 | 6.6632
2016-12-05 16:00 | 0.91 | 0 | 2.5669 | 0 | 12.53 | 101.4908 | 14.1869 | 20.2056 | 4.3425 | 0.8 | 77.1384 | 8.6575 | 97.344 | 0 | 13 | 65.914 | 18.387 | 6.129 | 18.659 | 18.659 | 4.8867 | 2.3903 | 7.277 | 0 | 7.277
2016-12-05 17:00 | 0.46 | 0 | 18.143 | 0 | 12.317 | 118.7266 | 30 | 42.7273 | 9.1827 | 0.8 | 22.5577 | 2.5317 | 65.285 | 0 | 11.7145 | 65.285 | 0 | 0 | 12.317 | 12.317 | 4.8036 | 0 | 4.8036 | 0 | 4.8036
2016-12-05 18:00 | 0.16 | 0 | 18.281 | 0 | 11.879 | 136.0936 | 30 | 42.7273 | 9.1827 | 0.8 | 22.2397 | 2.496 | 64.967 | 0 | 11.6788 | 64.967 | 0 | 0 | 11.879 | 11.879 | 4.6328 | 0 | 4.6328 | 0 | 4.6328
2016-12-05 19:00 | 0.02 | 0 | 16.549 | 0 | 13.471 | 151.8151 | 30 | 42.7273 | 9.1827 | 0.8 | 22.1917 | 2.4907 | 64.919 | 0 | 11.6734 | 64.919 | 0 | 0 | 13.471 | 13.471 | 5.2537 | 0 | 5.2537 | 0 | 5.2537
2016-12-05 20:00 | 0 | 19.765 | 0 | 0 | 19.765 | 131.0099 | 0 | 0 | 0 | 0 | 0 | 0 | 0 | 0 | 0 | 0 | 0 | 0 | 19.765 | 19.765 | 7.7084 | 0 | 7.7084 | 0 | 7.7084
2016-12-05 21:00 | 0 | 21.618 | 0 | 0 | 21.618 | 108.2541 | 0 | 0 | 0 | 0 | 0 | 0 | 0 | 0 | 0 | 0 | 0 | 0 | 21.618 | 21.618 | 8.431 | 0 | 8.431 | 0 | 8.431
2016-12-05 22:00 | 0 | 20.068 | 0 | 0 | 20.068 | 87.1299 | 0 | 0 | 0 | 0 | 0 | 0 | 0 | 0 | 0 | 0 | 0 | 0 | 20.068 | 20.068 | 7.8265 | 0 | 7.8265 | 0 | 7.8265
2016-12-05 23:00 | 0 | 18.425 | 0 | 0 | 18.425 | 67.7351 | 0 | 0 | 0 | 0 | 0 | 0 | 0 | 0 | 0 | 0 | 0 | 0 | 18.425 | 18.425 | 7.1858 | 0 | 7.1858 | 0 | 7.1858
2016-12-06 | 0 | 5.3599 | 0 | 0 | 16.219 | 62.0931 | 10.8591 | 15.466 | 3.3239 | 0.8 | 0 | 0 | 15.466 | 1.7764e-15 | 3.3239 | 0 | 9.047 | 3.0157 | 19.2347 | 19.2347 | 6.3254 | 1.1761 | 7.5015 | 0 | 7.5015
2016-12-06 01:00 | 0 | 5.686 | 0 | 0 | 14.813 | 56.1078 | 9.127 | 12.999 | 2.7937 | 0.8 | 0 | 0 | 12.999 | 0 | 2.7937 | 0 | 7.605 | 2.535 | 17.348 | 17.348 | 5.7771 | 0.98865 | 6.7657 | 0 | 6.7657
2016-12-06 02:00 | 0 | 2.2176 | 0 | 0 | 14.064 | 53.7735 | 11.8464 | 16.8722 | 3.6261 | 0.64829 | 0 | 0 | 11.426 | 5.4462 | 3.6261 | 0 | 6.684 | 2.228 | 16.292 | 16.292 | 5.485 | 0.86892 | 6.3539 | 0 | 6.3539
2016-12-06 03:00 | 0 | 0 | 0 | 0 | 13.045 | 53.7735 | 13.045 | 18.5792 | 3.993 | 0.59215 | 0 | 0 | 10.363 | 8.2162 | 3.993 | 0 | 6.062 | 2.0207 | 15.0657 | 15.0657 | 5.0876 | 0.78806 | 5.8756 | 0 | 5.8756
2016-12-06 04:00 | 0 | 0 | 0 | 0 | 12.934 | 53.7735 | 12.934 | 18.4212 | 3.959 | 0.57371 | 0 | 0 | 9.552 | 8.8692 | 3.959 | 0 | 5.588 | 1.8627 | 14.7967 | 14.7967 | 5.0443 | 0.72644 | 5.7707 | 0 | 5.7707
2016-12-06 05:00 | 0 | 12.119 | 0 | 0 | 12.119 | 41.0167 | 0 | 0 | 0 | 0 | 0 | 0 | 0 | 0 | 0 | 0 | 0 | 0 | 12.119 | 12.119 | 4.7264 | 0 | 4.7264 | 0 | 4.7264
2016-12-06 06:00 | 0.01 | 10.121 | 0 | 0 | 10.131 | 30.363 | 0 | 0 | 0 | 0 | 0 | 0 | 0 | 0 | 0 | 0 | 0 | 0 | 10.131 | 10.131 | 3.9511 | 0 | 3.9511 | 0 | 3.9511
2016-12-06 07:00 | 0.09 | 0 | 0 | 0 | 8.859 | 30.363 | 8.769 | 12.4892 | 2.6841 | 0.33 | 0 | 0 | 0 | 12.4892 | 2.6841 | 0 | 0 | 0 | 8.859 | 8.859 | 3.455 | 0 | 3.455 | 0 | 3.455
2016-12-06 08:00 | 0.31 | 0 | 0 | 0 | 9.367 | 30.363 | 9.057 | 12.8994 | 2.7723 | 0.33 | 0 | 0 | 0 | 12.8994 | 2.7723 | 0 | 0 | 0 | 9.367 | 9.367 | 3.6531 | 0 | 3.6531 | 0 | 3.6531
2016-12-06 09:00 | 0.8 | 0 | 0 | 20.399 | 10.401 | 30.363 | 30 | 42.7273 | 9.1827 | 0.8 | 29.9967 | 3.3666 | 72.724 | 0 | 12.5494 | 72.724 | 0 | 0 | 10.401 | 30.8 | 4.0564 | 0 | 4.0564 | 7.9556 | 12.012
2016-12-06 10:00 | 1.03 | 0 | 17.9297 | 2.6573 | 10.443 | 47.3962 | 30 | 42.7273 | 9.1827 | 0.8 | 30.1787 | 3.3871 | 72.906 | 0 | 12.5698 | 72.906 | 0 | 0 | 10.443 | 13.1003 | 4.0728 | 0 | 4.0728 | 1.0363 | 5.1091
2016-12-06 11:00 | 1.22 | 0 | 20.581 | 0 | 10.639 | 66.9482 | 30 | 42.7273 | 9.1827 | 0.8 | 30.2037 | 3.3899 | 72.931 | 0 | 12.5726 | 72.931 | 0 | 0 | 10.639 | 10.639 | 4.1492 | 0 | 4.1492 | 0 | 4.1492
2016-12-06 12:00 | 1.52 | 0 | 15.1806 | 0 | 11.467 | 81.3697 | 25.1276 | 35.7878 | 7.6913 | 0.8 | 47.3002 | 5.3087 | 83.088 | 0 | 13 | 71.191 | 6.96 | 2.32 | 13.787 | 13.787 | 4.4721 | 0.9048 | 5.3769 | 0 | 5.3769
2016-12-06 13:00 | 1.42 | 0 | 5.28 | 0 | 11.14 | 86.3857 | 15 | 21.3636 | 4.5914 | 0.8 | 67.6864 | 7.5967 | 89.05 | 0 | 12.188 | 68.984 | 11.739 | 3.913 | 15.053 | 15.053 | 4.3446 | 1.5261 | 5.8707 | 0 | 5.8707
2016-12-06 14:00 | 1.09 | 0 | 11.9 | 0 | 11.69 | 97.6907 | 22.5 | 32.0455 | 6.8871 | 0.73143 | 0 | 0 | 27.37 | 4.6755 | 6.8871 | 0 | 16.012 | 5.3373 | 17.0273 | 17.0273 | 4.5591 | 2.0816 | 6.6407 | 0 | 6.6407
2016-12-06 15:00 | 1.15 | 0 | 3.3685 | 0 | 11.808 | 100.8909 | 14.0265 | 19.9772 | 4.2934 | 0.8 | 77.5758 | 8.7066 | 97.553 | 0 | 13 | 65.836 | 18.554 | 6.1847 | 17.9927 | 17.9927 | 4.6051 | 2.412 | 7.0171 | 0 | 7.0171
2016-12-06 16:00 | 0.87 | 0 | 1.2135 | 0 | 12.086 | 102.0437 | 12.4295 | 17.7026 | 3.8046 | 0.8 | 81.9314 | 9.1954 | 99.634 | 0 | 13 | 65.066 | 20.222 | 6.7407 | 18.8267 | 18.8267 | 4.7135 | 2.6289 | 7.3424 | 0 | 7.3424
2016-12-06 17:00 | 0.18 | 0 | 18.441 | 0 | 11.739 | 119.5626 | 30 | 42.7273 | 9.1827 | 0.8 | 21.9797 | 2.4669 | 64.707 | 0 | 11.6496 | 64.707 | 0 | 0 | 11.739 | 11.739 | 4.5782 | 0 | 4.5782 | 0 | 4.5782
2016-12-06 18:00 | 0.01 | 0 | 17.544 | 0 | 12.466 | 136.2294 | 30 | 42.7273 | 9.1827 | 0.8 | 21.9777 | 2.4666 | 64.705 | 0 | 11.6494 | 64.705 | 0 | 0 | 12.466 | 12.466 | 4.8617 | 0 | 4.8617 | 0 | 4.8617
2016-12-06 19:00 | 0 | 0 | 16.406 | 0 | 13.594 | 151.8151 | 30 | 42.7273 | 9.1827 | 0.8 | 22.1727 | 2.4885 | 64.9 | 0 | 11.6713 | 64.9 | 0 | 0 | 13.594 | 13.594 | 5.3017 | 0 | 5.3017 | 0 | 5.3017
2016-12-06 20:00 | 0 | 20.476 | 0 | 0 | 20.476 | 130.2614 | 0 | 0 | 0 | 0 | 0 | 0 | 0 | 0 | 0 | 0 | 0 | 0 | 20.476 | 20.476 | 7.9856 | 0 | 7.9856 | 0 | 7.9856
2016-12-06 21:00 | 0 | 21.868 | 0 | 0 | 21.868 | 107.2425 | 0 | 0 | 0 | 0 | 0 | 0 | 0 | 0 | 0 | 0 | 0 | 0 | 21.868 | 21.868 | 8.5285 | 0 | 8.5285 | 0 | 8.5285
2016-12-06 22:00 | 0 | 20.746 | 0 | 0 | 20.746 | 85.4046 | 0 | 0 | 0 | 0 | 0 | 0 | 0 | 0 | 0 | 0 | 0 | 0 | 20.746 | 20.746 | 8.0909 | 0 | 8.0909 | 0 | 8.0909
2016-12-06 23:00 | 0 | 18.749 | 0 | 0 | 18.749 | 65.6688 | 0 | 0 | 0 | 0 | 0 | 0 | 0 | 0 | 0 | 0 | 0 | 0 | 18.749 | 18.749 | 7.3121 | 0 | 7.3121 | 0 | 7.3121
2016-12-07 | 0 | 3.4073 | 0 | 0 | 16.259 | 62.0822 | 12.8517 | 18.304 | 3.9338 | 0.8 | 0 | 0 | 18.304 | 0 | 3.9338 | 0 | 10.708 | 3.5693 | 19.8283 | 19.8283 | 6.341 | 1.392 | 7.7331 | 0 | 7.7331
2016-12-07 01:00 | 0 | 0 | 0 | 0 | 14.356 | 62.0822 | 14.356 | 20.4464 | 4.3942 | 0.69843 | 0 | 0 | 16.028 | 4.4184 | 4.3942 | 0 | 9.377 | 3.1257 | 17.4817 | 17.4817 | 5.5988 | 1.219 | 6.8178 | 0 | 6.8178
2016-12-07 02:00 | 0 | 3.4571 | 0 | 0 | 13.895 | 58.4432 | 10.4379 | 14.8662 | 3.195 | 0.7839 | 0 | 0 | 14.357 | 0.50915 | 3.195 | 0 | 8.399 | 2.7997 | 16.6947 | 16.6947 | 5.4191 | 1.0919 | 6.5109 | 0 | 6.5109
2016-12-07 03:00 | 0 | 4.0562 | 0 | 0 | 13.332 | 54.1735 | 9.2758 | 13.211 | 2.8392 | 0.8 | 0 | 0 | 13.211 | 0 | 2.8392 | 0 | 7.728 | 2.576 | 15.908 | 15.908 | 5.1995 | 1.0046 | 6.2041 | 0 | 6.2041
2016-12-07 04:00 | 0 | 3.837 | 0 | 0 | 12.655 | 50.1346 | 8.818 | 12.559 | 2.6991 | 0.8 | 0 | 0 | 12.559 | 0 | 2.6991 | 0 | 7.347 | 2.449 | 15.104 | 15.104 | 4.9355 | 0.95511 | 5.8906 | 0 | 5.8906
2016-12-07 05:00 | 0 | 0 | 0 | 0 | 11.301 | 50.1346 | 11.301 | 16.0954 | 3.4591 | 0.33 | 0 | 0 | 0 | 16.0954 | 3.4591 | 0 | 0 | 0 | 11.301 | 11.301 | 4.4074 | 0 | 4.4074 | 0 | 4.4074
2016-12-07 06:00 | 0.01 | 9.842 | 0 | 0 | 9.852 | 39.7746 | 0 | 0 | 0 | 0 | 0 | 0 | 0 | 0 | 0 | 0 | 0 | 0 | 9.852 | 9.852 | 3.8423 | 0 | 3.8423 | 0 | 3.8423
2016-12-07 07:00 | 0.12 | 8.941 | 0 | 0 | 9.061 | 30.363 | 0 | 0 | 0 | 0 | 0 | 0 | 0 | 0 | 0 | 0 | 0 | 0 | 9.061 | 9.061 | 3.5338 | 0 | 3.5338 | 0 | 3.5338
2016-12-07 08:00 | 0.66 | 0 | 0 | 0 | 9.464 | 30.363 | 8.804 | 12.539 | 2.6948 | 0.33 | 0 | 0 | 0 | 12.539 | 2.6948 | 0 | 0 | 0 | 9.464 | 9.464 | 3.691 | 0 | 3.691 | 0 | 3.691
2016-12-07 09:00 | 1.13 | 0 | 0 | 20.613 | 10.517 | 30.363 | 30 | 42.7273 | 9.1827 | 0.8 | 29.1187 | 3.2681 | 71.846 | 0 | 12.4508 | 71.846 | 0 | 0 | 10.517 | 31.13 | 4.1016 | 0 | 4.1016 | 8.0391 | 12.1407
2016-12-07 10:00 | 1.38 | 0 | 15.6941 | 5.0589 | 10.627 | 45.2724 | 30 | 42.7273 | 9.1827 | 0.8 | 29.3157 | 3.2902 | 72.043 | 0 | 12.4729 | 72.043 | 0 | 0 | 10.627 | 15.6859 | 4.1445 | 0 | 4.1445 | 1.973 | 6.1175
2016-12-07 11:00 | 1.44 | 0 | 20.797 | 0 | 10.643 | 65.0295 | 30 | 42.7273 | 9.1827 | 0.8 | 29.4087 | 3.3006 | 72.136 | 0 | 12.4834 | 72.136 | 0 | 0 | 10.643 | 10.643 | 4.1508 | 0 | 4.1508 | 0 | 4.1508
2016-12-07 12:00 | 1.39 | 0 | 13.8668 | 0 | 11.317 | 78.203 | 23.7938 | 33.8881 | 7.2831 | 0.8 | 50.9379 | 5.7169 | 84.826 | 0 | 13 | 70.547 | 8.353 | 2.7843 | 14.1013 | 14.1013 | 4.4136 | 1.0859 | 5.4995 | 0 | 5.4995
2016-12-07 13:00 | 1.63 | 0 | 5.431 | 0 | 11.199 | 83.3624 | 15 | 21.3636 | 4.5914 | 0.8 | 67.9804 | 7.6297 | 89.344 | 0 | 12.221 | 68.875 | 11.974 | 3.9913 | 15.1903 | 15.1903 | 4.3676 | 1.5566 | 5.9242 | 0 | 5.9242
2016-12-07 14:00 | 1.41 | 0 | 13.038 | 0 | 10.872 | 95.7485 | 22.5 | 32.0455 | 6.8871 | 0.7201 | 0 | 0 | 26.598 | 5.4475 | 6.8871 | 0 | 15.56 | 5.1867 | 16.0587 | 16.0587 | 4.2401 | 2.0228 | 6.2629 | 0 | 6.2629
2016-12-07 15:00 | 1.22 | 0 | 3.7491 | 0 | 11.578 | 99.3102 | 14.1071 | 20.092 | 4.3181 | 0.8 | 77.356 | 8.6819 | 97.448 | 0 | 13 | 65.875 | 18.47 | 6.1567 | 17.7347 | 17.7347 | 4.5154 | 2.4011 | 6.9165 | 0 | 6.9165
2016-12-07 16:00 | 0.94 | 0 | 0.84237 | 0 | 12.082 | 100.1104 | 11.9844 | 17.0687 | 3.6683 | 0.8 | 83.1453 | 9.3317 | 100.214 | 0 | 13 | 64.851 | 20.687 | 6.8957 | 18.9777 | 18.9777 | 4.712 | 2.6893 | 7.4013 | 0 | 7.4013
2016-12-07 17:00 | 0.69 | 0 | 18.95 | 0 | 11.74 | 118.1129 | 30 | 42.7273 | 9.1827 | 0.8 | 21.4907 | 2.412 | 64.218 | 0 | 11.5947 | 64.218 | 0 | 0 | 11.74 | 11.74 | 4.5786 | 0 | 4.5786 | 0 | 4.5786
2016-12-07 18:00 | 0.18 | 0 | 18.432 | 0 | 11.748 | 135.6233 | 30 | 42.7273 | 9.1827 | 0.8 | 21.2457 | 2.3845 | 63.973 | 0 | 11.5672 | 63.973 | 0 | 0 | 11.748 | 11.748 | 4.5817 | 0 | 4.5817 | 0 | 4.5817
2016-12-07 19:00 | 0.03 | 0 | 17.044 | 0 | 12.986 | 151.8151 | 30 | 42.7273 | 9.1827 | 0.8 | 21.3167 | 2.3924 | 64.044 | 0 | 11.5752 | 64.044 | 0 | 0 | 12.986 | 12.986 | 5.0645 | 0 | 5.0645 | 0 | 5.0645
2016-12-07 20:00 | 0 | 20.094 | 0 | 0 | 20.094 | 130.6635 | 0 | 0 | 0 | 0 | 0 | 0 | 0 | 0 | 0 | 0 | 0 | 0 | 20.094 | 20.094 | 7.8367 | 0 | 7.8367 | 0 | 7.8367
2016-12-07 21:00 | 0 | 20.896 | 0 | 0 | 20.896 | 108.6677 | 0 | 0 | 0 | 0 | 0 | 0 | 0 | 0 | 0 | 0 | 0 | 0 | 20.896 | 20.896 | 8.1494 | 0 | 8.1494 | 0 | 8.1494
2016-12-07 22:00 | 0 | 19.995 | 0 | 0 | 19.995 | 87.6204 | 0 | 0 | 0 | 0 | 0 | 0 | 0 | 0 | 0 | 0 | 0 | 0 | 19.995 | 19.995 | 7.7981 | 0 | 7.7981 | 0 | 7.7981
2016-12-07 23:00 | 0 | 18.615 | 0 | 0 | 18.615 | 68.0256 | 0 | 0 | 0 | 0 | 0 | 0 | 0 | 0 | 0 | 0 | 0 | 0 | 18.615 | 18.615 | 7.2598 | 0 | 7.2598 | 0 | 7.2598
2016-12-08 | 0 | 1.394 | 0 | 0 | 16.394 | 66.5583 | 15 | 21.3636 | 4.5914 | 0.75563 | 0 | 0 | 19.347 | 2.0166 | 4.5914 | 0 | 11.318 | 3.7727 | 20.1667 | 20.1667 | 6.3937 | 1.4713 | 7.865 | 0 | 7.865
2016-12-08 01:00 | 0 | 0 | 0 | 0 | 14.26 | 66.5583 | 14.26 | 20.3097 | 4.3649 | 0.74525 | 0 | 0 | 17.944 | 2.3657 | 4.3649 | 0 | 10.497 | 3.499 | 17.759 | 17.759 | 5.5614 | 1.3646 | 6.926 | 0 | 6.926
2016-12-08 02:00 | 0 | 0 | 0 | 0 | 13.403 | 66.5583 | 13.403 | 19.0891 | 4.1025 | 0.74765 | 0 | 0 | 16.963 | 2.1261 | 4.1025 | 0 | 9.923 | 3.3077 | 16.7107 | 16.7107 | 5.2272 | 1.29 | 6.5172 | 0 | 6.5172
2016-12-08 03:00 | 0 | 0 | 1.8452 | 0 | 12.695 | 68.3112 | 14.5402 | 20.7087 | 4.4506 | 0.68378 | 0 | 0 | 15.588 | 5.1207 | 4.4506 | 0 | 9.119 | 3.0397 | 15.7347 | 15.7347 | 4.9511 | 1.1855 | 6.1365 | 0 | 6.1365
2016-12-08 04:00 | 0 | 0 | 2.654 | 0 | 12.346 | 70.8325 | 15 | 21.3636 | 4.5914 | 0.63969 | 0 | 0 | 14.077 | 7.2866 | 4.5914 | 0 | 8.235 | 2.745 | 15.091 | 15.091 | 4.8149 | 1.0705 | 5.8855 | 0 | 5.8855
2016-12-08 05:00 | 0 | 10.971 | 0 | 0 | 10.971 | 59.2841 | 0 | 0 | 0 | 0 | 0 | 0 | 0 | 0 | 0 | 0 | 0 | 0 | 10.971 | 10.971 | 4.2787 | 0 | 4.2787 | 0 | 4.2787
2016-12-08 06:00 | 0.01 | 9.873 | 0 | 0 | 9.883 | 48.8914 | 0 | 0 | 0 | 0 | 0 | 0 | 0 | 0 | 0 | 0 | 0 | 0 | 9.883 | 9.883 | 3.8544 | 0 | 3.8544 | 0 | 3.8544
2016-12-08 07:00 | 0.24 | 8.751 | 0 | 0 | 8.991 | 39.6799 | 0 | 0 | 0 | 0 | 0 | 0 | 0 | 0 | 0 | 0 | 0 | 0 | 8.991 | 8.991 | 3.5065 | 0 | 3.5065 | 0 | 3.5065
2016-12-08 08:00 | 0.61 | 8.851 | 0 | 0 | 9.461 | 30.363 | 0 | 0 | 0 | 0 | 0 | 0 | 0 | 0 | 0 | 0 | 0 | 0 | 9.461 | 9.461 | 3.6898 | 0 | 3.6898 | 0 | 3.6898
2016-12-08 09:00 | 0.89 | 0 | 0 | 20.327 | 10.563 | 30.363 | 30 | 42.7273 | 9.1827 | 0.8 | 29.3537 | 3.2945 | 72.081 | 0 | 12.4772 | 72.081 | 0 | 0 | 10.563 | 30.89 | 4.1196 | 0 | 4.1196 | 7.9275 | 12.0471
2016-12-08 10:00 | 1.11 | 0 | 21.222 | 0 | 9.888 | 50.5239 | 30 | 42.7273 | 9.1827 | 0.8 | 29.4377 | 3.3039 | 72.165 | 0 | 12.4866 | 72.165 | 0 | 0 | 9.888 | 9.888 | 3.8563 | 0 | 3.8563 | 0 | 3.8563
2016-12-08 11:00 | 1.28 | 0 | 21.19 | 0 | 10.09 | 70.6544 | 30 | 42.7273 | 9.1827 | 0.8 | 29.3837 | 3.2978 | 72.111 | 0 | 12.4806 | 72.111 | 0 | 0 | 10.09 | 10.09 | 3.9351 | 0 | 3.9351 | 0 | 3.9351
2016-12-08 12:00 | 1.37 | 0 | 10.2167 | 5.11 | 10.537 | 80.3603 | 24.4937 | 34.8849 | 7.4973 | 0.8 | 49.0291 | 5.5027 | 83.914 | 0 | 13 | 70.885 | 7.622 | 2.5407 | 13.0777 | 18.1877 | 4.1094 | 0.99086 | 5.1003 | 1.9929 | 7.0932
2016-12-08 13:00 | 1.4 | 0 | 0 | 5.811 | 10.589 | 80.3603 | 15 | 21.3636 | 4.5914 | 0.8 | 66.9654 | 7.5158 | 88.329 | 0 | 12.1071 | 69.251 | 11.161 | 3.7203 | 14.3093 | 20.1203 | 4.1297 | 1.4509 | 5.5806 | 2.2663 | 7.8469
2016-12-08 14:00 | 1.29 | 0 | 13.213 | 0 | 10.577 | 92.9126 | 22.5 | 32.0455 | 6.8871 | 0.69604 | 0 | 0 | 24.957 | 7.0885 | 6.8871 | 0 | 14.6 | 4.8667 | 15.4437 | 15.4437 | 4.125 | 1.898 | 6.023 | 0 | 6.023
2016-12-08 15:00 | 1.13 | 0 | 5.188 | 0 | 10.942 | 97.8412 | 15 | 21.3636 | 4.5914 | 0.8 | 74.4024 | 8.3504 | 95.766 | 0 | 12.9418 | 66.498 | 17.122 | 5.7073 | 16.6493 | 16.6493 | 4.2674 | 2.2259 | 6.4932 | 0 | 6.4932
2016-12-08 16:00 | 1 | 0 | 3.0636 | 0 | 11.725 | 100.7517 | 13.7886 | 19.6383 | 4.2206 | 0.8 | 78.2247 | 8.7794 | 97.863 | 0 | 13 | 65.722 | 18.803 | 6.2677 | 17.9927 | 17.9927 | 4.5728 | 2.4444 | 7.0171 | 0 | 7.0171
2016-12-08 17:00 | 0.57 | 0 | 19.058 | 0 | 11.512 | 118.8568 | 30 | 42.7273 | 9.1827 | 0.8 | 22.6027 | 2.5368 | 65.33 | 0 | 11.7195 | 65.33 | 0 | 0 | 11.512 | 11.512 | 4.4897 | 0 | 4.4897 | 0 | 4.4897
2016-12-08 18:00 | 0.2 | 0 | 18.009 | 0 | 12.191 | 135.9653 | 30 | 42.7273 | 9.1827 | 0.8 | 22.5147 | 2.5269 | 65.242 | 0 | 11.7096 | 65.242 | 0 | 0 | 12.191 | 12.191 | 4.7545 | 0 | 4.7545 | 0 | 4.7545
2016-12-08 19:00 | 0.01 | 0 | 16.684 | 0 | 13.326 | 151.8151 | 30 | 42.7273 | 9.1827 | 0.8 | 22.6347 | 2.5404 | 65.362 | 0 | 11.7231 | 65.362 | 0 | 0 | 13.326 | 13.326 | 5.1971 | 0 | 5.1971 | 0 | 5.1971
2016-12-08 20:00 | 0 | 19.401 | 0 | 0 | 19.401 | 131.393 | 0 | 0 | 0 | 0 | 0 | 0 | 0 | 0 | 0 | 0 | 0 | 0 | 19.401 | 19.401 | 7.5664 | 0 | 7.5664 | 0 | 7.5664
2016-12-08 21:00 | 0 | 20.413 | 0 | 0 | 20.413 | 109.9056 | 0 | 0 | 0 | 0 | 0 | 0 | 0 | 0 | 0 | 0 | 0 | 0 | 20.413 | 20.413 | 7.9611 | 0 | 7.9611 | 0 | 7.9611
2016-12-08 22:00 | 0 | 19.376 | 0 | 0 | 19.376 | 89.5099 | 0 | 0 | 0 | 0 | 0 | 0 | 0 | 0 | 0 | 0 | 0 | 0 | 19.376 | 19.376 | 7.5566 | 0 | 7.5566 | 0 | 7.5566
2016-12-08 23:00 | 0 | 19.195 | 0 | 0 | 19.195 | 69.3046 | 0 | 0 | 0 | 0 | 0 | 0 | 0 | 0 | 0 | 0 | 0 | 0 | 19.195 | 19.195 | 7.4861 | 0 | 7.4861 | 0 | 7.4861
2016-12-09 | 0 | 2.7803 | 0 | 0 | 15.698 | 66.378 | 12.9177 | 18.398 | 3.954 | 0.8 | 0 | 0 | 18.398 | 0 | 3.954 | 0 | 10.763 | 3.5877 | 19.2857 | 19.2857 | 6.1222 | 1.3992 | 7.5214 | 0 | 7.5214
2016-12-09 01:00 | 0 | 1.1665 | 0 | 0 | 14.347 | 65.1501 | 13.1805 | 18.7723 | 4.0344 | 0.76594 | 0 | 0 | 17.412 | 1.3603 | 4.0344 | 0 | 10.186 | 3.3953 | 17.7423 | 17.7423 | 5.5953 | 1.3242 | 6.9195 | 0 | 6.9195
2016-12-09 02:00 | 0 | 1.3361 | 0 | 0 | 12.943 | 63.7437 | 11.6069 | 16.531 | 3.5528 | 0.8 | 0 | 0 | 16.531 | 0 | 3.5528 | 0 | 9.671 | 3.2237 | 16.1667 | 16.1667 | 5.0478 | 1.2572 | 6.305 | 0 | 6.305
2016-12-09 03:00 | 0 | 0.92164 | 0 | 0 | 11.865 | 62.7735 | 10.9434 | 15.586 | 3.3497 | 0.8 | 0 | 0 | 15.586 | 0 | 3.3497 | 0 | 9.118 | 3.0393 | 14.9043 | 14.9043 | 4.6273 | 1.1853 | 5.8127 | 0 | 5.8127
2016-12-09 04:00 | 0 | 0 | 0 | 0 | 11.684 | 62.7735 | 11.684 | 16.6408 | 3.5764 | 0.74566 | 0 | 0 | 14.717 | 1.9238 | 3.5764 | 0 | 8.609 | 2.8697 | 14.5537 | 14.5537 | 4.5568 | 1.1192 | 5.6759 | 0 | 5.6759
2016-12-09 05:00 | 0 | 11.486 | 0 | 0 | 11.486 | 50.683 | 0 | 0 | 0 | 0 | 0 | 0 | 0 | 0 | 0 | 0 | 0 | 0 | 11.486 | 11.486 | 4.4795 | 0 | 4.4795 | 0 | 4.4795
2016-12-09 06:00 | 0.01 | 10.13 | 0 | 0 | 10.14 | 40.0199 | 0 | 0 | 0 | 0 | 0 | 0 | 0 | 0 | 0 | 0 | 0 | 0 | 10.14 | 10.14 | 3.9546 | 0 | 3.9546 | 0 | 3.9546
2016-12-09 07:00 | 0.2 | 9.174 | 0 | 0 | 9.374 | 30.363 | 0 | 0 | 0 | 0 | 0 | 0 | 0 | 0 | 0 | 0 | 0 | 0 | 9.374 | 9.374 | 3.6559 | 0 | 3.6559 | 0 | 3.6559
2016-12-09 08:00 | 0.52 | 0 | 0 | 0 | 9.826 | 30.363 | 9.306 | 13.254 | 2.8485 | 0.33 | 0 | 0 | 0 | 13.254 | 2.8485 | 0 | 0 | 0 | 9.826 | 9.826 | 3.8321 | 0 | 3.8321 | 0 | 3.8321
2016-12-09 09:00 | 0.77 | 0 | 17.9075 | 2.4935 | 10.369 | 47.3751 | 30 | 42.7273 | 9.1827 | 0.8 | 28.4577 | 3.1939 | 71.185 | 0 | 12.3766 | 71.185 | 0 | 0 | 10.369 | 12.8625 | 4.0439 | 0 | 4.0439 | 0.97248 | 5.0164
2016-12-09 10:00 | 0.89 | 0 | 0 | 20.224 | 10.666 | 47.3751 | 30 | 42.7273 | 9.1827 | 0.8 | 28.3927 | 3.1866 | 71.12 | 0 | 12.3694 | 71.12 | 0 | 0 | 10.666 | 30.89 | 4.1597 | 0 | 4.1597 | 7.8874 | 12.0471
2016-12-09 11:00 | 0.96 | 0 | 20.428 | 0 | 10.532 | 66.7817 | 30 | 42.7273 | 9.1827 | 0.8 | 28.3337 | 3.18 | 71.061 | 0 | 12.3627 | 71.061 | 0 | 0 | 10.532 | 10.532 | 4.1075 | 0 | 4.1075 | 0 | 4.1075
2016-12-09 12:00 | 1.15 | 0 | 13.3003 | 0 | 11.104 | 79.417 | 23.2543 | 33.1197 | 7.1179 | 0.8 | 52.4093 | 5.8821 | 85.529 | 0 | 13 | 70.287 | 8.917 | 2.9723 | 14.0763 | 14.0763 | 4.3306 | 1.1592 | 5.4898 | 0 | 5.4898
2016-12-09 13:00 | 1.06 | 0 | 5.295 | 0 | 10.765 | 84.4472 | 15 | 21.3636 | 4.5914 | 0.8 | 66.9034 | 7.5088 | 88.267 | 0 | 12.1002 | 69.273 | 11.111 | 3.7037 | 14.4687 | 14.4687 | 4.1983 | 1.4444 | 5.6428 | 0 | 5.6428
2016-12-09 14:00 | 1.03 | 0 | 5.399 | 0 | 10.631 | 89.5763 | 15 | 21.3636 | 4.5914 | 0.8 | 2.0264 | 0.22743 | 23.39 | 0 | 4.8188 | 0 | 13.683 | 4.561 | 15.192 | 15.192 | 4.1461 | 1.7788 | 5.9249 | 0 | 5.9249
2016-12-09 15:00 | 0.94 | 0 | 5.686 | 0 | 10.254 | 94.978 | 15 | 21.3636 | 4.5914 | 0.8 | 72.9684 | 8.1895 | 94.332 | 0 | 12.7809 | 67.029 | 15.972 | 5.324 | 15.578 | 15.578 | 3.9991 | 2.0764 | 6.0754 | 0 | 6.0754
2016-12-09 16:00 | 0.34 | 0 | 4.0226 | 0 | 11.182 | 98.7994 | 14.8646 | 21.1708 | 4.5499 | 0.8 | 75.2902 | 8.4501 | 96.461 | 0 | 13 | 66.24 | 17.679 | 5.893 | 17.075 | 17.075 | 4.361 | 2.2983 | 6.6593 | 0 | 6.6593
2016-12-09 17:00 | 0.18 | 0 | 19.22 | 0 | 10.96 | 117.0584 | 30 | 42.7273 | 9.1827 | 0.8 | 23.0297 | 2.5847 | 65.757 | 0 | 11.7674 | 65.757 | 0 | 0 | 10.96 | 10.96 | 4.2744 | 0 | 4.2744 | 0 | 4.2744
2016-12-09 18:00 | 0.07 | 0 | 18.842 | 0 | 11.228 | 134.9583 | 30 | 42.7273 | 9.1827 | 0.8 | 22.7217 | 2.5501 | 65.449 | 0 | 11.7329 | 65.449 | 0 | 0 | 11.228 | 11.228 | 4.3789 | 0 | 4.3789 | 0 | 4.3789
2016-12-09 19:00 | 0.01 | 0 | 17.744 | 0 | 12.266 | 151.8151 | 30 | 42.7273 | 9.1827 | 0.8 | 22.8357 | 2.5629 | 65.563 | 0 | 11.7457 | 65.563 | 0 | 0 | 12.266 | 12.266 | 4.7837 | 0 | 4.7837 | 0 | 4.7837
2016-12-09 20:00 | 0 | 18.226 | 0 | 0 | 18.226 | 132.6299 | 0 | 0 | 0 | 0 | 0 | 0 | 0 | 0 | 0 | 0 | 0 | 0 | 18.226 | 18.226 | 7.1081 | 0 | 7.1081 | 0 | 7.1081
2016-12-09 21:00 | 0 | 18.929 | 0 | 0 | 18.929 | 112.7046 | 0 | 0 | 0 | 0 | 0 | 0 | 0 | 0 | 0 | 0 | 0 | 0 | 18.929 | 18.929 | 7.3823 | 0 | 7.3823 | 0 | 7.3823
2016-12-09 22:00 | 0 | 19.777 | 0 | 0 | 19.777 | 91.8867 | 0 | 0 | 0 | 0 | 0 | 0 | 0 | 0 | 0 | 0 | 0 | 0 | 19.777 | 19.777 | 7.713 | 0 | 7.713 | 0 | 7.713
2016-12-09 23:00 | 0 | 18.022 | 0 | 0 | 18.022 | 72.9162 | 0 | 0 | 0 | 0 | 0 | 0 | 0 | 0 | 0 | 0 | 0 | 0 | 18.022 | 18.022 | 7.0286 | 0 | 7.0286 | 0 | 7.0286
2016-12-10 | 0 | 0.722 | 0 | 0 | 15.722 | 72.1562 | 15 | 21.3636 | 4.5914 | 0.74147 | 0 | 0 | 18.703 | 2.6606 | 4.5914 | 0 | 10.941 | 3.647 | 19.369 | 19.369 | 6.1316 | 1.4223 | 7.5539 | 0 | 7.5539
2016-12-10 01:00 | 0 | 0 | 0 | 0 | 13.945 | 72.1562 | 13.945 | 19.8611 | 4.2684 | 0.7287 | 0 | 0 | 16.848 | 3.0131 | 4.2684 | 0 | 9.856 | 3.2853 | 17.2303 | 17.2303 | 5.4386 | 1.2813 | 6.7198 | 0 | 6.7198
2016-12-10 02:00 | 0 | 0 | 0 | 0 | 12.985 | 72.1562 | 12.985 | 18.4938 | 3.9746 | 0.72435 | 0 | 0 | 15.517 | 2.9768 | 3.9746 | 0 | 9.078 | 3.026 | 16.011 | 16.011 | 5.0641 | 1.1801 | 6.2443 | 0 | 6.2443
2016-12-10 03:00 | 0 | 0 | 0 | 0 | 12.07 | 72.1562 | 12.07 | 17.1906 | 3.6945 | 0.72258 | 0 | 0 | 14.359 | 2.8316 | 3.6945 | 0 | 8.4 | 2.8 | 14.87 | 14.87 | 4.7073 | 1.092 | 5.7993 | 0 | 5.7993
2016-12-10 04:00 | 0 | 1.4995 | 0 | 0 | 11.69 | 70.5778 | 10.1905 | 14.5138 | 3.1192 | 0.75062 | 0 | 0 | 12.989 | 1.5248 | 3.1192 | 0 | 7.599 | 2.533 | 14.223 | 14.223 | 4.5591 | 0.98787 | 5.547 | 0 | 5.547
2016-12-10 05:00 | 0 | 10.599 | 0 | 0 | 10.599 | 59.4209 | 0 | 0 | 0 | 0 | 0 | 0 | 0 | 0 | 0 | 0 | 0 | 0 | 10.599 | 10.599 | 4.1336 | 0 | 4.1336 | 0 | 4.1336
2016-12-10 06:00 | 0 | 9.498 | 0 | 0 | 9.498 | 49.423 | 0 | 0 | 0 | 0 | 0 | 0 | 0 | 0 | 0 | 0 | 0 | 0 | 9.498 | 9.498 | 3.7042 | 0 | 3.7042 | 0 | 3.7042
2016-12-10 07:00 | 0.03 | 8.73 | 0 | 0 | 8.76 | 40.2335 | 0 | 0 | 0 | 0 | 0 | 0 | 0 | 0 | 0 | 0 | 0 | 0 | 8.76 | 8.76 | 3.4164 | 0 | 3.4164 | 0 | 3.4164
2016-12-10 08:00 | 0.11 | 9.377 | 0 | 0 | 9.487 | 30.363 | 0 | 0 | 0 | 0 | 0 | 0 | 0 | 0 | 0 | 0 | 0 | 0 | 9.487 | 9.487 | 3.6999 | 0 | 3.6999 | 0 | 3.6999
2016-12-10 09:00 | 0.1 | 0 | 2.5277 | 17.2863 | 10.286 | 32.7643 | 30 | 42.7273 | 9.1827 | 0.8 | 28.9277 | 3.2467 | 71.655 | 0 | 12.4294 | 71.655 | 0 | 0 | 10.286 | 27.5723 | 4.0115 | 0 | 4.0115 | 6.7417 | 10.7532
2016-12-10 10:00 | 0.2 | 0 | 19.18 | 0 | 11.02 | 50.9853 | 30 | 42.7273 | 9.1827 | 0.8 | 29.0937 | 3.2653 | 71.821 | 0 | 12.448 | 71.821 | 0 | 0 | 11.02 | 11.02 | 4.2978 | 0 | 4.2978 | 0 | 4.2978
2016-12-10 11:00 | 0.15 | 0 | 19.519 | 0 | 10.631 | 69.5284 | 30 | 42.7273 | 9.1827 | 0.8 | 29.1497 | 3.2716 | 71.877 | 0 | 12.4543 | 71.877 | 0 | 0 | 10.631 | 10.631 | 4.1461 | 0 | 4.1461 | 0 | 4.1461
2016-12-10 12:00 | 0.3 | 0 | 12.565 | 0 | 11.132 | 81.4651 | 23.397 | 33.323 | 7.1616 | 0.8 | 52.02 | 5.8384 | 85.343 | 0 | 13 | 70.356 | 8.768 | 2.9227 | 14.0547 | 14.0547 | 4.3415 | 1.1398 | 5.4813 | 0 | 5.4813
2016-12-10 13:00 | 0.57 | 0 | 4.589 | 0 | 10.981 | 85.8247 | 15 | 21.3636 | 4.5914 | 0.8 | 68.7454 | 7.7155 | 90.109 | 0 | 12.3069 | 68.592 | 12.587 | 4.1957 | 15.1767 | 15.1767 | 4.2826 | 1.6363 | 5.9189 | 0 | 5.9189
2016-12-10 14:00 | 0.69 | 0 | 12.218 | 0 | 10.972 | 97.4318 | 22.5 | 32.0455 | 6.8871 | 0.73166 | 0 | 0 | 27.386 | 4.6595 | 6.8871 | 0 | 16.021 | 5.3403 | 16.3123 | 16.3123 | 4.2791 | 2.0827 | 6.3618 | 0 | 6.3618
2016-12-10 15:00 | 0.56 | 0 | 2.735 | 0 | 11.672 | 100.03 | 13.847 | 19.7214 | 4.2384 | 0.8 | 78.0656 | 8.7616 | 97.787 | 0 | 13 | 65.749 | 18.742 | 6.2473 | 17.9193 | 17.9193 | 4.5521 | 2.4365 | 6.9885 | 0 | 6.9885
2016-12-10 16:00 | 0.53 | 0 | 0.58765 | 0 | 12.071 | 100.5883 | 12.1287 | 17.2741 | 3.7125 | 0.8 | 82.7519 | 9.2875 | 100.026 | 0 | 13 | 64.921 | 20.536 | 6.8453 | 18.9163 | 18.9163 | 4.7077 | 2.6697 | 7.3774 | 0 | 7.3774
2016-12-10 17:00 | 0.41 | 0 | 18.962 | 0 | 11.448 | 118.6022 | 30 | 42.7273 | 9.1827 | 0.8 | 21.8447 | 2.4517 | 64.572 | 0 | 11.6344 | 64.572 | 0 | 0 | 11.448 | 11.448 | 4.4647 | 0 | 4.4647 | 0 | 4.4647
2016-12-10 18:00 | 0.23 | 0 | 18.362 | 0 | 11.868 | 136.0461 | 30 | 42.7273 | 9.1827 | 0.8 | 21.9197 | 2.4601 | 64.647 | 0 | 11.6429 | 64.647 | 0 | 0 | 11.868 | 11.868 | 4.6285 | 0 | 4.6285 | 0 | 4.6285
2016-12-10 19:00 | 0.02 | 0 | 16.599 | 0 | 13.421 | 151.8151 | 30 | 42.7273 | 9.1827 | 0.8 | 22.3267 | 2.5058 | 65.054 | 0 | 11.6885 | 65.054 | 0 | 0 | 13.421 | 13.421 | 5.2342 | 0 | 5.2342 | 0 | 5.2342
2016-12-10 20:00 | 0 | 21.031 | 0 | 0 | 21.031 | 129.6772 | 0 | 0 | 0 | 0 | 0 | 0 | 0 | 0 | 0 | 0 | 0 | 0 | 21.031 | 21.031 | 8.2021 | 0 | 8.2021 | 0 | 8.2021
2016-12-10 21:00 | 0 | 21.102 | 0 | 0 | 21.102 | 107.4646 | 0 | 0 | 0 | 0 | 0 | 0 | 0 | 0 | 0 | 0 | 0 | 0 | 21.102 | 21.102 | 8.2298 | 0 | 8.2298 | 0 | 8.2298
2016-12-10 22:00 | 0 | 20.271 | 0 | 0 | 20.271 | 86.1267 | 0 | 0 | 0 | 0 | 0 | 0 | 0 | 0 | 0 | 0 | 0 | 0 | 20.271 | 20.271 | 7.9057 | 0 | 7.9057 | 0 | 7.9057
2016-12-10 23:00 | 0 | 19.035 | 0 | 0 | 19.035 | 66.0899 | 0 | 0 | 0 | 0 | 0 | 0 | 0 | 0 | 0 | 0 | 0 | 0 | 19.035 | 19.035 | 7.4237 | 0 | 7.4237 | 0 | 7.4237
2016-12-11 | 0 | 0 | 5.534 | 0 | 16.966 | 71.3472 | 22.5 | 32.0455 | 6.8871 | 0.55331 | 0 | 0 | 15.226 | 16.8195 | 6.8871 | 0 | 8.907 | 2.969 | 19.935 | 19.935 | 6.6167 | 1.1579 | 7.7747 | 0 | 7.7747
2016-12-11 01:00 | 0 | 6.0906 | 0 | 0 | 15.445 | 64.936 | 9.3544 | 13.323 | 2.8633 | 0.8 | 0 | 0 | 13.323 | 0 | 2.8633 | 0 | 7.794 | 2.598 | 18.043 | 18.043 | 6.0236 | 1.0132 | 7.0368 | 0 | 7.0368
2016-12-11 02:00 | 0 | 3.2024 | 0 | 0 | 14.223 | 61.5651 | 11.0206 | 15.696 | 3.3733 | 0.67504 | 0 | 0 | 11.523 | 4.173 | 3.3733 | 0 | 6.741 | 2.247 | 16.47 | 16.47 | 5.547 | 0.87633 | 6.4233 | 0 | 6.4233
2016-12-11 03:00 | 0 | 0 | 0 | 0 | 12.374 | 61.5651 | 12.374 | 17.6236 | 3.7876 | 0.61082 | 0 | 0 | 10.53 | 7.0936 | 3.7876 | 0 | 6.16 | 2.0533 | 14.4273 | 14.4273 | 4.8259 | 0.8008 | 5.6267 | 0 | 5.6267
2016-12-11 04:00 | 0 | 0 | 0 | 0 | 11.431 | 61.5651 | 11.431 | 16.2805 | 3.4989 | 0.6147 | 0 | 0 | 9.862 | 6.4185 | 3.4989 | 0 | 5.769 | 1.923 | 13.354 | 13.354 | 4.4581 | 0.74997 | 5.2081 | 0 | 5.2081
2016-12-11 05:00 | 0 | 11.105 | 0 | 0 | 11.105 | 49.8757 | 0 | 0 | 0 | 0 | 0 | 0 | 0 | 0 | 0 | 0 | 0 | 0 | 11.105 | 11.105 | 4.331 | 0 | 4.331 | 0 | 4.331
2016-12-11 06:00 | 0.01 | 9.798 | 0 | 0 | 9.808 | 39.562 | 0 | 0 | 0 | 0 | 0 | 0 | 0 | 0 | 0 | 0 | 0 | 0 | 9.808 | 9.808 | 3.8251 | 0 | 3.8251 | 0 | 3.8251
2016-12-11 07:00 | 0.14 | 8.739 | 0 | 0 | 8.879 | 30.363 | 0 | 0 | 0 | 0 | 0 | 0 | 0 | 0 | 0 | 0 | 0 | 0 | 8.879 | 8.879 | 3.4628 | 0 | 3.4628 | 0 | 3.4628
2016-12-11 08:00 | 0.57 | 0 | 0 | 0 | 9.343 | 30.363 | 8.773 | 12.4949 | 2.6853 | 0.33 | 0 | 0 | 0 | 12.4949 | 2.6853 | 0 | 0 | 0 | 9.343 | 9.343 | 3.6438 | 0 | 3.6438 | 0 | 3.6438
2016-12-11 09:00 | 0.98 | 0 | 0 | 20.87 | 10.11 | 30.363 | 30 | 42.7273 | 9.1827 | 0.8 | 30.0167 | 3.3689 | 72.744 | 0 | 12.5516 | 72.744 | 0 | 0 | 10.11 | 30.98 | 3.9429 | 0 | 3.9429 | 8.1393 | 12.0822
2016-12-11 10:00 | 1.03 | 0 | 18.8853 | 1.3897 | 10.755 | 48.304 | 30 | 42.7273 | 9.1827 | 0.8 | 30.3337 | 3.4045 | 73.061 | 0 | 12.5872 | 73.061 | 0 | 0 | 10.755 | 12.1447 | 4.1945 | 0 | 4.1945 | 0.54199 | 4.7364
2016-12-11 11:00 | 1.45 | 0 | 20.672 | 0 | 10.778 | 67.9424 | 30 | 42.7273 | 9.1827 | 0.8 | 30.4527 | 3.4178 | 73.18 | 0 | 12.6006 | 73.18 | 0 | 0 | 10.778 | 10.778 | 4.2034 | 0 | 4.2034 | 0 | 4.2034
2016-12-11 12:00 | 1.66 | 0 | 16.3069 | 0 | 11.153 | 83.434 | 25.7999 | 36.7453 | 7.8971 | 0.8 | 45.4667 | 5.1029 | 82.212 | 0 | 13 | 71.515 | 6.257 | 2.0857 | 13.2387 | 13.2387 | 4.3497 | 0.81341 | 5.1631 | 0 | 5.1631
2016-12-11 13:00 | 1.47 | 0 | 5.04 | 0 | 11.43 | 88.222 | 15 | 21.3636 | 4.5914 | 0.8 | 66.7104 | 7.4871 | 88.074 | 0 | 12.0785 | 69.345 | 10.956 | 3.652 | 15.082 | 15.082 | 4.4577 | 1.4243 | 5.882 | 0 | 5.882
2016-12-11 14:00 | 1.27 | 0 | 5.086 | 0 | 11.184 | 93.0537 | 15 | 21.3636 | 4.5914 | 0.8 | 4.2414 | 0.47602 | 25.605 | 0 | 5.0674 | 0 | 14.979 | 4.993 | 16.177 | 16.177 | 4.3618 | 1.9473 | 6.309 | 0 | 6.309
2016-12-11 15:00 | 0.98 | 0 | 4.7858 | 0 | 10.86 | 97.6002 | 14.6658 | 20.8877 | 4.4891 | 0.8 | 75.8323 | 8.5109 | 96.72 | 0 | 13 | 66.145 | 17.886 | 5.962 | 16.822 | 16.822 | 4.2354 | 2.3252 | 6.5606 | 0 | 6.5606
2016-12-11 16:00 | 1.2 | 0 | 2.6173 | 0 | 11.369 | 100.0867 | 12.7863 | 18.2109 | 3.9138 | 0.8 | 80.9581 | 9.0862 | 99.169 | 0 | 13 | 65.238 | 19.85 | 6.6167 | 17.9857 | 17.9857 | 4.4339 | 2.5805 | 7.0144 | 0 | 7.0144
2016-12-11 17:00 | 0.68 | 0 | 19.484 | 0 | 11.196 | 118.5965 | 30 | 42.7273 | 9.1827 | 0.8 | 21.9697 | 2.4657 | 64.697 | 0 | 11.6485 | 64.697 | 0 | 0 | 11.196 | 11.196 | 4.3664 | 0 | 4.3664 | 0 | 4.3664
2016-12-11 18:00 | 0.18 | 0 | 18.525 | 0 | 11.655 | 136.1952 | 30 | 42.7273 | 9.1827 | 0.8 | 21.7787 | 2.4443 | 64.506 | 0 | 11.627 | 64.506 | 0 | 0 | 11.655 | 11.655 | 4.5454 | 0 | 4.5454 | 0 | 4.5454
2016-12-11 19:00 | 0.03 | 0 | 16.442 | 0 | 13.588 | 151.8151 | 30 | 42.7273 | 9.1827 | 0.8 | 21.9507 | 2.4636 | 64.678 | 0 | 11.6463 | 64.678 | 0 | 0 | 13.588 | 13.588 | 5.2993 | 0 | 5.2993 | 0 | 5.2993
2016-12-11 20:00 | 0 | 20.263 | 0 | 0 | 20.263 | 130.4856 | 0 | 0 | 0 | 0 | 0 | 0 | 0 | 0 | 0 | 0 | 0 | 0 | 20.263 | 20.263 | 7.9026 | 0 | 7.9026 | 0 | 7.9026
2016-12-11 21:00 | 0 | 22.14 | 0 | 0 | 22.14 | 107.1804 | 0 | 0 | 0 | 0 | 0 | 0 | 0 | 0 | 0 | 0 | 0 | 0 | 22.14 | 22.14 | 8.6346 | 0 | 8.6346 | 0 | 8.6346
2016-12-11 22:00 | 0 | 20.765 | 0 | 0 | 20.765 | 85.3225 | 0 | 0 | 0 | 0 | 0 | 0 | 0 | 0 | 0 | 0 | 0 | 0 | 20.765 | 20.765 | 8.0983 | 0 | 8.0983 | 0 | 8.0983
2016-12-11 23:00 | 0 | 18.935 | 0 | 0 | 18.935 | 65.3909 | 0 | 0 | 0 | 0 | 0 | 0 | 0 | 0 | 0 | 0 | 0 | 0 | 18.935 | 18.935 | 7.3846 | 0 | 7.3846 | 0 | 7.3846
2016-12-12 | 0 | 0.782 | 0 | 0 | 15.782 | 64.5677 | 15 | 21.3636 | 4.5914 | 0.70228 | 0 | 0 | 16.922 | 4.4416 | 4.5914 | 0 | 9.899 | 3.2997 | 19.0817 | 19.0817 | 6.155 | 1.2869 | 7.4419 | 0 | 7.4419
2016-12-12 01:00 | 0 | 0 | 0 | 0 | 14.157 | 64.5677 | 14.157 | 20.163 | 4.3333 | 0.6741 | 0 | 0 | 14.762 | 5.401 | 4.3333 | 0 | 8.636 | 2.8787 | 17.0357 | 17.0357 | 5.5212 | 1.1227 | 6.6439 | 0 | 6.6439
2016-12-12 02:00 | 0 | 0 | 0 | 0 | 13.462 | 64.5677 | 13.462 | 19.1732 | 4.1206 | 0.65093 | 0 | 0 | 13.092 | 6.0812 | 4.1206 | 0 | 7.659 | 2.553 | 16.015 | 16.015 | 5.2502 | 0.99567 | 6.2459 | 0 | 6.2459
2016-12-12 03:00 | 0 | 3.2165 | 0 | 0 | 12.451 | 61.182 | 9.2345 | 13.1522 | 2.8266 | 0.74442 | 0 | 0 | 11.597 | 1.5552 | 2.8266 | 0 | 6.784 | 2.2613 | 14.7123 | 14.7123 | 4.8559 | 0.88192 | 5.7378 | 0 | 5.7378
2016-12-12 04:00 | 0 | 0 | 0 | 0 | 11.695 | 61.182 | 11.695 | 16.6565 | 3.5797 | 0.62244 | 0 | 0 | 10.364 | 6.2925 | 3.5797 | 0 | 6.063 | 2.021 | 13.716 | 13.716 | 4.561 | 0.78819 | 5.3492 | 0 | 5.3492
2016-12-12 05:00 | 0 | 11.076 | 0 | 0 | 11.076 | 49.523 | 0 | 0 | 0 | 0 | 0 | 0 | 0 | 0 | 0 | 0 | 0 | 0 | 11.076 | 11.076 | 4.3196 | 0 | 4.3196 | 0 | 4.3196
2016-12-12 06:00 | 0.01 | 9.866 | 0 | 0 | 9.876 | 39.1378 | 0 | 0 | 0 | 0 | 0 | 0 | 0 | 0 | 0 | 0 | 0 | 0 | 9.876 | 9.876 | 3.8516 | 0 | 3.8516 | 0 | 3.8516
2016-12-12 07:00 | 0.26 | 0 | 0 | 0 | 8.758 | 39.1378 | 8.498 | 12.1032 | 2.6012 | 0.33 | 0 | 0 | 0 | 12.1032 | 2.6012 | 0 | 0 | 0 | 8.758 | 8.758 | 3.4156 | 0 | 3.4156 | 0 | 3.4156
2016-12-12 08:00 | 0.65 | 8.336 | 0 | 0 | 8.986 | 30.363 | 0 | 0 | 0 | 0 | 0 | 0 | 0 | 0 | 0 | 0 | 0 | 0 | 8.986 | 8.986 | 3.5045 | 0 | 3.5045 | 0 | 3.5045
2016-12-12 09:00 | 1.07 | 0 | 2.6732 | 18.0448 | 10.352 | 32.9026 | 30 | 42.7273 | 9.1827 | 0.8 | 30.1787 | 3.3871 | 72.906 | 0 | 12.5698 | 72.906 | 0 | 0 | 10.352 | 28.3968 | 4.0373 | 0 | 4.0373 | 7.0375 | 11.0748
2016-12-12 10:00 | 1.27 | 0 | 20.496 | 0 | 10.774 | 52.3738 | 30 | 42.7273 | 9.1827 | 0.8 | 30.4327 | 3.4156 | 73.16 | 0 | 12.5983 | 73.16 | 0 | 0 | 10.774 | 10.774 | 4.2019 | 0 | 4.2019 | 0 | 4.2019
2016-12-12 11:00 | 1.38 | 0 | 20.53 | 0 | 10.85 | 71.8773 | 30 | 42.7273 | 9.1827 | 0.8 | 30.4677 | 3.4195 | 73.195 | 0 | 12.6022 | 73.195 | 0 | 0 | 10.85 | 10.85 | 4.2315 | 0 | 4.2315 | 0 | 4.2315
2016-12-12 12:00 | 1.65 | 0 | 14.3718 | 0 | 12.306 | 85.5305 | 25.0278 | 35.6457 | 7.6608 | 0.8 | 47.5723 | 5.3392 | 83.218 | 0 | 13 | 71.143 | 7.064 | 2.3547 | 14.6607 | 14.6607 | 4.7993 | 0.91832 | 5.7177 | 0 | 5.7177
2016-12-12 13:00 | 1.55 | 0 | 3.884 | 0 | 12.666 | 89.2203 | 15 | 21.3636 | 4.5914 | 0.8 | 67.6224 | 7.5895 | 88.986 | 0 | 12.1809 | 69.007 | 11.687 | 3.8957 | 16.5617 | 16.5617 | 4.9397 | 1.5193 | 6.4591 | 0 | 6.4591
2016-12-12 14:00 | 1.49 | 0 | 11.272 | 0 | 12.718 | 99.9287 | 22.5 | 32.0455 | 6.8871 | 0.70953 | 0 | 0 | 25.877 | 6.1685 | 6.8871 | 0 | 15.138 | 5.046 | 17.764 | 17.764 | 4.96 | 1.9679 | 6.928 | 0 | 6.928
2016-12-12 15:00 | 0.92 | 0 | 2.6502 | 0 | 13.096 | 102.4464 | 14.8262 | 21.1161 | 4.5382 | 0.8 | 75.3949 | 8.4618 | 96.511 | 0 | 13 | 66.222 | 17.719 | 5.9063 | 19.0023 | 19.0023 | 5.1074 | 2.3035 | 7.4109 | 0 | 7.4109
2016-12-12 16:00 | 0.76 | 0 | 0.44709 | 0 | 13.308 | 102.8711 | 12.9951 | 18.5082 | 3.9777 | 0.8 | 80.3888 | 9.0223 | 98.897 | 0 | 13 | 65.339 | 19.631 | 6.5437 | 19.8517 | 19.8517 | 5.1901 | 2.552 | 7.7422 | 0 | 7.7422
2016-12-12 17:00 | 0.44 | 0 | 18.168 | 0 | 12.272 | 120.1307 | 30 | 42.7273 | 9.1827 | 0.8 | 22.0177 | 2.4711 | 64.745 | 0 | 11.6539 | 64.745 | 0 | 0 | 12.272 | 12.272 | 4.7861 | 0 | 4.7861 | 0 | 4.7861
2016-12-12 18:00 | 0.22 | 0 | 17.715 | 0 | 12.505 | 136.96 | 30 | 42.7273 | 9.1827 | 0.8 | 21.7637 | 2.4426 | 64.491 | 0 | 11.6254 | 64.491 | 0 | 0 | 12.505 | 12.505 | 4.877 | 0 | 4.877 | 0 | 4.877
2016-12-12 19:00 | 0.04 | 0 | 15.637 | 0 | 14.403 | 151.8151 | 30 | 42.7273 | 9.1827 | 0.8 | 21.9077 | 2.4588 | 64.635 | 0 | 11.6415 | 64.635 | 0 | 0 | 14.403 | 14.403 | 5.6172 | 0 | 5.6172 | 0 | 5.6172
2016-12-12 20:00 | 0 | 21.485 | 0 | 0 | 21.485 | 129.1993 | 0 | 0 | 0 | 0 | 0 | 0 | 0 | 0 | 0 | 0 | 0 | 0 | 21.485 | 21.485 | 8.3791 | 0 | 8.3791 | 0 | 8.3791
2016-12-12 21:00 | 0 | 23.195 | 0 | 0 | 23.195 | 104.7835 | 0 | 0 | 0 | 0 | 0 | 0 | 0 | 0 | 0 | 0 | 0 | 0 | 23.195 | 23.195 | 9.0461 | 0 | 9.0461 | 0 | 9.0461
2016-12-12 22:00 | 0 | 21.095 | 0 | 0 | 21.095 | 82.5783 | 0 | 0 | 0 | 0 | 0 | 0 | 0 | 0 | 0 | 0 | 0 | 0 | 21.095 | 21.095 | 8.2271 | 0 | 8.2271 | 0 | 8.2271
2016-12-12 23:00 | 0 | 20.073 | 0 | 0 | 20.073 | 61.4488 | 0 | 0 | 0 | 0 | 0 | 0 | 0 | 0 | 0 | 0 | 0 | 0 | 20.073 | 20.073 | 7.8285 | 0 | 7.8285 | 0 | 7.8285
2016-12-13 | 0 | 2.225 | 0 | 0 | 17.225 | 59.1067 | 15 | 21.3636 | 4.5914 | 0.72708 | 0 | 0 | 18.049 | 3.3146 | 4.5914 | 0 | 10.559 | 3.5197 | 20.7447 | 20.7447 | 6.7178 | 1.3727 | 8.0904 | 0 | 8.0904
2016-12-13 01:00 | 0 | 0.386 | 0 | 0 | 15.386 | 58.7004 | 15 | 21.3636 | 4.5914 | 0.69047 | 0 | 0 | 16.385 | 4.9786 | 4.5914 | 0 | 9.585 | 3.195 | 18.581 | 18.581 | 6.0005 | 1.2461 | 7.2466 | 0 | 7.2466
2016-12-13 02:00 | 0 | 0 | 0 | 0 | 13.791 | 58.7004 | 13.791 | 19.6417 | 4.2213 | 0.68946 | 0 | 0 | 15.022 | 4.6197 | 4.2213 | 0 | 8.788 | 2.9293 | 16.7203 | 16.7203 | 5.3785 | 1.1424 | 6.5209 | 0 | 6.5209
2016-12-13 03:00 | 0 | 0 | 0 | 0 | 12.537 | 58.7004 | 12.537 | 17.8557 | 3.8375 | 0.69314 | 0 | 0 | 13.796 | 4.0597 | 3.8375 | 0 | 8.071 | 2.6903 | 15.2273 | 15.2273 | 4.8894 | 1.0492 | 5.9387 | 0 | 5.9387
2016-12-13 04:00 | 0 | 0 | 2.3418 | 0 | 12.011 | 60.9251 | 14.3528 | 20.4419 | 4.3933 | 0.62188 | 0 | 0 | 12.695 | 7.7469 | 4.3933 | 0 | 7.426 | 2.4753 | 14.4863 | 14.4863 | 4.6843 | 0.96538 | 5.6497 | 0 | 5.6497
2016-12-13 05:00 | 0 | 11.144 | 0 | 0 | 11.144 | 49.1946 | 0 | 0 | 0 | 0 | 0 | 0 | 0 | 0 | 0 | 0 | 0 | 0 | 11.144 | 11.144 | 4.3462 | 0 | 4.3462 | 0 | 4.3462
2016-12-13 06:00 | 0.01 | 9.431 | 0 | 0 | 9.441 | 39.2672 | 0 | 0 | 0 | 0 | 0 | 0 | 0 | 0 | 0 | 0 | 0 | 0 | 9.441 | 9.441 | 3.682 | 0 | 3.682 | 0 | 3.682
2016-12-13 07:00 | 0.15 | 8.459 | 0 | 0 | 8.609 | 30.363 | 0 | 0 | 0 | 0 | 0 | 0 | 0 | 0 | 0 | 0 | 0 | 0 | 8.609 | 8.609 | 3.3575 | 0 | 3.3575 | 0 | 3.3575
2016-12-13 08:00 | 0.56 | 0 | 0 | 0 | 9.558 | 30.363 | 8.998 | 12.8153 | 2.7542 | 0.33 | 0 | 0 | 0 | 12.8153 | 2.7542 | 0 | 0 | 0 | 9.558 | 9.558 | 3.7276 | 0 | 3.7276 | 0 | 3.7276
2016-12-13 09:00 | 1.07 | 0 | 20.42 | 0 | 10.65 | 49.762 | 30 | 42.7273 | 9.1827 | 0.8 | 29.1447 | 3.271 | 71.872 | 0 | 12.4537 | 71.872 | 0 | 0 | 10.65 | 10.65 | 4.1535 | 0 | 4.1535 | 0 | 4.1535
2016-12-13 10:00 | 1.45 | 0 | 3.9714 | 16.6596 | 10.819 | 53.5349 | 30 | 42.7273 | 9.1827 | 0.8 | 29.1637 | 3.2731 | 71.891 | 0 | 12.4559 | 71.891 | 0 | 0 | 10.819 | 27.4786 | 4.2194 | 0 | 4.2194 | 6.4972 | 10.7166
2016-12-13 11:00 | 1.34 | 0 | 20.507 | 0 | 10.833 | 73.0166 | 30 | 42.7273 | 9.1827 | 0.8 | 29.0987 | 3.2659 | 71.826 | 0 | 12.4486 | 71.826 | 0 | 0 | 10.833 | 10.833 | 4.2249 | 0 | 4.2249 | 0 | 4.2249
2016-12-13 12:00 | 1.23 | 0 | 13.657 | 0 | 11.577 | 85.9907 | 24.004 | 34.1876 | 7.3474 | 0.8 | 50.3644 | 5.6526 | 84.552 | 0 | 13 | 70.649 | 8.133 | 2.711 | 14.288 | 14.288 | 4.515 | 1.0573 | 5.5723 | 0 | 5.5723
2016-12-13 13:00 | 1.42 | 0 | 4.645 | 0 | 11.775 | 90.4035 | 15 | 21.3636 | 4.5914 | 0.8 | 67.0454 | 7.5247 | 88.409 | 0 | 12.1161 | 69.221 | 11.225 | 3.7417 | 15.5167 | 15.5167 | 4.5922 | 1.4592 | 6.0515 | 0 | 6.0515
2016-12-13 14:00 | 1.4 | 0 | 4.421 | 0 | 11.979 | 94.6034 | 15 | 21.3636 | 4.5914 | 0.8 | 2.2964 | 0.25773 | 23.66 | 0 | 4.8491 | 0 | 13.841 | 4.6137 | 16.5927 | 16.5927 | 4.6718 | 1.7993 | 6.4711 | 0 | 6.4711
2016-12-13 15:00 | 1 | 0 | 3.461 | 0 | 12.539 | 97.8914 | 15 | 21.3636 | 4.5914 | 0.8 | 73.1194 | 8.2064 | 94.483 | 0 | 12.7978 | 66.973 | 16.093 | 5.3643 | 17.9033 | 17.9033 | 4.8902 | 2.0921 | 6.9823 | 0 | 6.9823
2016-12-13 16:00 | 0.49 | 0 | 2.6448 | 0 | 12.676 | 100.404 | 14.8308 | 21.1227 | 4.5396 | 0.8 | 75.3823 | 8.4604 | 96.505 | 0 | 13 | 66.224 | 17.714 | 5.9047 | 18.5807 | 18.5807 | 4.9436 | 2.3028 | 7.2465 | 0 | 7.2465
2016-12-13 17:00 | 0.44 | 0 | 18.826 | 0 | 11.614 | 118.2887 | 30 | 42.7273 | 9.1827 | 0.8 | 23.0317 | 2.5849 | 65.759 | 0 | 11.7677 | 65.759 | 0 | 0 | 11.614 | 11.614 | 4.5295 | 0 | 4.5295 | 0 | 4.5295
2016-12-13 18:00 | 0.24 | 0 | 18.571 | 0 | 11.669 | 135.9311 | 30 | 42.7273 | 9.1827 | 0.8 | 22.9487 | 2.5756 | 65.676 | 0 | 11.7584 | 65.676 | 0 | 0 | 11.669 | 11.669 | 4.5509 | 0 | 4.5509 | 0 | 4.5509
2016-12-13 19:00 | 0.03 | 0 | 16.72 | 0 | 13.31 | 151.8151 | 30 | 42.7273 | 9.1827 | 0.8 | 23.1527 | 2.5985 | 65.88 | 0 | 11.7812 | 65.88 | 0 | 0 | 13.31 | 13.31 | 5.1909 | 0 | 5.1909 | 0 | 5.1909
2016-12-13 20:00 | 0 | 20.908 | 0 | 0 | 20.908 | 129.8067 | 0 | 0 | 0 | 0 | 0 | 0 | 0 | 0 | 0 | 0 | 0 | 0 | 20.908 | 20.908 | 8.1541 | 0 | 8.1541 | 0 | 8.1541
2016-12-13 21:00 | 0 | 21.584 | 0 | 0 | 21.584 | 107.0867 | 0 | 0 | 0 | 0 | 0 | 0 | 0 | 0 | 0 | 0 | 0 | 0 | 21.584 | 21.584 | 8.4178 | 0 | 8.4178 | 0 | 8.4178
2016-12-13 22:00 | 0 | 20.017 | 0 | 0 | 20.017 | 86.0162 | 0 | 0 | 0 | 0 | 0 | 0 | 0 | 0 | 0 | 0 | 0 | 0 | 20.017 | 20.017 | 7.8066 | 0 | 7.8066 | 0 | 7.8066
2016-12-13 23:00 | 0 | 18.342 | 0 | 0 | 18.342 | 66.7088 | 0 | 0 | 0 | 0 | 0 | 0 | 0 | 0 | 0 | 0 | 0 | 0 | 18.342 | 18.342 | 7.1534 | 0 | 7.1534 | 0 | 7.1534
2016-12-14 | 0 | 4.0871 | 0 | 0 | 16.083 | 62.4065 | 11.9959 | 17.085 | 3.6718 | 0.8 | 0 | 0 | 17.085 | 0 | 3.6718 | 0 | 9.995 | 3.3317 | 19.4147 | 19.4147 | 6.2724 | 1.2994 | 7.5717 | 0 | 7.5717
2016-12-14 01:00 | 0 | 0 | 0 | 0 | 14.215 | 62.4065 | 14.215 | 20.2456 | 4.3511 | 0.6925 | 0 | 0 | 15.615 | 4.6306 | 4.3511 | 0 | 9.135 | 3.045 | 17.26 | 17.26 | 5.5438 | 1.1876 | 6.7314 | 0 | 6.7314
2016-12-14 02:00 | 0 | 1.2955 | 0 | 0 | 12.858 | 61.0428 | 11.5625 | 16.4678 | 3.5392 | 0.7401 | 0 | 0 | 14.369 | 2.0988 | 3.5392 | 0 | 8.406 | 2.802 | 15.66 | 15.66 | 5.0146 | 1.0928 | 6.1074 | 0 | 6.1074
2016-12-14 03:00 | 0 | 2.9495 | 0 | 0 | 12.014 | 57.9381 | 9.0645 | 12.91 | 2.7746 | 0.8 | 0 | 0 | 12.91 | 0 | 2.7746 | 0 | 7.552 | 2.5173 | 14.5313 | 14.5313 | 4.6855 | 0.98176 | 5.6672 | 0 | 5.6672
2016-12-14 04:00 | 0 | 3.2543 | 0 | 0 | 11.677 | 54.5125 | 8.4227 | 11.996 | 2.5781 | 0.8 | 0 | 0 | 11.996 | 0 | 2.5781 | 0 | 7.018 | 2.3393 | 14.0163 | 14.0163 | 4.554 | 0.91234 | 5.4664 | 0 | 5.4664
2016-12-14 05:00 | 0 | 11.232 | 0 | 0 | 11.232 | 42.6893 | 0 | 0 | 0 | 0 | 0 | 0 | 0 | 0 | 0 | 0 | 0 | 0 | 11.232 | 11.232 | 4.3805 | 0 | 4.3805 | 0 | 4.3805
2016-12-14 06:00 | 0.01 | 2.066 | 0 | 0 | 9.576 | 40.5146 | 7.5 | 10.6818 | 2.2957 | 0.33 | 0 | 0 | 0 | 10.6818 | 2.2957 | 0 | 0 | 0 | 9.576 | 9.576 | 3.7346 | 0 | 3.7346 | 0 | 3.7346
2016-12-14 07:00 | 0.09 | 8.572 | 0 | 0 | 8.662 | 31.4914 | 0 | 0 | 0 | 0 | 0 | 0 | 0 | 0 | 0 | 0 | 0 | 0 | 8.662 | 8.662 | 3.3782 | 0 | 3.3782 | 0 | 3.3782
2016-12-14 08:00 | 0.27 | 1.072 | 0 | 0 | 8.842 | 30.363 | 7.5 | 10.6818 | 2.2957 | 0.33 | 0 | 0 | 0 | 10.6818 | 2.2957 | 0 | 0 | 0 | 8.842 | 8.842 | 3.4484 | 0 | 3.4484 | 0 | 3.4484
2016-12-14 09:00 | 0.66 | 0 | 0 | 20.809 | 9.851 | 30.363 | 30 | 42.7273 | 9.1827 | 0.8 | 29.3637 | 3.2956 | 72.091 | 0 | 12.4783 | 72.091 | 0 | 0 | 9.851 | 30.66 | 3.8419 | 0 | 3.8419 | 8.1155 | 11.9574
2016-12-14 10:00 | 0.97 | 0 | 20.4145 | 0.78446 | 9.771 | 49.7568 | 30 | 42.7273 | 9.1827 | 0.8 | 29.5847 | 3.3204 | 72.312 | 0 | 12.5031 | 72.312 | 0 | 0 | 9.771 | 10.5555 | 3.8107 | 0 | 3.8107 | 0.30594 | 4.1166
2016-12-14 11:00 | 1.21 | 0 | 20.941 | 0 | 10.269 | 69.6508 | 30 | 42.7273 | 9.1827 | 0.8 | 29.6597 | 3.3288 | 72.387 | 0 | 12.5115 | 72.387 | 0 | 0 | 10.269 | 10.269 | 4.0049 | 0 | 4.0049 | 0 | 4.0049
2016-12-14 12:00 | 1.27 | 0 | 15.6912 | 0 | 10.998 | 84.5574 | 25.4192 | 36.2031 | 7.7806 | 0.8 | 46.5049 | 5.2194 | 82.708 | 0 | 13 | 71.331 | 6.655 | 2.2183 | 13.2163 | 13.2163 | 4.2892 | 0.86515 | 5.1544 | 0 | 5.1544
2016-12-14 13:00 | 0.97 | 0 | 4.411 | 0 | 11.559 | 88.7479 | 15 | 21.3636 | 4.5914 | 0.8 | 65.3474 | 7.3342 | 86.711 | 0 | 11.9255 | 69.85 | 9.864 | 3.288 | 14.847 | 14.847 | 4.508 | 1.2823 | 5.7903 | 0 | 5.7903
2016-12-14 14:00 | 1.26 | 0 | 4.491 | 0 | 11.769 | 93.0143 | 15 | 21.3636 | 4.5914 | 0.8 | 1.0414 | 0.11688 | 22.405 | 0 | 4.7082 | 0 | 13.107 | 4.369 | 16.138 | 16.138 | 4.5899 | 1.7039 | 6.2938 | 0 | 6.2938
2016-12-14 15:00 | 1.17 | 0 | 4.67 | 0 | 11.5 | 97.4508 | 15 | 21.3636 | 4.5914 | 0.8 | 72.5974 | 8.1479 | 93.961 | 0 | 12.7392 | 67.166 | 15.675 | 5.225 | 16.725 | 16.725 | 4.485 | 2.0377 | 6.5228 | 0 | 6.5228
2016-12-14 16:00 | 1.25 | 0 | 4.2206 | 0 | 11.871 | 101.4604 | 14.8416 | 21.138 | 4.5429 | 0.8 | 75.353 | 8.4571 | 96.491 | 0 | 13 | 66.229 | 17.703 | 5.901 | 17.772 | 17.772 | 4.6297 | 2.3014 | 6.9311 | 0 | 6.9311
2016-12-14 17:00 | 0.56 | 0 | 19.178 | 0 | 11.382 | 119.6795 | 30 | 42.7273 | 9.1827 | 0.8 | 22.9777 | 2.5789 | 65.705 | 0 | 11.7616 | 65.705 | 0 | 0 | 11.382 | 11.382 | 4.439 | 0 | 4.439 | 0 | 4.439
2016-12-14 18:00 | 0.17 | 0 | 17.906 | 0 | 12.264 | 136.6902 | 30 | 42.7273 | 9.1827 | 0.8 | 22.8647 | 2.5662 | 65.592 | 0 | 11.7489 | 65.592 | 0 | 0 | 12.264 | 12.264 | 4.783 | 0 | 4.783 | 0 | 4.783
2016-12-14 19:00 | 0.03 | 0 | 15.921 | 0 | 14.109 | 151.8151 | 30 | 42.7273 | 9.1827 | 0.8 | 23.1487 | 2.5981 | 65.876 | 0 | 11.7808 | 65.876 | 0 | 0 | 14.109 | 14.109 | 5.5025 | 0 | 5.5025 | 0 | 5.5025
2016-12-14 20:00 | 0 | 20.306 | 0 | 0 | 20.306 | 130.4404 | 0 | 0 | 0 | 0 | 0 | 0 | 0 | 0 | 0 | 0 | 0 | 0 | 20.306 | 20.306 | 7.9193 | 0 | 7.9193 | 0 | 7.9193
2016-12-14 21:00 | 0 | 22.234 | 0 | 0 | 22.234 | 107.0362 | 0 | 0 | 0 | 0 | 0 | 0 | 0 | 0 | 0 | 0 | 0 | 0 | 22.234 | 22.234 | 8.6713 | 0 | 8.6713 | 0 | 8.6713
2016-12-14 22:00 | 0 | 20.476 | 0 | 0 | 20.476 | 85.4825 | 0 | 0 | 0 | 0 | 0 | 0 | 0 | 0 | 0 | 0 | 0 | 0 | 20.476 | 20.476 | 7.9856 | 0 | 7.9856 | 0 | 7.9856
2016-12-14 23:00 | 0 | 18.988 | 0 | 0 | 18.988 | 65.4951 | 0 | 0 | 0 | 0 | 0 | 0 | 0 | 0 | 0 | 0 | 0 | 0 | 18.988 | 18.988 | 7.4053 | 0 | 7.4053 | 0 | 7.4053
2016-12-15 | 0 | 5.7974 | 0 | 0 | 15.484 | 59.3925 | 9.6866 | 13.796 | 2.965 | 0.8 | 0 | 0 | 13.796 | 0 | 2.965 | 0 | 8.071 | 2.6903 | 18.1743 | 18.1743 | 6.0388 | 1.0492 | 7.088 | 0 | 7.088
2016-12-15 01:00 | 0 | 2.894 | 0 | 0 | 13.425 | 56.3462 | 10.531 | 14.9986 | 3.2234 | 0.69206 | 0 | 0 | 11.554 | 3.4446 | 3.2234 | 0 | 6.759 | 2.253 | 15.678 | 15.678 | 5.2358 | 0.87867 | 6.1144 | 0 | 6.1144
2016-12-15 02:00 | 0 | 0 | 0 | 0 | 12.697 | 56.3462 | 12.697 | 18.0836 | 3.8864 | 0.57722 | 0 | 0 | 9.512 | 8.5716 | 3.8864 | 0 | 5.565 | 1.855 | 14.552 | 14.552 | 4.9518 | 0.72345 | 5.6753 | 0 | 5.6753
2016-12-15 03:00 | 0 | 4.143 | 0 | 0 | 11.643 | 51.9851 | 7.5 | 10.6818 | 2.2957 | 0.66788 | 0 | 0 | 7.679 | 3.0028 | 2.2957 | 0 | 4.493 | 1.4977 | 13.1407 | 13.1407 | 4.5408 | 0.58409 | 5.1249 | 0 | 5.1249
2016-12-15 04:00 | 0 | 0 | 0 | 0 | 11.589 | 51.9851 | 11.589 | 16.5055 | 3.5473 | 0.51563 | 0 | 0 | 6.519 | 9.9865 | 3.5473 | 0 | 3.814 | 1.2713 | 12.8603 | 12.8603 | 4.5197 | 0.49582 | 5.0155 | 0 | 5.0155
2016-12-15 05:00 | 0 | 11.149 | 0 | 0 | 11.149 | 40.2493 | 0 | 0 | 0 | 0 | 0 | 0 | 0 | 0 | 0 | 0 | 0 | 0 | 11.149 | 11.149 | 4.3481 | 0 | 4.3481 | 0 | 4.3481
2016-12-15 06:00 | 0.01 | 9.392 | 0 | 0 | 9.402 | 30.363 | 0 | 0 | 0 | 0 | 0 | 0 | 0 | 0 | 0 | 0 | 0 | 0 | 9.402 | 9.402 | 3.6668 | 0 | 3.6668 | 0 | 3.6668
2016-12-15 07:00 | 0.19 | 0 | 0 | 0 | 8.482 | 30.363 | 8.292 | 11.8098 | 2.5381 | 0.33 | 0 | 0 | 0 | 11.8098 | 2.5381 | 0 | 0 | 0 | 8.482 | 8.482 | 3.308 | 0 | 3.308 | 0 | 3.308
2016-12-15 08:00 | 0.67 | 0 | 0 | 0 | 8.793 | 30.363 | 8.123 | 11.5691 | 2.4864 | 0.33 | 0 | 0 | 0 | 11.5691 | 2.4864 | 0 | 0 | 0 | 8.793 | 8.793 | 3.4293 | 0 | 3.4293 | 0 | 3.4293
2016-12-15 09:00 | 1.05 | 0 | 0 | 20.391 | 10.659 | 30.363 | 30 | 42.7273 | 9.1827 | 0.8 | 31.1807 | 3.4995 | 73.908 | 0 | 12.6823 | 73.908 | 0 | 0 | 10.659 | 31.05 | 4.157 | 0 | 4.157 | 7.9525 | 12.1095
2016-12-15 10:00 | 1.32 | 0 | 10.7885 | 9.6395 | 10.892 | 40.6121 | 30 | 42.7273 | 9.1827 | 0.8 | 31.3637 | 3.5201 | 74.091 | 0 | 12.7028 | 74.091 | 0 | 0 | 10.892 | 20.5315 | 4.2479 | 0 | 4.2479 | 3.7594 | 8.0073
2016-12-15 11:00 | 1.6 | 0 | 21.281 | 0 | 10.319 | 60.8291 | 30 | 42.7273 | 9.1827 | 0.8 | 31.3317 | 3.5165 | 74.059 | 0 | 12.6992 | 74.059 | 0 | 0 | 10.319 | 10.319 | 4.0244 | 0 | 4.0244 | 0 | 4.0244
2016-12-15 12:00 | 1.35 | 0 | 17.9379 | 0 | 10.403 | 77.8701 | 26.9909 | 38.4416 | 8.2617 | 0.8 | 42.2184 | 4.7383 | 80.66 | 0 | 13 | 72.089 | 5.014 | 1.6713 | 12.0743 | 12.0743 | 4.0572 | 0.65182 | 4.709 | 0 | 4.709
2016-12-15 13:00 | 1.36 | 0 | 13.2836 | 0 | 10.841 | 90.4895 | 22.7646 | 32.4223 | 6.9681 | 0.8 | 53.7447 | 6.0319 | 86.167 | 0 | 13 | 70.051 | 9.428 | 3.1427 | 13.9837 | 13.9837 | 4.228 | 1.2256 | 5.4536 | 0 | 5.4536
2016-12-15 14:00 | 0.97 | 0 | 5.124 | 0 | 10.846 | 95.3573 | 15 | 21.3636 | 4.5914 | 0.8 | 0.81036 | 0.09095 | 22.174 | 0 | 4.6823 | 0 | 12.972 | 4.324 | 15.17 | 15.17 | 4.2299 | 1.6864 | 5.9163 | 0 | 5.9163
2016-12-15 15:00 | 0.85 | 0 | 4.204 | 0 | 11.646 | 99.3511 | 15 | 21.3636 | 4.5914 | 0.8 | 73.0614 | 8.1999 | 94.425 | 0 | 12.7913 | 66.994 | 16.047 | 5.349 | 16.995 | 16.995 | 4.5419 | 2.0861 | 6.6281 | 0 | 6.6281
2016-12-15 16:00 | 0.69 | 0 | 2.7912 | 0 | 12.022 | 102.0028 | 14.1232 | 20.1149 | 4.323 | 0.8 | 77.3121 | 8.677 | 97.427 | 0 | 13 | 65.883 | 18.453 | 6.151 | 18.173 | 18.173 | 4.6886 | 2.3989 | 7.0875 | 0 | 7.0875
2016-12-15 17:00 | 0.47 | 0 | 18.558 | 0 | 11.912 | 119.6329 | 30 | 42.7273 | 9.1827 | 0.8 | 22.3987 | 2.5139 | 65.126 | 0 | 11.6966 | 65.126 | 0 | 0 | 11.912 | 11.912 | 4.6457 | 0 | 4.6457 | 0 | 4.6457
2016-12-15 18:00 | 0.17 | 0 | 17.622 | 0 | 12.548 | 136.3738 | 30 | 42.7273 | 9.1827 | 0.8 | 22.0227 | 2.4717 | 64.75 | 0 | 11.6544 | 64.75 | 0 | 0 | 12.548 | 12.548 | 4.8937 | 0 | 4.8937 | 0 | 4.8937
2016-12-15 19:00 | 0.02 | 0 | 16.254 | 0 | 13.766 | 151.8151 | 30 | 42.7273 | 9.1827 | 0.8 | 22.0737 | 2.4774 | 64.801 | 0 | 11.6601 | 64.801 | 0 | 0 | 13.766 | 13.766 | 5.3687 | 0 | 5.3687 | 0 | 5.3687
2016-12-15 20:00 | 0 | 19.649 | 0 | 0 | 19.649 | 131.132 | 0 | 0 | 0 | 0 | 0 | 0 | 0 | 0 | 0 | 0 | 0 | 0 | 19.649 | 19.649 | 7.6631 | 0 | 7.6631 | 0 | 7.6631
2016-12-15 21:00 | 0 | 20.779 | 0 | 0 | 20.779 | 109.2593 | 0 | 0 | 0 | 0 | 0 | 0 | 0 | 0 | 0 | 0 | 0 | 0 | 20.779 | 20.779 | 8.1038 | 0 | 8.1038 | 0 | 8.1038
2016-12-15 22:00 | 0 | 20.387 | 0 | 0 | 20.387 | 87.7993 | 0 | 0 | 0 | 0 | 0 | 0 | 0 | 0 | 0 | 0 | 0 | 0 | 20.387 | 20.387 | 7.9509 | 0 | 7.9509 | 0 | 7.9509
2016-12-15 23:00 | 0 | 18.448 | 0 | 0 | 18.448 | 68.3804 | 0 | 0 | 0 | 0 | 0 | 0 | 0 | 0 | 0 | 0 | 0 | 0 | 18.448 | 18.448 | 7.1947 | 0 | 7.1947 | 0 | 7.1947
2016-12-16 | 0 | 2.9487 | 0 | 0 | 16.084 | 65.2765 | 13.1353 | 18.7079 | 4.0206 | 0.70778 | 0 | 0 | 15.037 | 3.6709 | 4.0206 | 0 | 8.797 | 2.9323 | 19.0163 | 19.0163 | 6.2728 | 1.1436 | 7.4164 | 0 | 7.4164
2016-12-16 01:00 | 0 | 5.2538 | 0 | 0 | 14.491 | 59.7462 | 9.2372 | 13.156 | 2.8274 | 0.8 | 0 | 0 | 13.156 | 0 | 2.8274 | 0 | 7.696 | 2.5653 | 17.0563 | 17.0563 | 5.6515 | 1.0005 | 6.652 | 0 | 6.652
2016-12-16 02:00 | 0 | 0 | 0 | 0 | 13.645 | 59.7462 | 13.645 | 19.4338 | 4.1766 | 0.6162 | 0 | 0 | 11.834 | 7.5998 | 4.1766 | 0 | 6.923 | 2.3077 | 15.9527 | 15.9527 | 5.3216 | 0.89999 | 6.2215 | 0 | 6.2215
2016-12-16 03:00 | 0 | 0 | 0 | 0 | 12.637 | 59.7462 | 12.637 | 17.9982 | 3.8681 | 0.60631 | 0 | 0 | 10.581 | 7.4172 | 3.8681 | 0 | 6.19 | 2.0633 | 14.7003 | 14.7003 | 4.9284 | 0.8047 | 5.7331 | 0 | 5.7331
2016-12-16 04:00 | 0 | 4.779 | 0 | 0 | 12.279 | 54.7157 | 7.5 | 10.6818 | 2.2957 | 0.74756 | 0 | 0 | 9.49 | 1.1918 | 2.2957 | 0 | 5.552 | 1.8507 | 14.1297 | 14.1297 | 4.7888 | 0.72176 | 5.5106 | 0 | 5.5106
2016-12-16 05:00 | 0 | 11.527 | 0 | 0 | 11.527 | 42.582 | 0 | 0 | 0 | 0 | 0 | 0 | 0 | 0 | 0 | 0 | 0 | 0 | 11.527 | 11.527 | 4.4955 | 0 | 4.4955 | 0 | 4.4955
2016-12-16 06:00 | 0.01 | 9.663 | 0 | 0 | 9.673 | 32.4104 | 0 | 0 | 0 | 0 | 0 | 0 | 0 | 0 | 0 | 0 | 0 | 0 | 9.673 | 9.673 | 3.7725 | 0 | 3.7725 | 0 | 3.7725
2016-12-16 07:00 | 0.07 | 0 | 0 | 0 | 8.941 | 32.4104 | 8.871 | 12.6345 | 2.7153 | 0.33 | 0 | 0 | 0 | 12.6345 | 2.7153 | 0 | 0 | 0 | 8.941 | 8.941 | 3.487 | 0 | 3.487 | 0 | 3.487
2016-12-16 08:00 | 0.32 | 1.945 | 0 | 0 | 9.765 | 30.363 | 7.5 | 10.6818 | 2.2957 | 0.33 | 0 | 0 | 0 | 10.6818 | 2.2957 | 0 | 0 | 0 | 9.765 | 9.765 | 3.8083 | 0 | 3.8083 | 0 | 3.8083
2016-12-16 09:00 | 0.71 | 0 | 0 | 20.093 | 10.617 | 30.363 | 30 | 42.7273 | 9.1827 | 0.8 | 30.3587 | 3.4073 | 73.086 | 0 | 12.59 | 73.086 | 0 | 0 | 10.617 | 30.71 | 4.1406 | 0 | 4.1406 | 7.8363 | 11.9769
2016-12-16 10:00 | 1.02 | 0 | 19.824 | 0 | 11.196 | 49.1958 | 30 | 42.7273 | 9.1827 | 0.8 | 30.5867 | 3.4329 | 73.314 | 0 | 12.6156 | 73.314 | 0 | 0 | 11.196 | 11.196 | 4.3664 | 0 | 4.3664 | 0 | 4.3664
2016-12-16 11:00 | 1.2 | 0 | 20.461 | 0 | 10.739 | 68.6338 | 30 | 42.7273 | 9.1827 | 0.8 | 30.6317 | 3.4379 | 73.359 | 0 | 12.6206 | 73.359 | 0 | 0 | 10.739 | 10.739 | 4.1882 | 0 | 4.1882 | 0 | 4.1882
2016-12-16 12:00 | 1.56 | 0 | 16.1808 | 0 | 11.186 | 84.0055 | 25.8068 | 36.7551 | 7.8992 | 0.8 | 45.4479 | 5.1008 | 82.203 | 0 | 13 | 71.518 | 6.25 | 2.0833 | 13.2693 | 13.2693 | 4.3625 | 0.8125 | 5.175 | 0 | 5.175
2016-12-16 13:00 | 1.58 | 0 | 0 | 5.908 | 10.672 | 84.0055 | 15 | 21.3636 | 4.5914 | 0.8 | 67.6114 | 7.5883 | 88.975 | 0 | 12.1796 | 69.012 | 11.678 | 3.8927 | 14.5647 | 20.4727 | 4.1621 | 1.5181 | 5.6802 | 2.3041 | 7.9843
2016-12-16 14:00 | 1.5 | 0 | 10.2702 | 2.7588 | 10.971 | 93.7622 | 22.5 | 32.0455 | 6.8871 | 0.73794 | 0 | 0 | 27.814 | 4.2315 | 6.8871 | 0 | 16.271 | 5.4237 | 16.3947 | 19.1535 | 4.2787 | 2.1152 | 6.3939 | 1.0759 | 7.4698
2016-12-16 15:00 | 1.39 | 0 | 4.1952 | 0 | 10.546 | 97.7476 | 13.3512 | 19.0153 | 4.0867 | 0.8 | 79.4177 | 8.9133 | 98.433 | 0 | 13 | 65.51 | 19.26 | 6.42 | 16.966 | 16.966 | 4.1129 | 2.5038 | 6.6167 | 0 | 6.6167
2016-12-16 16:00 | 1.27 | 0 | 1.3341 | 0 | 11.657 | 99.0151 | 11.7211 | 16.6937 | 3.5877 | 0.8 | 83.8633 | 9.4123 | 100.557 | 0 | 13 | 64.724 | 20.962 | 6.9873 | 18.6443 | 18.6443 | 4.5462 | 2.7251 | 7.2713 | 0 | 7.2713
2016-12-16 17:00 | 0.85 | 0 | 19.655 | 0 | 11.195 | 117.6873 | 30 | 42.7273 | 9.1827 | 0.8 | 21.6457 | 2.4294 | 64.373 | 0 | 11.6121 | 64.373 | 0 | 0 | 11.195 | 11.195 | 4.3661 | 0 | 4.3661 | 0 | 4.3661
2016-12-16 18:00 | 0.34 | 0 | 18.936 | 0 | 11.404 | 135.6765 | 30 | 42.7273 | 9.1827 | 0.8 | 21.5857 | 2.4226 | 64.313 | 0 | 11.6054 | 64.313 | 0 | 0 | 11.404 | 11.404 | 4.4476 | 0 | 4.4476 | 0 | 4.4476
2016-12-16 19:00 | 0.03 | 0 | 16.988 | 0 | 13.042 | 151.8151 | 30 | 42.7273 | 9.1827 | 0.8 | 21.7757 | 2.444 | 64.503 | 0 | 11.6267 | 64.503 | 0 | 0 | 13.042 | 13.042 | 5.0864 | 0 | 5.0864 | 0 | 5.0864
2016-12-16 20:00 | 0 | 21.237 | 0 | 0 | 21.237 | 129.4604 | 0 | 0 | 0 | 0 | 0 | 0 | 0 | 0 | 0 | 0 | 0 | 0 | 21.237 | 21.237 | 8.2824 | 0 | 8.2824 | 0 | 8.2824
2016-12-16 21:00 | 0 | 21.983 | 0 | 0 | 21.983 | 106.3204 | 0 | 0 | 0 | 0 | 0 | 0 | 0 | 0 | 0 | 0 | 0 | 0 | 21.983 | 21.983 | 8.5734 | 0 | 8.5734 | 0 | 8.5734
2016-12-16 22:00 | 0 | 20.373 | 0 | 0 | 20.373 | 84.8751 | 0 | 0 | 0 | 0 | 0 | 0 | 0 | 0 | 0 | 0 | 0 | 0 | 20.373 | 20.373 | 7.9455 | 0 | 7.9455 | 0 | 7.9455
2016-12-16 23:00 | 0 | 18.753 | 0 | 0 | 18.753 | 65.1351 | 0 | 0 | 0 | 0 | 0 | 0 | 0 | 0 | 0 | 0 | 0 | 0 | 18.753 | 18.753 | 7.3137 | 0 | 7.3137 | 0 | 7.3137
2016-12-17 | 0 | 1.4429 | 0 | 0 | 15.725 | 63.6163 | 14.2821 | 20.3412 | 4.3716 | 0.73352 | 0 | 0 | 17.464 | 2.8772 | 4.3716 | 0 | 10.216 | 3.4053 | 19.1303 | 19.1303 | 6.1327 | 1.3281 | 7.4608 | 0 | 7.4608
2016-12-17 01:00 | 0 | 0 | 0 | 0 | 14.505 | 63.6163 | 14.505 | 20.6586 | 4.4399 | 0.68002 | 0 | 0 | 15.385 | 5.2736 | 4.4399 | 0 | 9 | 3 | 17.505 | 17.505 | 5.657 | 1.17 | 6.827 | 0 | 6.827
2016-12-17 02:00 | 0 | 0 | 0 | 0 | 13.735 | 63.6163 | 13.735 | 19.562 | 4.2042 | 0.66334 | 0 | 0 | 13.874 | 5.688 | 4.2042 | 0 | 8.116 | 2.7053 | 16.4403 | 16.4403 | 5.3567 | 1.0551 | 6.4117 | 0 | 6.4117
2016-12-17 03:00 | 0 | 0 | 0 | 0 | 12.821 | 63.6163 | 12.821 | 18.2602 | 3.9244 | 0.65043 | 0 | 0 | 12.449 | 5.8112 | 3.9244 | 0 | 7.282 | 2.4273 | 15.2483 | 15.2483 | 5.0002 | 0.94666 | 5.9469 | 0 | 5.9469
2016-12-17 04:00 | 0 | 3.0576 | 0 | 0 | 11.078 | 60.3978 | 8.0204 | 11.423 | 2.455 | 0.8 | 0 | 0 | 11.423 | 0 | 2.455 | 0 | 6.682 | 2.2273 | 13.3053 | 13.3053 | 4.3204 | 0.86866 | 5.1891 | 0 | 5.1891
2016-12-17 05:00 | 0 | 10.477 | 0 | 0 | 10.477 | 49.3693 | 0 | 0 | 0 | 0 | 0 | 0 | 0 | 0 | 0 | 0 | 0 | 0 | 10.477 | 10.477 | 4.086 | 0 | 4.086 | 0 | 4.086
2016-12-17 06:00 | 0.01 | 9.411 | 0 | 0 | 9.421 | 39.463 | 0 | 0 | 0 | 0 | 0 | 0 | 0 | 0 | 0 | 0 | 0 | 0 | 9.421 | 9.421 | 3.6742 | 0 | 3.6742 | 0 | 3.6742
2016-12-17 07:00 | 0.16 | 8.645 | 0 | 0 | 8.805 | 30.363 | 0 | 0 | 0 | 0 | 0 | 0 | 0 | 0 | 0 | 0 | 0 | 0 | 8.805 | 8.805 | 3.4339 | 0 | 3.4339 | 0 | 3.4339
2016-12-17 08:00 | 0.64 | 0 | 0 | 0 | 9.753 | 30.363 | 9.113 | 12.9791 | 2.7894 | 0.33 | 0 | 0 | 0 | 12.9791 | 2.7894 | 0 | 0 | 0 | 9.753 | 9.753 | 3.8037 | 0 | 3.8037 | 0 | 3.8037
2016-12-17 09:00 | 0.92 | 0 | 0 | 20.072 | 10.848 | 30.363 | 30 | 42.7273 | 9.1827 | 0.8 | 29.6377 | 3.3263 | 72.365 | 0 | 12.5091 | 72.365 | 0 | 0 | 10.848 | 30.92 | 4.2307 | 0 | 4.2307 | 7.8281 | 12.0588
2016-12-17 10:00 | 1.43 | 0 | 13.1554 | 7.4646 | 10.81 | 42.8606 | 30 | 42.7273 | 9.1827 | 0.8 | 29.8377 | 3.3488 | 72.565 | 0 | 12.5315 | 72.565 | 0 | 0 | 10.81 | 18.2746 | 4.2159 | 0 | 4.2159 | 2.9112 | 7.1271
2016-12-17 11:00 | 1.6 | 0 | 20.911 | 0 | 10.689 | 62.7261 | 30 | 42.7273 | 9.1827 | 0.8 | 29.8857 | 3.3542 | 72.613 | 0 | 12.5369 | 72.613 | 0 | 0 | 10.689 | 10.689 | 4.1687 | 0 | 4.1687 | 0 | 4.1687
2016-12-17 12:00 | 1.47 | 0 | 15.1174 | 0 | 11.24 | 77.0876 | 24.8874 | 35.4457 | 7.6178 | 0.8 | 47.9553 | 5.3822 | 83.401 | 0 | 13 | 71.075 | 7.211 | 2.4037 | 13.6437 | 13.6437 | 4.3836 | 0.93743 | 5.321 | 0 | 5.321
2016-12-17 13:00 | 1.45 | 0 | 5.079 | 0 | 11.371 | 81.9126 | 15 | 21.3636 | 4.5914 | 0.8 | 67.1044 | 7.5314 | 88.468 | 0 | 12.1227 | 69.199 | 11.273 | 3.7577 | 15.1287 | 15.1287 | 4.4347 | 1.4655 | 5.9002 | 0 | 5.9002
2016-12-17 14:00 | 1.33 | 0 | 12.027 | 0 | 11.803 | 93.3383 | 22.5 | 32.0455 | 6.8871 | 0.70632 | 0 | 0 | 25.658 | 6.3875 | 6.8871 | 0 | 15.01 | 5.0033 | 16.8063 | 16.8063 | 4.6032 | 1.9513 | 6.5545 | 0 | 6.5545
2016-12-17 15:00 | 1.16 | 0 | 3.8743 | 0 | 11.92 | 97.0189 | 14.6343 | 20.8429 | 4.4794 | 0.8 | 75.9181 | 8.5206 | 96.761 | 0 | 13 | 66.129 | 17.92 | 5.9733 | 17.8933 | 17.8933 | 4.6488 | 2.3296 | 6.9784 | 0 | 6.9784
2016-12-17 16:00 | 0.83 | 0 | 1.8512 | 0 | 11.462 | 98.7776 | 12.4832 | 17.7791 | 3.821 | 0.8 | 81.7849 | 9.179 | 99.564 | 0 | 13 | 65.092 | 20.166 | 6.722 | 18.184 | 18.184 | 4.4702 | 2.6216 | 7.0918 | 0 | 7.0918
2016-12-17 17:00 | 0.57 | 0 | 19.706 | 0 | 10.864 | 117.4983 | 30 | 42.7273 | 9.1827 | 0.8 | 21.7797 | 2.4444 | 64.507 | 0 | 11.6272 | 64.507 | 0 | 0 | 10.864 | 10.864 | 4.237 | 0 | 4.237 | 0 | 4.237
2016-12-17 18:00 | 0.23 | 0 | 18.856 | 0 | 11.374 | 135.4115 | 30 | 42.7273 | 9.1827 | 0.8 | 21.6207 | 2.4266 | 64.348 | 0 | 11.6093 | 64.348 | 0 | 0 | 11.374 | 11.374 | 4.4359 | 0 | 4.4359 | 0 | 4.4359
2016-12-17 19:00 | 0.03 | 0 | 17.267 | 0 | 12.763 | 151.8151 | 30 | 42.7273 | 9.1827 | 0.8 | 21.8097 | 2.4478 | 64.537 | 0 | 11.6305 | 64.537 | 0 | 0 | 12.763 | 12.763 | 4.9776 | 0 | 4.9776 | 0 | 4.9776
2016-12-17 20:00 | 0 | 20.193 | 0 | 0 | 20.193 | 130.5593 | 0 | 0 | 0 | 0 | 0 | 0 | 0 | 0 | 0 | 0 | 0 | 0 | 20.193 | 20.193 | 7.8753 | 0 | 7.8753 | 0 | 7.8753
2016-12-17 21:00 | 0 | 21.464 | 0 | 0 | 21.464 | 107.9656 | 0 | 0 | 0 | 0 | 0 | 0 | 0 | 0 | 0 | 0 | 0 | 0 | 21.464 | 21.464 | 8.371 | 0 | 8.371 | 0 | 8.371
2016-12-17 22:00 | 0 | 20.071 | 0 | 0 | 20.071 | 86.8383 | 0 | 0 | 0 | 0 | 0 | 0 | 0 | 0 | 0 | 0 | 0 | 0 | 20.071 | 20.071 | 7.8277 | 0 | 7.8277 | 0 | 7.8277
2016-12-17 23:00 | 0 | 18.083 | 0 | 0 | 18.083 | 67.8035 | 0 | 0 | 0 | 0 | 0 | 0 | 0 | 0 | 0 | 0 | 0 | 0 | 18.083 | 18.083 | 7.0524 | 0 | 7.0524 | 0 | 7.0524
2016-12-18 | 0 | 0.873 | 0 | 0 | 15.873 | 66.8846 | 15 | 21.3636 | 4.5914 | 0.73106 | 0 | 0 | 18.23 | 3.1336 | 4.5914 | 0 | 10.664 | 3.5547 | 19.4277 | 19.4277 | 6.1905 | 1.3863 | 7.5768 | 0 | 7.5768
2016-12-18 01:00 | 0 | 0 | 1.464 | 0 | 13.536 | 68.2754 | 15 | 21.3636 | 4.5914 | 0.68039 | 0 | 0 | 15.927 | 5.4366 | 4.5914 | 0 | 9.317 | 3.1057 | 16.6417 | 16.6417 | 5.279 | 1.2112 | 6.4902 | 0 | 6.4902
2016-12-18 02:00 | 0 | 0 | 0.79575 | 0 | 12.699 | 69.0314 | 13.4947 | 19.2198 | 4.1306 | 0.67891 | 0 | 0 | 14.268 | 4.9518 | 4.1306 | 0 | 8.347 | 2.7823 | 15.4813 | 15.4813 | 4.9526 | 1.0851 | 6.0377 | 0 | 6.0377
2016-12-18 03:00 | 0 | 0 | 0 | 0 | 12.363 | 69.0314 | 12.363 | 17.6079 | 3.7842 | 0.67449 | 0 | 0 | 12.906 | 4.7019 | 3.7842 | 0 | 7.55 | 2.5167 | 14.8797 | 14.8797 | 4.8216 | 0.9815 | 5.8031 | 0 | 5.8031
2016-12-18 04:00 | 0 | 0 | 3.035 | 0 | 11.965 | 71.9146 | 15 | 21.3636 | 4.5914 | 0.59059 | 0 | 0 | 11.845 | 9.5186 | 4.5914 | 0 | 6.929 | 2.3097 | 14.2747 | 14.2747 | 4.6664 | 0.90077 | 5.5671 | 0 | 5.5671
2016-12-18 05:00 | 0 | 11.663 | 0 | 0 | 11.663 | 59.6378 | 0 | 0 | 0 | 0 | 0 | 0 | 0 | 0 | 0 | 0 | 0 | 0 | 11.663 | 11.663 | 4.5486 | 0 | 4.5486 | 0 | 4.5486
2016-12-18 06:00 | 0.01 | 9.867 | 0 | 0 | 9.877 | 49.2514 | 0 | 0 | 0 | 0 | 0 | 0 | 0 | 0 | 0 | 0 | 0 | 0 | 9.877 | 9.877 | 3.852 | 0 | 3.852 | 0 | 3.852
2016-12-18 07:00 | 0.16 | 8.829 | 0 | 0 | 8.989 | 39.9578 | 0 | 0 | 0 | 0 | 0 | 0 | 0 | 0 | 0 | 0 | 0 | 0 | 8.989 | 8.989 | 3.5057 | 0 | 3.5057 | 0 | 3.5057
2016-12-18 08:00 | 0.62 | 9.115 | 0 | 0 | 9.735 | 30.363 | 0 | 0 | 0 | 0 | 0 | 0 | 0 | 0 | 0 | 0 | 0 | 0 | 9.735 | 9.735 | 3.7967 | 0 | 3.7967 | 0 | 3.7967
2016-12-18 09:00 | 1.07 | 0 | 0 | 19.933 | 11.137 | 30.363 | 30 | 42.7273 | 9.1827 | 0.8 | 29.8177 | 3.3465 | 72.545 | 0 | 12.5293 | 72.545 | 0 | 0 | 11.137 | 31.07 | 4.3434 | 0 | 4.3434 | 7.7739 | 12.1173
2016-12-18 10:00 | 1.33 | 0 | 19.0891 | 0.95692 | 11.284 | 48.4976 | 30 | 42.7273 | 9.1827 | 0.8 | 30.0357 | 3.371 | 72.763 | 0 | 12.5537 | 72.763 | 0 | 0 | 11.284 | 12.2409 | 4.4008 | 0 | 4.4008 | 0.3732 | 4.774
2016-12-18 11:00 | 1.18 | 0 | 19.765 | 0 | 11.415 | 67.2744 | 30 | 42.7273 | 9.1827 | 0.8 | 30.0517 | 3.3728 | 72.779 | 0 | 12.5555 | 72.779 | 0 | 0 | 11.415 | 11.415 | 4.4518 | 0 | 4.4518 | 0 | 4.4518
2016-12-18 12:00 | 1.2 | 0 | 14.1583 | 0 | 11.705 | 80.7248 | 24.6633 | 35.1265 | 7.5492 | 0.8 | 48.5665 | 5.4508 | 83.693 | 0 | 13 | 70.967 | 7.445 | 2.4817 | 14.1867 | 14.1867 | 4.565 | 0.96785 | 5.5328 | 0 | 5.5328
2016-12-18 13:00 | 1.08 | 0 | 4.399 | 0 | 11.681 | 84.9038 | 15 | 21.3636 | 4.5914 | 0.8 | 67.4814 | 7.5737 | 88.845 | 0 | 12.165 | 69.06 | 11.575 | 3.8583 | 15.5393 | 15.5393 | 4.5556 | 1.5048 | 6.0603 | 0 | 6.0603
2016-12-18 14:00 | 1.34 | 0 | 12.19 | 0 | 11.65 | 96.4843 | 22.5 | 32.0455 | 6.8871 | 0.72785 | 0 | 0 | 27.126 | 4.9195 | 6.8871 | 0 | 15.869 | 5.2897 | 16.9397 | 16.9397 | 4.5435 | 2.063 | 6.6065 | 0 | 6.6065
2016-12-18 15:00 | 0.96 | 0 | 2.6956 | 0 | 11.954 | 99.0452 | 13.6896 | 19.4973 | 4.1903 | 0.8 | 78.4947 | 8.8097 | 97.992 | 0 | 13 | 65.674 | 18.906 | 6.302 | 18.256 | 18.256 | 4.6621 | 2.4578 | 7.1198 | 0 | 7.1198
2016-12-18 16:00 | 0.69 | 0 | 0.63633 | 0 | 11.827 | 99.6497 | 11.7733 | 16.7681 | 3.6037 | 0.8 | 83.7209 | 9.3963 | 100.489 | 0 | 13 | 64.749 | 20.908 | 6.9693 | 18.7963 | 18.7963 | 4.6125 | 2.718 | 7.3306 | 0 | 7.3306
2016-12-18 17:00 | 0.47 | 0 | 19.305 | 0 | 11.165 | 117.9894 | 30 | 42.7273 | 9.1827 | 0.8 | 21.5117 | 2.4143 | 64.239 | 0 | 11.5971 | 64.239 | 0 | 0 | 11.165 | 11.165 | 4.3544 | 0 | 4.3544 | 0 | 4.3544
2016-12-18 18:00 | 0.2 | 0 | 18.933 | 0 | 11.267 | 135.9758 | 30 | 42.7273 | 9.1827 | 0.8 | 21.3937 | 2.4011 | 64.121 | 0 | 11.5838 | 64.121 | 0 | 0 | 11.267 | 11.267 | 4.3941 | 0 | 4.3941 | 0 | 4.3941
2016-12-18 19:00 | 0.03 | 0 | 16.673 | 0 | 13.357 | 151.8151 | 30 | 42.7273 | 9.1827 | 0.8 | 21.7057 | 2.4361 | 64.433 | 0 | 11.6188 | 64.433 | 0 | 0 | 13.357 | 13.357 | 5.2092 | 0 | 5.2092 | 0 | 5.2092
2016-12-18 20:00 | 0 | 20.227 | 0 | 0 | 20.227 | 130.5235 | 0 | 0 | 0 | 0 | 0 | 0 | 0 | 0 | 0 | 0 | 0 | 0 | 20.227 | 20.227 | 7.8885 | 0 | 7.8885 | 0 | 7.8885
2016-12-18 21:00 | 0 | 21.45 | 0 | 0 | 21.45 | 107.9446 | 0 | 0 | 0 | 0 | 0 | 0 | 0 | 0 | 0 | 0 | 0 | 0 | 21.45 | 21.45 | 8.3655 | 0 | 8.3655 | 0 | 8.3655
2016-12-18 22:00 | 0 | 19.264 | 0 | 0 | 19.264 | 87.6667 | 0 | 0 | 0 | 0 | 0 | 0 | 0 | 0 | 0 | 0 | 0 | 0 | 19.264 | 19.264 | 7.513 | 0 | 7.513 | 0 | 7.513
2016-12-18 23:00 | 0 | 17.848 | 0 | 0 | 17.848 | 68.8793 | 0 | 0 | 0 | 0 | 0 | 0 | 0 | 0 | 0 | 0 | 0 | 0 | 17.848 | 17.848 | 6.9607 | 0 | 6.9607 | 0 | 6.9607
2016-12-19 | 0 | 0.52 | 0 | 0 | 15.52 | 68.332 | 15 | 21.3636 | 4.5914 | 0.76668 | 0 | 0 | 19.849 | 1.5146 | 4.5914 | 0 | 11.612 | 3.8707 | 19.3907 | 19.3907 | 6.0528 | 1.5096 | 7.5624 | 0 | 7.5624
2016-12-19 01:00 | 0 | 0 | 0 | 0 | 14.345 | 68.332 | 14.345 | 20.4308 | 4.3909 | 0.74657 | 0 | 0 | 18.108 | 2.3228 | 4.3909 | 0 | 10.593 | 3.531 | 17.876 | 17.876 | 5.5946 | 1.3771 | 6.9716 | 0 | 6.9716
2016-12-19 02:00 | 0 | 0 | 0.79236 | 0 | 13.925 | 69.0847 | 14.7174 | 20.9611 | 4.5049 | 0.7041 | 0 | 0 | 16.684 | 4.2771 | 4.5049 | 0 | 9.76 | 3.2533 | 17.1783 | 17.1783 | 5.4308 | 1.2688 | 6.6996 | 0 | 6.6996
2016-12-19 03:00 | 0 | 0 | 0 | 0 | 12.678 | 69.0847 | 12.678 | 18.0565 | 3.8806 | 0.72408 | 0 | 0 | 15.14 | 2.9165 | 3.8806 | 0 | 8.857 | 2.9523 | 15.6303 | 15.6303 | 4.9444 | 1.1514 | 6.0958 | 0 | 6.0958
2016-12-19 04:00 | 0 | 0 | 2.201 | 0 | 12.799 | 71.1757 | 15 | 21.3636 | 4.5914 | 0.6417 | 0 | 0 | 14.168 | 7.1956 | 4.5914 | 0 | 8.288 | 2.7627 | 15.5617 | 15.5617 | 4.9916 | 1.0774 | 6.069 | 0 | 6.069
2016-12-19 05:00 | 0 | 11.614 | 0 | 0 | 11.614 | 58.9504 | 0 | 0 | 0 | 0 | 0 | 0 | 0 | 0 | 0 | 0 | 0 | 0 | 11.614 | 11.614 | 4.5295 | 0 | 4.5295 | 0 | 4.5295
2016-12-19 06:00 | 0.01 | 9.92 | 0 | 0 | 9.93 | 48.5083 | 0 | 0 | 0 | 0 | 0 | 0 | 0 | 0 | 0 | 0 | 0 | 0 | 9.93 | 9.93 | 3.8727 | 0 | 3.8727 | 0 | 3.8727
2016-12-19 07:00 | 0.25 | 8.653 | 0 | 0 | 8.903 | 39.3999 | 0 | 0 | 0 | 0 | 0 | 0 | 0 | 0 | 0 | 0 | 0 | 0 | 8.903 | 8.903 | 3.4722 | 0 | 3.4722 | 0 | 3.4722
2016-12-19 08:00 | 0.6 | 8.585 | 0 | 0 | 9.185 | 30.363 | 0 | 0 | 0 | 0 | 0 | 0 | 0 | 0 | 0 | 0 | 0 | 0 | 9.185 | 9.185 | 3.5821 | 0 | 3.5821 | 0 | 3.5821
2016-12-19 09:00 | 1.07 | 0 | 0 | 20.229 | 10.841 | 30.363 | 30 | 42.7273 | 9.1827 | 0.8 | 28.5837 | 3.2081 | 71.311 | 0 | 12.3908 | 71.311 | 0 | 0 | 10.841 | 31.07 | 4.228 | 0 | 4.228 | 7.8893 | 12.1173
2016-12-19 10:00 | 1.36 | 0 | 16.6518 | 3.5532 | 11.155 | 46.1822 | 30 | 42.7273 | 9.1827 | 0.8 | 28.7337 | 3.2249 | 71.461 | 0 | 12.4076 | 71.461 | 0 | 0 | 11.155 | 14.7082 | 4.3504 | 0 | 4.3504 | 1.3858 | 5.7362
2016-12-19 11:00 | 1.71 | 0 | 20.704 | 0 | 11.006 | 65.851 | 30 | 42.7273 | 9.1827 | 0.8 | 28.7427 | 3.2259 | 71.47 | 0 | 12.4086 | 71.47 | 0 | 0 | 11.006 | 11.006 | 4.2923 | 0 | 4.2923 | 0 | 4.2923
2016-12-19 12:00 | 1.47 | 0 | 13.4837 | 0 | 10.8 | 78.6605 | 22.8137 | 32.4923 | 6.9831 | 0.8 | 53.6107 | 6.0169 | 86.103 | 0 | 13 | 70.075 | 9.377 | 3.1257 | 13.9257 | 13.9257 | 4.212 | 1.219 | 5.431 | 0 | 5.431
2016-12-19 13:00 | 1.35 | 0 | 5.555 | 0 | 10.795 | 83.9378 | 15 | 21.3636 | 4.5914 | 0.8 | 68.3644 | 7.6728 | 89.728 | 0 | 12.2641 | 68.733 | 12.282 | 4.094 | 14.889 | 14.889 | 4.21 | 1.5967 | 5.8067 | 0 | 5.8067
2016-12-19 14:00 | 1.22 | 0 | 11.943 | 0 | 11.777 | 95.2836 | 22.5 | 32.0455 | 6.8871 | 0.71161 | 0 | 0 | 26.019 | 6.0265 | 6.8871 | 0 | 15.221 | 5.0737 | 16.8507 | 16.8507 | 4.593 | 1.9787 | 6.5718 | 0 | 6.5718
2016-12-19 15:00 | 1.14 | 0 | 4.0225 | 0 | 12.111 | 99.105 | 14.9935 | 21.3544 | 4.5894 | 0.8 | 74.9386 | 8.4106 | 96.293 | 0 | 13 | 66.303 | 17.544 | 5.848 | 17.959 | 17.959 | 4.7233 | 2.2807 | 7.004 | 0 | 7.004
2016-12-19 16:00 | 0.66 | 0 | 1.8553 | 0 | 12.304 | 100.8676 | 13.4993 | 19.2263 | 4.132 | 0.8 | 79.0137 | 8.868 | 98.24 | 0 | 13 | 65.582 | 19.105 | 6.3683 | 18.6723 | 18.6723 | 4.7986 | 2.4836 | 7.2822 | 0 | 7.2822
2016-12-19 17:00 | 0.37 | 0 | 18.989 | 0 | 11.381 | 118.9071 | 30 | 42.7273 | 9.1827 | 0.8 | 22.5267 | 2.5283 | 65.254 | 0 | 11.711 | 65.254 | 0 | 0 | 11.381 | 11.381 | 4.4386 | 0 | 4.4386 | 0 | 4.4386
2016-12-19 18:00 | 0.2 | 0 | 18.375 | 0 | 11.825 | 136.3634 | 30 | 42.7273 | 9.1827 | 0.8 | 22.6067 | 2.5372 | 65.334 | 0 | 11.72 | 65.334 | 0 | 0 | 11.825 | 11.825 | 4.6117 | 0 | 4.6117 | 0 | 4.6117
2016-12-19 19:00 | 0.04 | 0 | 16.265 | 0 | 13.775 | 151.8151 | 30 | 42.7273 | 9.1827 | 0.8 | 22.9007 | 2.5702 | 65.628 | 0 | 11.753 | 65.628 | 0 | 0 | 13.775 | 13.775 | 5.3723 | 0 | 5.3723 | 0 | 5.3723
2016-12-19 20:00 | 0 | 20.688 | 0 | 0 | 20.688 | 130.0383 | 0 | 0 | 0 | 0 | 0 | 0 | 0 | 0 | 0 | 0 | 0 | 0 | 20.688 | 20.688 | 8.0683 | 0 | 8.0683 | 0 | 8.0683
2016-12-19 21:00 | 0 | 22.237 | 0 | 0 | 22.237 | 106.6309 | 0 | 0 | 0 | 0 | 0 | 0 | 0 | 0 | 0 | 0 | 0 | 0 | 22.237 | 22.237 | 8.6724 | 0 | 8.6724 | 0 | 8.6724
2016-12-19 22:00 | 0 | 12.952 | 0 | 0 | 20.452 | 92.9972 | 7.5 | 10.6818 | 2.2957 | 0.33 | 0 | 0 | 0 | 10.6818 | 2.2957 | 0 | 0 | 0 | 20.452 | 20.452 | 7.9763 | 0 | 7.9763 | 0 | 7.9763
2016-12-19 23:00 | 0 | 18.659 | 0 | 0 | 18.659 | 73.3562 | 0 | 0 | 0 | 0 | 0 | 0 | 0 | 0 | 0 | 0 | 0 | 0 | 18.659 | 18.659 | 7.277 | 0 | 7.277 | 0 | 7.277
2016-12-20 | 0 | 3.5505 | 0 | 0 | 16.346 | 69.6188 | 12.7955 | 18.2239 | 3.9166 | 0.79154 | 0 | 0 | 17.896 | 0.32791 | 3.9166 | 0 | 10.469 | 3.4897 | 19.8357 | 19.8357 | 6.3749 | 1.361 | 7.7359 | 0 | 7.7359
2016-12-20 01:00 | 0 | 0 | 0 | 0 | 14.3 | 69.6188 | 14.3 | 20.3667 | 4.3771 | 0.69822 | 0 | 0 | 15.956 | 4.4107 | 4.3771 | 0 | 9.334 | 3.1113 | 17.4113 | 17.4113 | 5.577 | 1.2134 | 6.7904 | 0 | 6.7904
2016-12-20 02:00 | 0 | 0 | 0 | 0 | 13.494 | 69.6188 | 13.494 | 19.2187 | 4.1304 | 0.67665 | 0 | 0 | 14.175 | 5.0437 | 4.1304 | 0 | 8.292 | 2.764 | 16.258 | 16.258 | 5.2627 | 1.078 | 6.3406 | 0 | 6.3406
2016-12-20 03:00 | 0 | 0 | 0 | 0 | 13.413 | 69.6188 | 13.413 | 19.1034 | 4.1056 | 0.63906 | 0 | 0 | 12.562 | 6.5414 | 4.1056 | 0 | 7.349 | 2.4497 | 15.8627 | 15.8627 | 5.2311 | 0.95537 | 6.1864 | 0 | 6.1864
2016-12-20 04:00 | 0 | 0 | 0 | 0 | 12.579 | 69.6188 | 12.579 | 17.9155 | 3.8503 | 0.62487 | 0 | 0 | 11.24 | 6.6755 | 3.8503 | 0 | 6.576 | 2.192 | 14.771 | 14.771 | 4.9058 | 0.85488 | 5.7607 | 0 | 5.7607
2016-12-20 05:00 | 0 | 11.56 | 0 | 0 | 11.56 | 57.4504 | 0 | 0 | 0 | 0 | 0 | 0 | 0 | 0 | 0 | 0 | 0 | 0 | 11.56 | 11.56 | 4.5084 | 0 | 4.5084 | 0 | 4.5084
2016-12-20 06:00 | 0.01 | 9.486 | 0 | 0 | 9.496 | 47.4651 | 0 | 0 | 0 | 0 | 0 | 0 | 0 | 0 | 0 | 0 | 0 | 0 | 9.496 | 9.496 | 3.7034 | 0 | 3.7034 | 0 | 3.7034
2016-12-20 07:00 | 0.17 | 8.101 | 0 | 0 | 8.271 | 38.9378 | 0 | 0 | 0 | 0 | 0 | 0 | 0 | 0 | 0 | 0 | 0 | 0 | 8.271 | 8.271 | 3.2257 | 0 | 3.2257 | 0 | 3.2257
2016-12-20 08:00 | 0.5 | 8.146 | 0 | 0 | 8.646 | 30.363 | 0 | 0 | 0 | 0 | 0 | 0 | 0 | 0 | 0 | 0 | 0 | 0 | 8.646 | 8.646 | 3.3719 | 0 | 3.3719 | 0 | 3.3719
2016-12-20 09:00 | 0.81 | 0 | 20.528 | 0 | 10.282 | 49.8646 | 30 | 42.7273 | 9.1827 | 0.8 | 29.3937 | 3.299 | 72.121 | 0 | 12.4817 | 72.121 | 0 | 0 | 10.282 | 10.282 | 4.01 | 0 | 4.01 | 0 | 4.01
2016-12-20 10:00 | 1.34 | 0 | 18.9482 | 1.8098 | 10.582 | 67.8654 | 30 | 42.7273 | 9.1827 | 0.8 | 29.3737 | 3.2967 | 72.101 | 0 | 12.4795 | 72.101 | 0 | 0 | 10.582 | 12.3918 | 4.127 | 0 | 4.127 | 0.70582 | 4.8328
2016-12-20 11:00 | 1.67 | 0 | 0 | 21.04 | 10.63 | 67.8654 | 30 | 42.7273 | 9.1827 | 0.8 | 29.2517 | 3.283 | 71.979 | 0 | 12.4658 | 71.979 | 0 | 0 | 10.63 | 31.67 | 4.1457 | 0 | 4.1457 | 8.2056 | 12.3513
2016-12-20 12:00 | 1.26 | 0 | 15.2591 | 0 | 10.711 | 82.3616 | 24.7101 | 35.1932 | 7.5635 | 0.8 | 48.4388 | 5.4365 | 83.632 | 0 | 13 | 70.989 | 7.396 | 2.4653 | 13.1763 | 13.1763 | 4.1773 | 0.96148 | 5.1388 | 0 | 5.1388
2016-12-20 13:00 | 1.29 | 0 | 5.409 | 0 | 10.881 | 87.5001 | 15 | 21.3636 | 4.5914 | 0.8 | 65.2674 | 7.3252 | 86.631 | 0 | 11.9165 | 69.879 | 9.8 | 3.2667 | 14.1477 | 14.1477 | 4.2436 | 1.274 | 5.5176 | 0 | 5.5176
2016-12-20 14:00 | 1.28 | 0 | 5.19 | 0 | 11.09 | 92.4306 | 15 | 21.3636 | 4.5914 | 0.8 | 0.11736 | 0.013172 | 21.481 | 0 | 4.6045 | 0 | 12.566 | 4.1887 | 15.2787 | 15.2787 | 4.3251 | 1.6336 | 5.9587 | 0 | 5.9587
2016-12-20 15:00 | 1.09 | 0 | 4.416 | 0 | 11.674 | 96.6258 | 15 | 21.3636 | 4.5914 | 0.8 | 71.8254 | 8.0612 | 93.189 | 0 | 12.6526 | 67.452 | 15.056 | 5.0187 | 16.6927 | 16.6927 | 4.5529 | 1.9573 | 6.5101 | 0 | 6.5101
2016-12-20 16:00 | 0.97 | 0 | 3.909 | 0 | 12.061 | 100.3394 | 15 | 21.3636 | 4.5914 | 0.8 | 74.1494 | 8.322 | 95.513 | 0 | 12.9134 | 66.591 | 16.919 | 5.6397 | 17.7007 | 17.7007 | 4.7038 | 2.1995 | 6.9033 | 0 | 6.9033
2016-12-20 17:00 | 0.92 | 0 | 19.276 | 0 | 11.644 | 118.6516 | 30 | 42.7273 | 9.1827 | 0.8 | 23.4927 | 2.6367 | 66.22 | 0 | 11.8194 | 66.22 | 0 | 0 | 11.644 | 11.644 | 4.5412 | 0 | 4.5412 | 0 | 4.5412
2016-12-20 18:00 | 0.38 | 0 | 18.263 | 0 | 12.117 | 136.0014 | 30 | 42.7273 | 9.1827 | 0.8 | 23.4137 | 2.6278 | 66.141 | 0 | 11.8105 | 66.141 | 0 | 0 | 12.117 | 12.117 | 4.7256 | 0 | 4.7256 | 0 | 4.7256
2016-12-20 19:00 | 0.04 | 0 | 16.646 | 0 | 13.394 | 151.8151 | 30 | 42.7273 | 9.1827 | 0.8 | 23.5337 | 2.6413 | 66.261 | 0 | 11.824 | 66.261 | 0 | 0 | 13.394 | 13.394 | 5.2237 | 0 | 5.2237 | 0 | 5.2237
2016-12-20 20:00 | 0 | 19.971 | 0 | 0 | 19.971 | 130.793 | 0 | 0 | 0 | 0 | 0 | 0 | 0 | 0 | 0 | 0 | 0 | 0 | 19.971 | 19.971 | 7.7887 | 0 | 7.7887 | 0 | 7.7887
2016-12-20 21:00 | 0 | 21.118 | 0 | 0 | 21.118 | 108.5635 | 0 | 0 | 0 | 0 | 0 | 0 | 0 | 0 | 0 | 0 | 0 | 0 | 21.118 | 21.118 | 8.236 | 0 | 8.236 | 0 | 8.236
2016-12-20 22:00 | 0 | 20.581 | 0 | 0 | 20.581 | 86.8993 | 0 | 0 | 0 | 0 | 0 | 0 | 0 | 0 | 0 | 0 | 0 | 0 | 20.581 | 20.581 | 8.0266 | 0 | 8.0266 | 0 | 8.0266
2016-12-20 23:00 | 0 | 18.851 | 0 | 0 | 18.851 | 67.0562 | 0 | 0 | 0 | 0 | 0 | 0 | 0 | 0 | 0 | 0 | 0 | 0 | 18.851 | 18.851 | 7.3519 | 0 | 7.3519 | 0 | 7.3519
2016-12-21 | 0 | 4.0654 | 0 | 0 | 16.524 | 62.7768 | 12.4586 | 17.744 | 3.8135 | 0.8 | 0 | 0 | 17.744 | 0 | 3.8135 | 0 | 10.38 | 3.46 | 19.984 | 19.984 | 6.4444 | 1.3494 | 7.7938 | 0 | 7.7938
2016-12-21 01:00 | 0 | 2.8469 | 0 | 0 | 14.3 | 59.78 | 11.4531 | 16.312 | 3.5057 | 0.8 | 0 | 0 | 16.312 | 0 | 3.5057 | 0 | 9.543 | 3.181 | 17.481 | 17.481 | 5.577 | 1.2406 | 6.8176 | 0 | 6.8176
2016-12-21 02:00 | 0 | 0 | 0 | 0 | 13.605 | 59.78 | 13.605 | 19.3768 | 4.1644 | 0.69752 | 0 | 0 | 15.152 | 4.2248 | 4.1644 | 0 | 8.864 | 2.9547 | 16.5597 | 16.5597 | 5.306 | 1.1523 | 6.4583 | 0 | 6.4583
2016-12-21 03:00 | 0 | 2.8668 | 0 | 0 | 13.333 | 56.7623 | 10.4662 | 14.9064 | 3.2036 | 0.7805 | 0 | 0 | 14.288 | 0.61839 | 3.2036 | 0 | 8.359 | 2.7863 | 16.1193 | 16.1193 | 5.1999 | 1.0867 | 6.2865 | 0 | 6.2865
2016-12-21 04:00 | 0 | 3.0673 | 0 | 0 | 12.558 | 53.5335 | 9.4907 | 13.517 | 2.905 | 0.8 | 0 | 0 | 13.517 | 0 | 2.905 | 0 | 7.908 | 2.636 | 15.194 | 15.194 | 4.8976 | 1.028 | 5.9257 | 0 | 5.9257
2016-12-21 05:00 | 0 | 11.314 | 0 | 0 | 11.314 | 41.6241 | 0 | 0 | 0 | 0 | 0 | 0 | 0 | 0 | 0 | 0 | 0 | 0 | 11.314 | 11.314 | 4.4125 | 0 | 4.4125 | 0 | 4.4125
2016-12-21 06:00 | 0.01 | 9.195 | 0 | 0 | 9.205 | 31.9451 | 0 | 0 | 0 | 0 | 0 | 0 | 0 | 0 | 0 | 0 | 0 | 0 | 9.205 | 9.205 | 3.5899 | 0 | 3.5899 | 0 | 3.5899
2016-12-21 07:00 | 0.22 | 0.648 | 0 | 0 | 8.368 | 31.263 | 7.5 | 10.6818 | 2.2957 | 0.33 | 0 | 0 | 0 | 10.6818 | 2.2957 | 0 | 0 | 0 | 8.368 | 8.368 | 3.2635 | 0 | 3.2635 | 0 | 3.2635
2016-12-21 08:00 | 0.65 | 0.855 | 0 | 0 | 9.005 | 30.363 | 7.5 | 10.6818 | 2.2957 | 0.33 | 0 | 0 | 0 | 10.6818 | 2.2957 | 0 | 0 | 0 | 9.005 | 9.005 | 3.512 | 0 | 3.512 | 0 | 3.512
2016-12-21 09:00 | 0.84 | 0 | 9.6388 | 11.0342 | 10.167 | 39.5199 | 30 | 42.7273 | 9.1827 | 0.8 | 28.9437 | 3.2485 | 71.671 | 0 | 12.4312 | 71.671 | 0 | 0 | 10.167 | 21.2012 | 3.9651 | 0 | 3.9651 | 4.3033 | 8.2685
2016-12-21 10:00 | 1.25 | 0 | 0 | 21.215 | 10.035 | 39.5199 | 30 | 42.7273 | 9.1827 | 0.8 | 29.0877 | 3.2646 | 71.815 | 0 | 12.4474 | 71.815 | 0 | 0 | 10.035 | 31.25 | 3.9137 | 0 | 3.9137 | 8.2738 | 12.1875
2016-12-21 11:00 | 1.25 | 0 | 20.754 | 0 | 10.496 | 59.2362 | 30 | 42.7273 | 9.1827 | 0.8 | 29.0187 | 3.2569 | 71.746 | 0 | 12.4396 | 71.746 | 0 | 0 | 10.496 | 10.496 | 4.0934 | 0 | 4.0934 | 0 | 4.0934
2016-12-21 12:00 | 1.19 | 0 | 15.6774 | 0 | 10.634 | 74.1298 | 25.1214 | 35.779 | 7.6895 | 0.8 | 47.317 | 5.3105 | 83.096 | 0 | 13 | 71.188 | 6.966 | 2.322 | 12.956 | 12.956 | 4.1473 | 0.90558 | 5.0528 | 0 | 5.0528
2016-12-21 13:00 | 1.17 | 0 | 13.2819 | 0 | 11.282 | 86.7476 | 23.3939 | 33.3186 | 7.1607 | 0.8 | 52.0284 | 5.8393 | 85.347 | 0 | 13 | 70.355 | 8.771 | 2.9237 | 14.2057 | 14.2057 | 4.4 | 1.1402 | 5.5402 | 0 | 5.5402
2016-12-21 14:00 | 1.25 | 0 | 3.3681 | 0 | 11.513 | 89.9473 | 13.6311 | 19.414 | 4.1724 | 0.8 | 0 | 0 | 19.414 | 0 | 4.1724 | 0 | 11.357 | 3.7857 | 15.2987 | 15.2987 | 4.4901 | 1.4764 | 5.9665 | 0 | 5.9665
2016-12-21 15:00 | 1.2 | 0 | 4.354 | 0 | 11.846 | 94.0836 | 15 | 21.3636 | 4.5914 | 0.8 | 70.7514 | 7.9407 | 92.115 | 0 | 12.532 | 67.849 | 14.195 | 4.7317 | 16.5777 | 16.5777 | 4.6199 | 1.8454 | 6.4653 | 0 | 6.4653
2016-12-21 16:00 | 1.04 | 0 | 4.061 | 0 | 11.979 | 97.9416 | 15 | 21.3636 | 4.5914 | 0.8 | 73.6124 | 8.2618 | 94.976 | 0 | 12.8531 | 66.79 | 16.489 | 5.4963 | 17.4753 | 17.4753 | 4.6718 | 2.1436 | 6.8154 | 0 | 6.8154
2016-12-21 17:00 | 0.71 | 0 | 19.677 | 0 | 11.033 | 116.6347 | 30 | 42.7273 | 9.1827 | 0.8 | 23.4797 | 2.6352 | 66.207 | 0 | 11.8179 | 66.207 | 0 | 0 | 11.033 | 11.033 | 4.3029 | 0 | 4.3029 | 0 | 4.3029
2016-12-21 18:00 | 0.41 | 0 | 19.404 | 0 | 11.006 | 135.0685 | 30 | 42.7273 | 9.1827 | 0.8 | 23.2547 | 2.61 | 65.982 | 0 | 11.7927 | 65.982 | 0 | 0 | 11.006 | 11.006 | 4.2923 | 0 | 4.2923 | 0 | 4.2923
2016-12-21 19:00 | 0.04 | 0 | 17.628 | 0 | 12.412 | 151.8151 | 30 | 42.7273 | 9.1827 | 0.8 | 23.4247 | 2.629 | 66.152 | 0 | 11.8118 | 66.152 | 0 | 0 | 12.412 | 12.412 | 4.8407 | 0 | 4.8407 | 0 | 4.8407
2016-12-21 20:00 | 0 | 18.791 | 0 | 0 | 18.791 | 132.0351 | 0 | 0 | 0 | 0 | 0 | 0 | 0 | 0 | 0 | 0 | 0 | 0 | 18.791 | 18.791 | 7.3285 | 0 | 7.3285 | 0 | 7.3285
2016-12-21 21:00 | 0 | 20.666 | 0 | 0 | 20.666 | 110.2814 | 0 | 0 | 0 | 0 | 0 | 0 | 0 | 0 | 0 | 0 | 0 | 0 | 20.666 | 20.666 | 8.0597 | 0 | 8.0597 | 0 | 8.0597
2016-12-21 22:00 | 0 | 20.056 | 0 | 0 | 20.056 | 89.1699 | 0 | 0 | 0 | 0 | 0 | 0 | 0 | 0 | 0 | 0 | 0 | 0 | 20.056 | 20.056 | 7.8218 | 0 | 7.8218 | 0 | 7.8218
2016-12-21 23:00 | 0 | 18.577 | 0 | 0 | 18.577 | 69.6151 | 0 | 0 | 0 | 0 | 0 | 0 | 0 | 0 | 0 | 0 | 0 | 0 | 18.577 | 18.577 | 7.245 | 0 | 7.245 | 0 | 7.245
2016-12-22 | 0 | 1.231 | 0 | 0 | 16.231 | 68.3193 | 15 | 21.3636 | 4.5914 | 0.73654 | 0 | 0 | 18.479 | 2.8846 | 4.5914 | 0 | 10.81 | 3.6033 | 19.8343 | 19.8343 | 6.3301 | 1.4053 | 7.7354 | 0 | 7.7354
2016-12-22 01:00 | 0 | 0 | 0 | 0 | 13.678 | 68.3193 | 13.678 | 19.4808 | 4.1867 | 0.74722 | 0 | 0 | 17.293 | 2.1878 | 4.1867 | 0 | 10.117 | 3.3723 | 17.0503 | 17.0503 | 5.3344 | 1.3152 | 6.6496 | 0 | 6.6496
2016-12-22 02:00 | 0 | 0 | 0 | 0 | 13.044 | 68.3193 | 13.044 | 18.5778 | 3.9927 | 0.73736 | 0 | 0 | 16.102 | 2.4758 | 3.9927 | 0 | 9.42 | 3.14 | 16.184 | 16.184 | 5.0872 | 1.2246 | 6.3118 | 0 | 6.3118
2016-12-22 03:00 | 0 | 0 | 0 | 0 | 12.41 | 68.3193 | 12.41 | 17.6748 | 3.7986 | 0.73818 | 0 | 0 | 15.35 | 2.3248 | 3.7986 | 0 | 8.98 | 2.9933 | 15.4033 | 15.4033 | 4.8399 | 1.1674 | 6.0073 | 0 | 6.0073
2016-12-22 04:00 | 0 | 0 | 0.85264 | 0 | 11.773 | 69.1293 | 12.6256 | 17.982 | 3.8646 | 0.71652 | 0 | 0 | 14.788 | 3.194 | 3.8646 | 0 | 8.651 | 2.8837 | 14.6567 | 14.6567 | 4.5915 | 1.1246 | 5.7161 | 0 | 5.7161
2016-12-22 05:00 | 0 | 10.672 | 0 | 0 | 10.672 | 57.8957 | 0 | 0 | 0 | 0 | 0 | 0 | 0 | 0 | 0 | 0 | 0 | 0 | 10.672 | 10.672 | 4.1621 | 0 | 4.1621 | 0 | 4.1621
2016-12-22 06:00 | 0.01 | 9.184 | 0 | 0 | 9.194 | 48.2283 | 0 | 0 | 0 | 0 | 0 | 0 | 0 | 0 | 0 | 0 | 0 | 0 | 9.194 | 9.194 | 3.5857 | 0 | 3.5857 | 0 | 3.5857
2016-12-22 07:00 | 0.18 | 8.3 | 0 | 0 | 8.48 | 39.4914 | 0 | 0 | 0 | 0 | 0 | 0 | 0 | 0 | 0 | 0 | 0 | 0 | 8.48 | 8.48 | 3.3072 | 0 | 3.3072 | 0 | 3.3072
2016-12-22 08:00 | 0.46 | 8.672 | 0 | 0 | 9.132 | 30.363 | 0 | 0 | 0 | 0 | 0 | 0 | 0 | 0 | 0 | 0 | 0 | 0 | 9.132 | 9.132 | 3.5615 | 0 | 3.5615 | 0 | 3.5615
2016-12-22 09:00 | 0.71 | 0 | 0 | 20.742 | 9.968 | 30.363 | 30 | 42.7273 | 9.1827 | 0.8 | 28.7437 | 3.226 | 71.471 | 0 | 12.4087 | 71.471 | 0 | 0 | 9.968 | 30.71 | 3.8875 | 0 | 3.8875 | 8.0894 | 11.9769
2016-12-22 10:00 | 0.93 | 0 | 8.4273 | 12.0047 | 10.498 | 38.3689 | 30 | 42.7273 | 9.1827 | 0.8 | 28.9737 | 3.2518 | 71.701 | 0 | 12.4346 | 71.701 | 0 | 0 | 10.498 | 22.5027 | 4.0942 | 0 | 4.0942 | 4.6819 | 8.7761
2016-12-22 11:00 | 0.86 | 0 | 20.193 | 0 | 10.667 | 57.5523 | 30 | 42.7273 | 9.1827 | 0.8 | 29.0137 | 3.2563 | 71.741 | 0 | 12.439 | 71.741 | 0 | 0 | 10.667 | 10.667 | 4.1601 | 0 | 4.1601 | 0 | 4.1601
2016-12-22 12:00 | 1.3 | 0 | 15.0665 | 0 | 11.246 | 71.8654 | 25.0125 | 35.6238 | 7.6561 | 0.8 | 47.6142 | 5.3439 | 83.238 | 0 | 13 | 71.135 | 7.08 | 2.36 | 13.606 | 13.606 | 4.3859 | 0.9204 | 5.3063 | 0 | 5.3063
2016-12-22 13:00 | 1.37 | 0 | 12.8632 | 0 | 11.207 | 84.0854 | 22.7002 | 32.3305 | 6.9483 | 0.8 | 53.9205 | 6.0517 | 86.251 | 0 | 13 | 70.02 | 9.495 | 3.165 | 14.372 | 14.372 | 4.3707 | 1.2344 | 5.6051 | 0 | 5.6051
2016-12-22 14:00 | 1.48 | 0 | 5.5134 | 0 | 10.66 | 89.3232 | 14.6934 | 20.927 | 4.4975 | 0.8 | 0 | 0 | 20.927 | 0 | 4.4975 | 0 | 12.242 | 4.0807 | 14.7407 | 14.7407 | 4.1574 | 1.5915 | 5.7489 | 0 | 5.7489
2016-12-22 15:00 | 0.9 | 0 | 4.956 | 0 | 10.944 | 94.0314 | 15 | 21.3636 | 4.5914 | 0.8 | 71.6304 | 8.0393 | 92.994 | 0 | 12.6307 | 67.524 | 14.9 | 4.9667 | 15.9107 | 15.9107 | 4.2682 | 1.937 | 6.2052 | 0 | 6.2052
2016-12-22 16:00 | 1.05 | 0 | 4.525 | 0 | 11.525 | 98.3301 | 15 | 21.3636 | 4.5914 | 0.8 | 73.9754 | 8.3025 | 95.339 | 0 | 12.8939 | 66.656 | 16.78 | 5.5933 | 17.1183 | 17.1183 | 4.4948 | 2.1814 | 6.6761 | 0 | 6.6761
2016-12-22 17:00 | 0.54 | 0 | 19.428 | 0 | 11.112 | 116.7867 | 30 | 42.7273 | 9.1827 | 0.8 | 23.4177 | 2.6283 | 66.145 | 0 | 11.811 | 66.145 | 0 | 0 | 11.112 | 11.112 | 4.3337 | 0 | 4.3337 | 0 | 4.3337
2016-12-22 18:00 | 0.25 | 0 | 19.042 | 0 | 11.208 | 134.8766 | 30 | 42.7273 | 9.1827 | 0.8 | 23.2317 | 2.6074 | 65.959 | 0 | 11.7901 | 65.959 | 0 | 0 | 11.208 | 11.208 | 4.3711 | 0 | 4.3711 | 0 | 4.3711
2016-12-22 19:00 | 0.06 | 0 | 17.83 | 0 | 12.23 | 151.8151 | 30 | 42.7273 | 9.1827 | 0.8 | 23.3697 | 2.6229 | 66.097 | 0 | 11.8056 | 66.097 | 0 | 0 | 12.23 | 12.23 | 4.7697 | 0 | 4.7697 | 0 | 4.7697
2016-12-22 20:00 | 0 | 18.852 | 0 | 0 | 18.852 | 131.9709 | 0 | 0 | 0 | 0 | 0 | 0 | 0 | 0 | 0 | 0 | 0 | 0 | 18.852 | 18.852 | 7.3523 | 0 | 7.3523 | 0 | 7.3523
2016-12-22 21:00 | 0 | 20.911 | 0 | 0 | 20.911 | 109.9593 | 0 | 0 | 0 | 0 | 0 | 0 | 0 | 0 | 0 | 0 | 0 | 0 | 20.911 | 20.911 | 8.1553 | 0 | 8.1553 | 0 | 8.1553
2016-12-22 22:00 | 0 | 19.916 | 0 | 0 | 19.916 | 88.9951 | 0 | 0 | 0 | 0 | 0 | 0 | 0 | 0 | 0 | 0 | 0 | 0 | 19.916 | 19.916 | 7.7672 | 0 | 7.7672 | 0 | 7.7672
2016-12-22 23:00 | 0 | 18.363 | 0 | 0 | 18.363 | 69.6656 | 0 | 0 | 0 | 0 | 0 | 0 | 0 | 0 | 0 | 0 | 0 | 0 | 18.363 | 18.363 | 7.1616 | 0 | 7.1616 | 0 | 7.1616
2016-12-23 | 0 | 0.904 | 0 | 0 | 15.904 | 68.7141 | 15 | 21.3636 | 4.5914 | 0.71122 | 0 | 0 | 17.328 | 4.0356 | 4.5914 | 0 | 10.137 | 3.379 | 19.283 | 19.283 | 6.2026 | 1.3178 | 7.5204 | 0 | 7.5204
2016-12-23 01:00 | 0 | 0 | 0 | 0 | 14.185 | 68.7141 | 14.185 | 20.2029 | 4.3419 | 0.70174 | 0 | 0 | 15.979 | 4.2239 | 4.3419 | 0 | 9.347 | 3.1157 | 17.3007 | 17.3007 | 5.5322 | 1.2151 | 6.7473 | 0 | 6.7473
2016-12-23 02:00 | 0 | 0 | 1.2659 | 0 | 13.579 | 69.9167 | 14.8449 | 21.1428 | 4.5439 | 0.66436 | 0 | 0 | 15.041 | 6.1018 | 4.5439 | 0 | 8.799 | 2.933 | 16.512 | 16.512 | 5.2958 | 1.1439 | 6.4397 | 0 | 6.4397
2016-12-23 03:00 | 0 | 0 | 0 | 0 | 12.662 | 69.9167 | 12.662 | 18.0338 | 3.8757 | 0.69844 | 0 | 0 | 14.137 | 3.8968 | 3.8757 | 0 | 8.27 | 2.7567 | 15.4187 | 15.4187 | 4.9382 | 1.0751 | 6.0133 | 0 | 6.0133
2016-12-23 04:00 | 0 | 0 | 0 | 0 | 11.735 | 69.9167 | 11.735 | 16.7135 | 3.592 | 0.69875 | 0 | 0 | 13.113 | 3.6005 | 3.592 | 0 | 7.671 | 2.557 | 14.292 | 14.292 | 4.5766 | 0.99723 | 5.5739 | 0 | 5.5739
2016-12-23 05:00 | 0 | 11.191 | 0 | 0 | 11.191 | 58.1367 | 0 | 0 | 0 | 0 | 0 | 0 | 0 | 0 | 0 | 0 | 0 | 0 | 11.191 | 11.191 | 4.3645 | 0 | 4.3645 | 0 | 4.3645
2016-12-23 06:00 | 0 | 9.516 | 0 | 0 | 9.516 | 48.1199 | 0 | 0 | 0 | 0 | 0 | 0 | 0 | 0 | 0 | 0 | 0 | 0 | 9.516 | 9.516 | 3.7112 | 0 | 3.7112 | 0 | 3.7112
2016-12-23 07:00 | 0.06 | 8.56 | 0 | 0 | 8.62 | 39.1093 | 0 | 0 | 0 | 0 | 0 | 0 | 0 | 0 | 0 | 0 | 0 | 0 | 8.62 | 8.62 | 3.3618 | 0 | 3.3618 | 0 | 3.3618
2016-12-23 08:00 | 0.2 | 8.309 | 0 | 0 | 8.509 | 30.363 | 0 | 0 | 0 | 0 | 0 | 0 | 0 | 0 | 0 | 0 | 0 | 0 | 8.509 | 8.509 | 3.3185 | 0 | 3.3185 | 0 | 3.3185
2016-12-23 09:00 | 0.41 | 0 | 0 | 21.147 | 9.263 | 30.363 | 30 | 42.7273 | 9.1827 | 0.8 | 28.9867 | 3.2533 | 71.714 | 0 | 12.436 | 71.714 | 0 | 0 | 9.263 | 30.41 | 3.6126 | 0 | 3.6126 | 8.2473 | 11.8599
2016-12-23 10:00 | 0.87 | 0 | 13.7585 | 7.2865 | 9.825 | 43.4336 | 30 | 42.7273 | 9.1827 | 0.8 | 29.1007 | 3.2661 | 71.828 | 0 | 12.4488 | 71.828 | 0 | 0 | 9.825 | 17.1115 | 3.8317 | 0 | 3.8317 | 2.8417 | 6.6735
2016-12-23 11:00 | 1.2 | 0 | 21.11 | 0 | 10.09 | 63.4881 | 30 | 42.7273 | 9.1827 | 0.8 | 29.0147 | 3.2564 | 71.742 | 0 | 12.4392 | 71.742 | 0 | 0 | 10.09 | 10.09 | 3.9351 | 0 | 3.9351 | 0 | 3.9351
2016-12-23 12:00 | 1.37 | 0 | 14.7929 | 0 | 10.76 | 77.5413 | 24.1829 | 34.4423 | 7.4022 | 0.8 | 49.8767 | 5.5978 | 84.319 | 0 | 13 | 70.735 | 7.947 | 2.649 | 13.409 | 13.409 | 4.1964 | 1.0331 | 5.2295 | 0 | 5.2295
2016-12-23 13:00 | 1.41 | 0 | 5.493 | 0 | 10.917 | 82.7597 | 15 | 21.3636 | 4.5914 | 0.8 | 65.6164 | 7.3644 | 86.98 | 0 | 11.9557 | 69.75 | 10.079 | 3.3597 | 14.2767 | 14.2767 | 4.2576 | 1.3103 | 5.5679 | 0 | 5.5679
2016-12-23 14:00 | 1.55 | 0 | 5.7399 | 0 | 10.738 | 88.2126 | 14.9279 | 21.261 | 4.5693 | 0.8 | 0 | 0 | 21.261 | 0 | 4.5693 | 0 | 12.437 | 4.1457 | 14.8837 | 14.8837 | 4.1878 | 1.6168 | 5.8046 | 0 | 5.8046
2016-12-23 15:00 | 1.36 | 0 | 5.05 | 0 | 11.31 | 93.0101 | 15 | 21.3636 | 4.5914 | 0.8 | 71.1734 | 7.988 | 92.537 | 0 | 12.5794 | 67.693 | 14.534 | 4.8447 | 16.1547 | 16.1547 | 4.4109 | 1.8894 | 6.3003 | 0 | 6.3003
2016-12-23 16:00 | 1.26 | 0 | 4.9 | 0 | 11.36 | 97.6651 | 15 | 21.3636 | 4.5914 | 0.8 | 73.5284 | 8.2523 | 94.892 | 0 | 12.8437 | 66.821 | 16.421 | 5.4737 | 16.8337 | 16.8337 | 4.4304 | 2.1347 | 6.5651 | 0 | 6.5651
2016-12-23 17:00 | 0.95 | 0 | 20.034 | 0 | 10.916 | 116.6974 | 30 | 42.7273 | 9.1827 | 0.8 | 23.6087 | 2.6497 | 66.336 | 0 | 11.8324 | 66.336 | 0 | 0 | 10.916 | 10.916 | 4.2572 | 0 | 4.2572 | 0 | 4.2572
2016-12-23 18:00 | 0.43 | 0 | 19.502 | 0 | 10.928 | 135.2243 | 30 | 42.7273 | 9.1827 | 0.8 | 23.4757 | 2.6348 | 66.203 | 0 | 11.8175 | 66.203 | 0 | 0 | 10.928 | 10.928 | 4.2619 | 0 | 4.2619 | 0 | 4.2619
2016-12-23 19:00 | 0.03 | 0 | 17.464 | 0 | 12.566 | 151.8151 | 30 | 42.7273 | 9.1827 | 0.8 | 23.6017 | 2.6489 | 66.329 | 0 | 11.8316 | 66.329 | 0 | 0 | 12.566 | 12.566 | 4.9007 | 0 | 4.9007 | 0 | 4.9007
2016-12-23 20:00 | 0 | 19.394 | 0 | 0 | 19.394 | 131.4004 | 0 | 0 | 0 | 0 | 0 | 0 | 0 | 0 | 0 | 0 | 0 | 0 | 19.394 | 19.394 | 7.5637 | 0 | 7.5637 | 0 | 7.5637
2016-12-23 21:00 | 0 | 20.614 | 0 | 0 | 20.614 | 109.7014 | 0 | 0 | 0 | 0 | 0 | 0 | 0 | 0 | 0 | 0 | 0 | 0 | 20.614 | 20.614 | 8.0395 | 0 | 8.0395 | 0 | 8.0395
2016-12-23 22:00 | 0 | 20.68 | 0 | 0 | 20.68 | 87.933 | 0 | 0 | 0 | 0 | 0 | 0 | 0 | 0 | 0 | 0 | 0 | 0 | 20.68 | 20.68 | 8.0652 | 0 | 8.0652 | 0 | 8.0652
2016-12-23 23:00 | 0 | 18.56 | 0 | 0 | 18.56 | 68.3962 | 0 | 0 | 0 | 0 | 0 | 0 | 0 | 0 | 0 | 0 | 0 | 0 | 18.56 | 18.56 | 7.2384 | 0 | 7.2384 | 0 | 7.2384
2016-12-24 | 0 | 1.43 | 0 | 0 | 16.43 | 66.8909 | 15 | 21.3636 | 4.5914 | 0.70906 | 0 | 0 | 17.23 | 4.1336 | 4.5914 | 0 | 10.079 | 3.3597 | 19.7897 | 19.7897 | 6.4077 | 1.3103 | 7.718 | 0 | 7.718
2016-12-24 01:00 | 0 | 0 | 0.88 | 0 | 14.12 | 67.7269 | 15 | 21.3636 | 4.5914 | 0.69005 | 0 | 0 | 16.366 | 4.9976 | 4.5914 | 0 | 9.574 | 3.1913 | 17.3113 | 17.3113 | 5.5068 | 1.2446 | 6.7514 | 0 | 6.7514
2016-12-24 02:00 | 0 | 0 | 0 | 0 | 13.534 | 67.7269 | 13.534 | 19.2757 | 4.1426 | 0.7264 | 0 | 0 | 16.257 | 3.0187 | 4.1426 | 0 | 9.511 | 3.1703 | 16.7043 | 16.7043 | 5.2783 | 1.2364 | 6.5147 | 0 | 6.5147
2016-12-24 03:00 | 0 | 0 | 0.66858 | 0 | 12.238 | 68.3621 | 12.9066 | 18.3821 | 3.9506 | 0.71294 | 0 | 0 | 14.977 | 3.4051 | 3.9506 | 0 | 8.761 | 2.9203 | 15.1583 | 15.1583 | 4.7728 | 1.1389 | 5.9118 | 0 | 5.9118
2016-12-24 04:00 | 0 | 0 | 3.088 | 0 | 11.912 | 71.2957 | 15 | 21.3636 | 4.5914 | 0.62821 | 0 | 0 | 13.555 | 7.8086 | 4.5914 | 0 | 7.93 | 2.6433 | 14.5553 | 14.5553 | 4.6457 | 1.0309 | 5.6766 | 0 | 5.6766
2016-12-24 05:00 | 0 | 11.415 | 0 | 0 | 11.415 | 59.2799 | 0 | 0 | 0 | 0 | 0 | 0 | 0 | 0 | 0 | 0 | 0 | 0 | 11.415 | 11.415 | 4.4518 | 0 | 4.4518 | 0 | 4.4518
2016-12-24 06:00 | 0.01 | 9.752 | 0 | 0 | 9.762 | 49.0146 | 0 | 0 | 0 | 0 | 0 | 0 | 0 | 0 | 0 | 0 | 0 | 0 | 9.762 | 9.762 | 3.8072 | 0 | 3.8072 | 0 | 3.8072
2016-12-24 07:00 | 0.15 | 8.993 | 0 | 0 | 9.143 | 39.5483 | 0 | 0 | 0 | 0 | 0 | 0 | 0 | 0 | 0 | 0 | 0 | 0 | 9.143 | 9.143 | 3.5658 | 0 | 3.5658 | 0 | 3.5658
2016-12-24 08:00 | 0.53 | 8.726 | 0 | 0 | 9.256 | 30.363 | 0 | 0 | 0 | 0 | 0 | 0 | 0 | 0 | 0 | 0 | 0 | 0 | 9.256 | 9.256 | 3.6098 | 0 | 3.6098 | 0 | 3.6098
2016-12-24 09:00 | 0.85 | 0 | 20.565 | 0 | 10.285 | 49.8998 | 30 | 42.7273 | 9.1827 | 0.8 | 29.7887 | 3.3433 | 72.516 | 0 | 12.526 | 72.516 | 0 | 0 | 10.285 | 10.285 | 4.0111 | 0 | 4.0111 | 0 | 4.0111
2016-12-24 10:00 | 1.26 | 0 | 0 | 20.711 | 10.549 | 49.8998 | 30 | 42.7273 | 9.1827 | 0.8 | 29.9427 | 3.3606 | 72.67 | 0 | 12.5433 | 72.67 | 0 | 0 | 10.549 | 31.26 | 4.1141 | 0 | 4.1141 | 8.0773 | 12.1914
2016-12-24 11:00 | 1.36 | 0 | 11.1147 | 9.5803 | 10.665 | 60.4587 | 30 | 42.7273 | 9.1827 | 0.8 | 29.9837 | 3.3652 | 72.711 | 0 | 12.5479 | 72.711 | 0 | 0 | 10.665 | 20.2453 | 4.1593 | 0 | 4.1593 | 3.7363 | 7.8957
2016-12-24 12:00 | 1.6 | 0 | 17.4973 | 0 | 11.099 | 77.0811 | 26.9963 | 38.4493 | 8.2633 | 0.8 | 42.2037 | 4.7367 | 80.653 | 0 | 13 | 72.092 | 5.008 | 1.6693 | 12.7683 | 12.7683 | 4.3286 | 0.65104 | 4.9797 | 0 | 4.9797
2016-12-24 13:00 | 1.58 | 0 | 14.6117 | 0 | 11.597 | 90.9623 | 24.6287 | 35.0773 | 7.5386 | 0.8 | 48.6607 | 5.4614 | 83.738 | 0 | 13 | 70.95 | 7.481 | 2.4937 | 14.0907 | 14.0907 | 4.5228 | 0.97253 | 5.4954 | 0 | 5.4954
2016-12-24 14:00 | 1.51 | 0 | 1.7736 | 0 | 12.143 | 92.6472 | 12.4066 | 17.67 | 3.7975 | 0.8 | 0 | 0 | 17.67 | 0 | 3.7975 | 0 | 10.337 | 3.4457 | 15.5887 | 15.5887 | 4.7358 | 1.3438 | 6.0796 | 0 | 6.0796
2016-12-24 15:00 | 1.38 | 0 | 3.981 | 0 | 12.399 | 96.4292 | 15 | 21.3636 | 4.5914 | 0.8 | 69.0934 | 7.7546 | 90.457 | 0 | 12.346 | 68.463 | 12.866 | 4.2887 | 16.6877 | 16.6877 | 4.8356 | 1.6726 | 6.5082 | 0 | 6.5082
2016-12-24 16:00 | 1.28 | 0 | 3.812 | 0 | 12.468 | 100.0506 | 15 | 21.3636 | 4.5914 | 0.8 | 70.5964 | 7.9233 | 91.96 | 0 | 12.5146 | 67.906 | 14.072 | 4.6907 | 17.1587 | 17.1587 | 4.8625 | 1.8294 | 6.6919 | 0 | 6.6919
2016-12-24 17:00 | 0.95 | 0 | 19.196 | 0 | 11.754 | 118.2868 | 30 | 42.7273 | 9.1827 | 0.8 | 25.0587 | 2.8124 | 67.786 | 0 | 11.9952 | 67.786 | 0 | 0 | 11.754 | 11.754 | 4.5841 | 0 | 4.5841 | 0 | 4.5841
2016-12-24 18:00 | 0.39 | 0 | 18.875 | 0 | 11.515 | 136.218 | 30 | 42.7273 | 9.1827 | 0.8 | 25.1647 | 2.8243 | 67.892 | 0 | 12.0071 | 67.892 | 0 | 0 | 11.515 | 11.515 | 4.4909 | 0 | 4.4909 | 0 | 4.4909
2016-12-24 19:00 | 0.04 | 0 | 16.418 | 0 | 13.622 | 151.8151 | 30 | 42.7273 | 9.1827 | 0.8 | 25.4097 | 2.8518 | 68.137 | 0 | 12.0346 | 68.137 | 0 | 0 | 13.622 | 13.622 | 5.3126 | 0 | 5.3126 | 0 | 5.3126
2016-12-24 20:00 | 0 | 20.823 | 0 | 0 | 20.823 | 129.8962 | 0 | 0 | 0 | 0 | 0 | 0 | 0 | 0 | 0 | 0 | 0 | 0 | 20.823 | 20.823 | 8.121 | 0 | 8.121 | 0 | 8.121
2016-12-24 21:00 | 0 | 21.652 | 0 | 0 | 21.652 | 107.1046 | 0 | 0 | 0 | 0 | 0 | 0 | 0 | 0 | 0 | 0 | 0 | 0 | 21.652 | 21.652 | 8.4443 | 0 | 8.4443 | 0 | 8.4443
2016-12-24 22:00 | 0 | 20.407 | 0 | 0 | 20.407 | 85.6235 | 0 | 0 | 0 | 0 | 0 | 0 | 0 | 0 | 0 | 0 | 0 | 0 | 20.407 | 20.407 | 7.9587 | 0 | 7.9587 | 0 | 7.9587
2016-12-24 23:00 | 0 | 18.801 | 0 | 0 | 18.801 | 65.833 | 0 | 0 | 0 | 0 | 0 | 0 | 0 | 0 | 0 | 0 | 0 | 0 | 18.801 | 18.801 | 7.3324 | 0 | 7.3324 | 0 | 7.3324
2016-12-25 | 0 | 8.677 | 0 | 0 | 16.177 | 56.6993 | 7.5 | 10.6818 | 2.2957 | 0.79543 | 0 | 0 | 10.578 | 0.10382 | 2.2957 | 0 | 6.188 | 2.0627 | 18.2397 | 18.2397 | 6.309 | 0.80444 | 7.1135 | 0 | 7.1135
2016-12-25 01:00 | 0 | 6.613 | 0 | 0 | 14.113 | 49.7383 | 7.5 | 10.6818 | 2.2957 | 0.74448 | 0 | 0 | 9.42 | 1.2618 | 2.2957 | 0 | 5.51 | 1.8367 | 15.9497 | 15.9497 | 5.5041 | 0.7163 | 6.2204 | 0 | 6.2204
2016-12-25 02:00 | 0 | 6.151 | 0 | 0 | 13.651 | 43.2635 | 7.5 | 10.6818 | 2.2957 | 0.70787 | 0 | 0 | 8.588 | 2.0938 | 2.2957 | 0 | 5.024 | 1.6747 | 15.3257 | 15.3257 | 5.3239 | 0.65312 | 5.977 | 0 | 5.977
2016-12-25 03:00 | 0 | 5.454 | 0 | 0 | 12.954 | 37.5225 | 7.5 | 10.6818 | 2.2957 | 0.67795 | 0 | 0 | 7.908 | 2.7738 | 2.2957 | 0 | 4.626 | 1.542 | 14.496 | 14.496 | 5.0521 | 0.60138 | 5.6534 | 0 | 5.6534
2016-12-25 04:00 | 0 | 4.664 | 0 | 0 | 12.164 | 32.613 | 7.5 | 10.6818 | 2.2957 | 0.64222 | 0 | 0 | 7.096 | 3.5858 | 2.2957 | 0 | 4.151 | 1.3837 | 13.5477 | 13.5477 | 4.744 | 0.53963 | 5.2836 | 0 | 5.2836
2016-12-25 05:00 | 0 | 2.1375 | 0 | 0 | 11.727 | 30.363 | 9.5895 | 13.6578 | 2.9353 | 0.33 | 0 | 0 | 0 | 13.6578 | 2.9353 | 0 | 0 | 0 | 11.727 | 11.727 | 4.5735 | 0 | 4.5735 | 0 | 4.5735
2016-12-25 06:00 | 0 | 0 | 0 | 0 | 10.066 | 30.363 | 10.066 | 14.3364 | 3.0811 | 0.33 | 0 | 0 | 0 | 14.3364 | 3.0811 | 0 | 0 | 0 | 10.066 | 10.066 | 3.9257 | 0 | 3.9257 | 0 | 3.9257
2016-12-25 07:00 | 0.19 | 0 | 0 | 0 | 8.937 | 30.363 | 8.747 | 12.4578 | 2.6774 | 0.33 | 0 | 0 | 0 | 12.4578 | 2.6774 | 0 | 0 | 0 | 8.937 | 8.937 | 3.4854 | 0 | 3.4854 | 0 | 3.4854
2016-12-25 08:00 | 0.39 | 0 | 0 | 0 | 9.518 | 30.363 | 9.128 | 13.0005 | 2.794 | 0.33 | 0 | 0 | 0 | 13.0005 | 2.794 | 0 | 0 | 0 | 9.518 | 9.518 | 3.712 | 0 | 3.712 | 0 | 3.712
2016-12-25 09:00 | 0.8 | 0 | 0 | 19.933 | 10.867 | 30.363 | 30 | 42.7273 | 9.1827 | 0.8 | 30.0977 | 3.378 | 72.825 | 0 | 12.5607 | 72.825 | 0 | 0 | 10.867 | 30.8 | 4.2381 | 0 | 4.2381 | 7.7739 | 12.012
2016-12-25 10:00 | 1.25 | 0 | 12.9798 | 7.4992 | 10.771 | 42.6938 | 30 | 42.7273 | 9.1827 | 0.8 | 30.0567 | 3.3734 | 72.784 | 0 | 12.5561 | 72.784 | 0 | 0 | 10.771 | 18.2702 | 4.2007 | 0 | 4.2007 | 2.9247 | 7.1254
2016-12-25 11:00 | 1.38 | 0 | 20.225 | 0 | 11.155 | 61.9076 | 30 | 42.7273 | 9.1827 | 0.8 | 29.9137 | 3.3573 | 72.641 | 0 | 12.5401 | 72.641 | 0 | 0 | 11.155 | 11.155 | 4.3504 | 0 | 4.3504 | 0 | 4.3504
2016-12-25 12:00 | 1.56 | 0 | 16.5839 | 0 | 11.472 | 77.6623 | 26.4959 | 37.7366 | 8.1102 | 0.8 | 43.5684 | 4.8898 | 81.305 | 0 | 13 | 71.851 | 5.531 | 1.8437 | 13.3157 | 13.3157 | 4.4741 | 0.71903 | 5.1931 | 0 | 5.1931
2016-12-25 13:00 | 1.53 | 0 | 14.9353 | 0 | 11.116 | 91.8508 | 24.5213 | 34.9243 | 7.5058 | 0.8 | 48.9537 | 5.4942 | 83.878 | 0 | 13 | 70.898 | 7.594 | 2.5313 | 13.6473 | 13.6473 | 4.3352 | 0.98722 | 5.3225 | 0 | 5.3225
2016-12-25 14:00 | 1.28 | 0 | 1.5983 | 0 | 11.495 | 93.3692 | 11.8133 | 16.825 | 3.6159 | 0.8 | 0 | 0 | 16.825 | 0 | 3.6159 | 0 | 9.843 | 3.281 | 14.776 | 14.776 | 4.4831 | 1.2796 | 5.7626 | 0 | 5.7626
2016-12-25 15:00 | 0.81 | 0 | 3.59 | 0 | 12.22 | 96.7797 | 15 | 21.3636 | 4.5914 | 0.8 | 68.0594 | 7.6385 | 89.423 | 0 | 12.2299 | 68.846 | 12.038 | 4.0127 | 16.2327 | 16.2327 | 4.7658 | 1.5649 | 6.3307 | 0 | 6.3307
2016-12-25 16:00 | 0.89 | 0 | 3.021 | 0 | 12.869 | 99.6497 | 15 | 21.3636 | 4.5914 | 0.8 | 70.2844 | 7.8883 | 91.648 | 0 | 12.4796 | 68.022 | 13.821 | 4.607 | 17.476 | 17.476 | 5.0189 | 1.7967 | 6.8156 | 0 | 6.8156
2016-12-25 17:00 | 0.74 | 0 | 19.227 | 0 | 11.513 | 117.9153 | 30 | 42.7273 | 9.1827 | 0.8 | 24.6297 | 2.7643 | 67.357 | 0 | 11.947 | 67.357 | 0 | 0 | 11.513 | 11.513 | 4.4901 | 0 | 4.4901 | 0 | 4.4901
2016-12-25 18:00 | 0.33 | 0 | 18.915 | 0 | 11.415 | 135.8846 | 30 | 42.7273 | 9.1827 | 0.8 | 24.2847 | 2.7256 | 67.012 | 0 | 11.9083 | 67.012 | 0 | 0 | 11.415 | 11.415 | 4.4518 | 0 | 4.4518 | 0 | 4.4518
2016-12-25 19:00 | 0.06 | 0 | 16.769 | 0 | 13.291 | 151.8151 | 30 | 42.7273 | 9.1827 | 0.8 | 24.3877 | 2.7371 | 67.115 | 0 | 11.9199 | 67.115 | 0 | 0 | 13.291 | 13.291 | 5.1835 | 0 | 5.1835 | 0 | 5.1835
2016-12-25 20:00 | 0 | 20.124 | 0 | 0 | 20.124 | 130.632 | 0 | 0 | 0 | 0 | 0 | 0 | 0 | 0 | 0 | 0 | 0 | 0 | 20.124 | 20.124 | 7.8484 | 0 | 7.8484 | 0 | 7.8484
2016-12-25 21:00 | 0 | 22.052 | 0 | 0 | 22.052 | 107.4193 | 0 | 0 | 0 | 0 | 0 | 0 | 0 | 0 | 0 | 0 | 0 | 0 | 22.052 | 22.052 | 8.6003 | 0 | 8.6003 | 0 | 8.6003
2016-12-25 22:00 | 0 | 21.502 | 0 | 0 | 21.502 | 84.7856 | 0 | 0 | 0 | 0 | 0 | 0 | 0 | 0 | 0 | 0 | 0 | 0 | 21.502 | 21.502 | 8.3858 | 0 | 8.3858 | 0 | 8.3858
2016-12-25 23:00 | 0 | 18.539 | 0 | 0 | 18.539 | 65.2709 | 0 | 0 | 0 | 0 | 0 | 0 | 0 | 0 | 0 | 0 | 0 | 0 | 18.539 | 18.539 | 7.2302 | 0 | 7.2302 | 0 | 7.2302
2016-12-26 | 0 | 6.4625 | 0 | 0 | 15.567 | 58.4683 | 9.1045 | 12.967 | 2.7868 | 0.8 | 0 | 0 | 12.967 | 0 | 2.7868 | 0 | 7.586 | 2.5287 | 18.0957 | 18.0957 | 6.0711 | 0.98618 | 7.0573 | 0 | 7.0573
2016-12-26 01:00 | 0 | 4.043 | 0 | 0 | 13.458 | 54.2125 | 9.415 | 13.4093 | 2.8819 | 0.68177 | 0 | 0 | 10.036 | 3.3733 | 2.8819 | 0 | 5.871 | 1.957 | 15.415 | 15.415 | 5.2486 | 0.76323 | 6.0119 | 0 | 6.0119
2016-12-26 02:00 | 0 | 4.584 | 0 | 0 | 12.084 | 49.3872 | 7.5 | 10.6818 | 2.2957 | 0.69956 | 0 | 0 | 8.399 | 2.2828 | 2.2957 | 0 | 4.913 | 1.6377 | 13.7217 | 13.7217 | 4.7128 | 0.63869 | 5.3514 | 0 | 5.3514
2016-12-26 03:00 | 0 | 4.429 | 0 | 0 | 11.929 | 44.7251 | 7.5 | 10.6818 | 2.2957 | 0.6648 | 0 | 0 | 7.609 | 3.0728 | 2.2957 | 0 | 4.451 | 1.4837 | 13.4127 | 13.4127 | 4.6523 | 0.57863 | 5.2309 | 0 | 5.2309
2016-12-26 04:00 | 0 | 4.43 | 0 | 0 | 11.93 | 40.062 | 7.5 | 10.6818 | 2.2957 | 0.62163 | 0 | 0 | 6.628 | 4.0538 | 2.2957 | 0 | 3.877 | 1.2923 | 13.2223 | 13.2223 | 4.6527 | 0.50401 | 5.1567 | 0 | 5.1567
2016-12-26 05:00 | 0 | 0 | 0 | 0 | 11.513 | 40.062 | 11.513 | 16.3973 | 3.524 | 0.33 | 0 | 0 | 0 | 16.3973 | 3.524 | 0 | 0 | 0 | 11.513 | 11.513 | 4.4901 | 0 | 4.4901 | 0 | 4.4901
2016-12-26 06:00 | 0.01 | 0 | 0 | 0 | 10.415 | 40.062 | 10.405 | 14.8192 | 3.1849 | 0.33 | 0 | 0 | 0 | 14.8192 | 3.1849 | 0 | 0 | 0 | 10.415 | 10.415 | 4.0618 | 0 | 4.0618 | 0 | 4.0618
2016-12-26 07:00 | 0.19 | 0 | 0 | 0 | 9.429 | 40.062 | 9.239 | 13.1586 | 2.828 | 0.33 | 0 | 0 | 0 | 13.1586 | 2.828 | 0 | 0 | 0 | 9.429 | 9.429 | 3.6773 | 0 | 3.6773 | 0 | 3.6773
2016-12-26 08:00 | 0.57 | 9.214 | 0 | 0 | 9.784 | 30.363 | 0 | 0 | 0 | 0 | 0 | 0 | 0 | 0 | 0 | 0 | 0 | 0 | 9.784 | 9.784 | 3.8158 | 0 | 3.8158 | 0 | 3.8158
2016-12-26 09:00 | 0.97 | 0 | 20.559 | 0 | 10.411 | 49.8941 | 30 | 42.7273 | 9.1827 | 0.8 | 31.4747 | 3.5325 | 74.202 | 0 | 12.7153 | 74.202 | 0 | 0 | 10.411 | 10.411 | 4.0603 | 0 | 4.0603 | 0 | 4.0603
2016-12-26 10:00 | 1.2 | 0 | 20.173 | 0 | 11.027 | 69.0584 | 30 | 42.7273 | 9.1827 | 0.8 | 31.7407 | 3.5624 | 74.468 | 0 | 12.7451 | 74.468 | 0 | 0 | 11.027 | 11.027 | 4.3005 | 0 | 4.3005 | 0 | 4.3005
2016-12-26 11:00 | 1.3 | 0 | 20.4187 | 0.17832 | 10.703 | 88.4562 | 30 | 42.7273 | 9.1827 | 0.8 | 31.5337 | 3.5391 | 74.261 | 0 | 12.7219 | 74.261 | 0 | 0 | 10.703 | 10.8813 | 4.1742 | 0 | 4.1742 | 0.069544 | 4.2437
2016-12-26 12:00 | 1.57 | 0 | 0 | 17.1662 | 11.361 | 88.4562 | 26.9572 | 38.3935 | 8.2514 | 0.8 | 42.3105 | 4.7486 | 80.704 | 0 | 13 | 72.073 | 5.049 | 1.683 | 13.044 | 30.2102 | 4.4308 | 0.65637 | 5.0872 | 6.6948 | 11.782
2016-12-26 13:00 | 1.66 | 0 | 5.696 | 0 | 10.964 | 93.8674 | 15 | 21.3636 | 4.5914 | 0.8 | 65.7394 | 7.3782 | 87.103 | 0 | 11.9695 | 69.704 | 10.178 | 3.3927 | 14.3567 | 14.3567 | 4.276 | 1.3231 | 5.5991 | 0 | 5.5991
2016-12-26 14:00 | 1.45 | 0 | 0 | 4.939 | 11.511 | 93.8674 | 15 | 21.3636 | 4.5914 | 0.8 | 2.4834 | 0.27872 | 23.847 | 0 | 4.8701 | 0 | 13.951 | 4.6503 | 16.1613 | 21.1003 | 4.4893 | 1.8136 | 6.3029 | 1.9262 | 8.2291
2016-12-26 15:00 | 1.02 | 0 | 3.676 | 0 | 12.344 | 97.3596 | 15 | 21.3636 | 4.5914 | 0.8 | 73.5914 | 8.2594 | 94.955 | 0 | 12.8508 | 66.798 | 16.472 | 5.4907 | 17.8347 | 17.8347 | 4.8142 | 2.1414 | 6.9555 | 0 | 6.9555
2016-12-26 16:00 | 0.92 | 0 | 2.7536 | 0 | 12.45 | 99.9755 | 14.2836 | 20.3433 | 4.3721 | 0.8 | 76.8747 | 8.6279 | 97.218 | 0 | 13 | 65.96 | 18.286 | 6.0953 | 18.5453 | 18.5453 | 4.8555 | 2.3772 | 7.2327 | 0 | 7.2327
2016-12-26 17:00 | 0.79 | 0 | 19.417 | 0 | 11.373 | 118.4217 | 30 | 42.7273 | 9.1827 | 0.8 | 22.7137 | 2.5492 | 65.441 | 0 | 11.732 | 65.441 | 0 | 0 | 11.373 | 11.373 | 4.4355 | 0 | 4.4355 | 0 | 4.4355
2016-12-26 18:00 | 0.29 | 0 | 18.503 | 0 | 11.787 | 135.9995 | 30 | 42.7273 | 9.1827 | 0.8 | 22.5237 | 2.5279 | 65.251 | 0 | 11.7107 | 65.251 | 0 | 0 | 11.787 | 11.787 | 4.5969 | 0 | 4.5969 | 0 | 4.5969
2016-12-26 19:00 | 0.06 | 0 | 16.648 | 0 | 13.412 | 151.8151 | 30 | 42.7273 | 9.1827 | 0.8 | 22.6917 | 2.5468 | 65.419 | 0 | 11.7295 | 65.419 | 0 | 0 | 13.412 | 13.412 | 5.2307 | 0 | 5.2307 | 0 | 5.2307
2016-12-26 20:00 | 0 | 12.383 | 0 | 0 | 19.883 | 138.7804 | 7.5 | 10.6818 | 2.2957 | 0.33 | 0 | 0 | 0 | 10.6818 | 2.2957 | 0 | 0 | 0 | 19.883 | 19.883 | 7.7544 | 0 | 7.7544 | 0 | 7.7544
2016-12-26 21:00 | 0 | 22.35 | 0 | 0 | 22.35 | 115.2541 | 0 | 0 | 0 | 0 | 0 | 0 | 0 | 0 | 0 | 0 | 0 | 0 | 22.35 | 22.35 | 8.7165 | 0 | 8.7165 | 0 | 8.7165
2016-12-26 22:00 | 0 | 22.468 | 0 | 0 | 22.468 | 91.6035 | 0 | 0 | 0 | 0 | 0 | 0 | 0 | 0 | 0 | 0 | 0 | 0 | 22.468 | 22.468 | 8.7625 | 0 | 8.7625 | 0 | 8.7625
2016-12-26 23:00 | 0 | 20.621 | 0 | 0 | 20.621 | 69.8972 | 0 | 0 | 0 | 0 | 0 | 0 | 0 | 0 | 0 | 0 | 0 | 0 | 20.621 | 20.621 | 8.0422 | 0 | 8.0422 | 0 | 8.0422
2016-12-27 | 0 | 8.2535 | 0 | 0 | 18.117 | 61.2093 | 9.8635 | 14.048 | 3.0191 | 0.8 | 0 | 0 | 14.048 | 0 | 3.0191 | 0 | 8.218 | 2.7393 | 20.8563 | 20.8563 | 7.0656 | 1.0683 | 8.134 | 0 | 8.134
2016-12-27 01:00 | 0 | 6.4108 | 0 | 0 | 14.936 | 54.4611 | 8.5252 | 12.142 | 2.6095 | 0.8 | 0 | 0 | 12.142 | 0 | 2.6095 | 0 | 7.103 | 2.3677 | 17.3037 | 17.3037 | 5.825 | 0.92339 | 6.7484 | 0 | 6.7484
2016-12-27 02:00 | 0 | 5.7413 | 0 | 0 | 13.556 | 48.4176 | 7.8147 | 11.13 | 2.392 | 0.8 | 0 | 0 | 11.13 | 0 | 2.392 | 0 | 6.511 | 2.1703 | 15.7263 | 15.7263 | 5.2868 | 0.84643 | 6.1333 | 0 | 6.1333
2016-12-27 03:00 | 0 | 3.6539 | 0 | 0 | 12.926 | 44.5714 | 9.2721 | 13.2057 | 2.8381 | 0.70281 | 0 | 0 | 10.475 | 2.7307 | 2.8381 | 0 | 6.128 | 2.0427 | 14.9687 | 14.9687 | 5.0411 | 0.79664 | 5.8378 | 0 | 5.8378
2016-12-27 04:00 | 0 | 5.014 | 0 | 0 | 12.514 | 39.2935 | 7.5 | 10.6818 | 2.2957 | 0.7458 | 0 | 0 | 9.45 | 1.2318 | 2.2957 | 0 | 5.529 | 1.843 | 14.357 | 14.357 | 4.8805 | 0.71877 | 5.5992 | 0 | 5.5992
2016-12-27 05:00 | 0 | 0 | 0 | 0 | 11.706 | 39.2935 | 11.706 | 16.6722 | 3.5831 | 0.33 | 0 | 0 | 0 | 16.6722 | 3.5831 | 0 | 0 | 0 | 11.706 | 11.706 | 4.5653 | 0 | 4.5653 | 0 | 4.5653
2016-12-27 06:00 | 0.01 | 0 | 0 | 0 | 10.317 | 39.2935 | 10.307 | 14.6797 | 3.1549 | 0.33 | 0 | 0 | 0 | 14.6797 | 3.1549 | 0 | 0 | 0 | 10.317 | 10.317 | 4.0236 | 0 | 4.0236 | 0 | 4.0236
2016-12-27 07:00 | 0.21 | 0 | 0 | 0 | 8.999 | 39.2935 | 8.789 | 12.5177 | 2.6902 | 0.33 | 0 | 0 | 0 | 12.5177 | 2.6902 | 0 | 0 | 0 | 8.999 | 8.999 | 3.5096 | 0 | 3.5096 | 0 | 3.5096
2016-12-27 08:00 | 0.57 | 8.484 | 0 | 0 | 9.054 | 30.363 | 0 | 0 | 0 | 0 | 0 | 0 | 0 | 0 | 0 | 0 | 0 | 0 | 9.054 | 9.054 | 3.5311 | 0 | 3.5311 | 0 | 3.5311
2016-12-27 09:00 | 0.86 | 0 | 20.868 | 0 | 9.992 | 50.1876 | 30 | 42.7273 | 9.1827 | 0.8 | 30.4497 | 3.4175 | 73.177 | 0 | 12.6002 | 73.177 | 0 | 0 | 9.992 | 9.992 | 3.8969 | 0 | 3.8969 | 0 | 3.8969
2016-12-27 10:00 | 1.26 | 0 | 20.993 | 0 | 10.267 | 70.131 | 30 | 42.7273 | 9.1827 | 0.8 | 30.7927 | 3.456 | 73.52 | 0 | 12.6387 | 73.52 | 0 | 0 | 10.267 | 10.267 | 4.0041 | 0 | 4.0041 | 0 | 4.0041
2016-12-27 11:00 | 1.34 | 0 | 20.792 | 0 | 10.548 | 89.8834 | 30 | 42.7273 | 9.1827 | 0.8 | 30.7897 | 3.4556 | 73.517 | 0 | 12.6384 | 73.517 | 0 | 0 | 10.548 | 10.548 | 4.1137 | 0 | 4.1137 | 0 | 4.1137
2016-12-27 12:00 | 1.09 | 0 | 15.8254 | 0 | 11.297 | 104.9175 | 26.0324 | 37.0764 | 7.9683 | 0.8 | 44.8326 | 5.0317 | 81.909 | 0 | 13 | 71.627 | 6.015 | 2.005 | 13.302 | 13.302 | 4.4058 | 0.78195 | 5.1878 | 0 | 5.1878
2016-12-27 13:00 | 0.9 | 0 | 4.432 | 0 | 11.468 | 109.1279 | 15 | 21.3636 | 4.5914 | 0.8 | 65.9504 | 7.4018 | 87.314 | 0 | 11.9932 | 69.626 | 10.347 | 3.449 | 14.917 | 14.917 | 4.4725 | 1.3451 | 5.8176 | 0 | 5.8176
2016-12-27 14:00 | 1.19 | 0 | 4.618 | 0 | 11.572 | 113.515 | 15 | 21.3636 | 4.5914 | 0.8 | 2.3424 | 0.26289 | 23.706 | 0 | 4.8543 | 0 | 13.868 | 4.6227 | 16.1947 | 16.1947 | 4.5131 | 1.8028 | 6.3159 | 0 | 6.3159
2016-12-27 15:00 | 0.89 | 0 | 3.618 | 0 | 12.272 | 116.9521 | 15 | 21.3636 | 4.5914 | 0.8 | 73.7674 | 8.2792 | 95.131 | 0 | 12.8705 | 66.733 | 16.613 | 5.5377 | 17.8097 | 17.8097 | 4.7861 | 2.1597 | 6.9458 | 0 | 6.9458
2016-12-27 16:00 | 0.51 | 0 | 1.5203 | 0 | 13.03 | 118.3964 | 14.0403 | 19.9969 | 4.2976 | 0.8 | 77.5381 | 8.7024 | 97.535 | 0 | 13 | 65.843 | 18.54 | 6.18 | 19.21 | 19.21 | 5.0817 | 2.4102 | 7.4919 | 0 | 7.4919
2016-12-27 17:00 | 0.13 | 0 | 17.73 | 0 | 12.4 | 135.2399 | 30 | 42.7273 | 9.1827 | 0.8 | 22.5817 | 2.5344 | 65.309 | 0 | 11.7172 | 65.309 | 0 | 0 | 12.4 | 12.4 | 4.836 | 0 | 4.836 | 0 | 4.836
2016-12-27 18:00 | 0.09 | 0 | 1.0216 | 16.5224 | 12.546 | 136.2104 | 30 | 42.7273 | 9.1827 | 0.8 | 22.3587 | 2.5094 | 65.086 | 0 | 11.6921 | 65.086 | 0 | 0 | 12.546 | 29.0684 | 4.8929 | 0 | 4.8929 | 6.4437 | 11.3367
2016-12-27 19:00 | 0.04 | 0 | 16.426 | 0 | 13.614 | 151.8151 | 30 | 42.7273 | 9.1827 | 0.8 | 22.4937 | 2.5245 | 65.221 | 0 | 11.7073 | 65.221 | 0 | 0 | 13.614 | 13.614 | 5.3095 | 0 | 5.3095 | 0 | 5.3095
2016-12-27 20:00 | 0 | 19.696 | 0 | 0 | 19.696 | 131.0825 | 0 | 0 | 0 | 0 | 0 | 0 | 0 | 0 | 0 | 0 | 0 | 0 | 19.696 | 19.696 | 7.6814 | 0 | 7.6814 | 0 | 7.6814
2016-12-27 21:00 | 0 | 21.334 | 0 | 0 | 21.334 | 108.6256 | 0 | 0 | 0 | 0 | 0 | 0 | 0 | 0 | 0 | 0 | 0 | 0 | 21.334 | 21.334 | 8.3203 | 0 | 8.3203 | 0 | 8.3203
2016-12-27 22:00 | 0 | 21.423 | 0 | 0 | 21.423 | 86.0751 | 0 | 0 | 0 | 0 | 0 | 0 | 0 | 0 | 0 | 0 | 0 | 0 | 21.423 | 21.423 | 8.355 | 0 | 8.355 | 0 | 8.355
2016-12-27 23:00 | 0 | 19.81 | 0 | 0 | 19.81 | 65.2225 | 0 | 0 | 0 | 0 | 0 | 0 | 0 | 0 | 0 | 0 | 0 | 0 | 19.81 | 19.81 | 7.7259 | 0 | 7.7259 | 0 | 7.7259
2016-12-28 | 0 | 6.4551 | 0 | 0 | 17.105 | 58.4276 | 10.6499 | 15.168 | 3.2598 | 0.8 | 0 | 0 | 15.168 | 1.7764e-15 | 3.2598 | 0 | 8.873 | 2.9577 | 20.0627 | 20.0627 | 6.671 | 1.1535 | 7.8244 | 0 | 7.8244
2016-12-28 01:00 | 0 | 2.4144 | 0 | 0 | 14.44 | 55.8862 | 12.0256 | 17.1274 | 3.6809 | 0.69895 | 0 | 0 | 13.445 | 3.6824 | 3.6809 | 0 | 7.865 | 2.6217 | 17.0617 | 17.0617 | 5.6316 | 1.0225 | 6.6541 | 0 | 6.6541
2016-12-28 02:00 | 0 | 0 | 0 | 0 | 13.386 | 55.8862 | 13.386 | 19.0649 | 4.0973 | 0.62327 | 0 | 0 | 11.896 | 7.1689 | 4.0973 | 0 | 6.959 | 2.3197 | 15.7057 | 15.7057 | 5.2205 | 0.90467 | 6.1252 | 0 | 6.1252
2016-12-28 03:00 | 0 | 0 | 0 | 0 | 12.769 | 55.8862 | 12.769 | 18.1862 | 3.9085 | 0.60715 | 0 | 0 | 10.724 | 7.4622 | 3.9085 | 0 | 6.274 | 2.0913 | 14.8603 | 14.8603 | 4.9799 | 0.81562 | 5.7955 | 0 | 5.7955
2016-12-28 04:00 | 0 | 0 | 0 | 0 | 12.812 | 55.8862 | 12.812 | 18.2474 | 3.9216 | 0.57794 | 0 | 0 | 9.626 | 8.6214 | 3.9216 | 0 | 5.631 | 1.877 | 14.689 | 14.689 | 4.9967 | 0.73203 | 5.7287 | 0 | 5.7287
2016-12-28 05:00 | 0 | 12.383 | 0 | 0 | 12.383 | 42.8514 | 0 | 0 | 0 | 0 | 0 | 0 | 0 | 0 | 0 | 0 | 0 | 0 | 12.383 | 12.383 | 4.8294 | 0 | 4.8294 | 0 | 4.8294
2016-12-28 06:00 | 0 | 10.587 | 0 | 0 | 10.587 | 31.7072 | 0 | 0 | 0 | 0 | 0 | 0 | 0 | 0 | 0 | 0 | 0 | 0 | 10.587 | 10.587 | 4.1289 | 0 | 4.1289 | 0 | 4.1289
2016-12-28 07:00 | 0.2 | 0 | 0 | 0 | 9.249 | 31.7072 | 9.049 | 12.888 | 2.7698 | 0.33 | 0 | 0 | 0 | 12.888 | 2.7698 | 0 | 0 | 0 | 9.249 | 9.249 | 3.6071 | 0 | 3.6071 | 0 | 3.6071
2016-12-28 08:00 | 0.62 | 1.277 | 0 | 0 | 9.397 | 30.363 | 7.5 | 10.6818 | 2.2957 | 0.33 | 0 | 0 | 0 | 10.6818 | 2.2957 | 0 | 0 | 0 | 9.397 | 9.397 | 3.6648 | 0 | 3.6648 | 0 | 3.6648
2016-12-28 09:00 | 0.91 | 0 | 20.973 | 0 | 9.937 | 50.2874 | 30 | 42.7273 | 9.1827 | 0.8 | 30.6737 | 3.4426 | 73.401 | 0 | 12.6254 | 73.401 | 0 | 0 | 9.937 | 9.937 | 3.8754 | 0 | 3.8754 | 0 | 3.8754
2016-12-28 10:00 | 1 | 0 | 15.6636 | 5.1714 | 10.165 | 65.1678 | 30 | 42.7273 | 9.1827 | 0.8 | 31.0127 | 3.4807 | 73.74 | 0 | 12.6634 | 73.74 | 0 | 0 | 10.165 | 15.3364 | 3.9644 | 0 | 3.9644 | 2.0169 | 5.9812
2016-12-28 11:00 | 1.08 | 0 | 0 | 20.944 | 10.136 | 65.1678 | 30 | 42.7273 | 9.1827 | 0.8 | 30.9067 | 3.4688 | 73.634 | 0 | 12.6515 | 73.634 | 0 | 0 | 10.136 | 31.08 | 3.953 | 0 | 3.953 | 8.1682 | 12.1212
2016-12-28 12:00 | 1.02 | 0 | 15.9726 | 0 | 11.109 | 80.3417 | 26.0616 | 37.118 | 7.9772 | 0.8 | 44.753 | 5.0228 | 81.871 | 0 | 13 | 71.641 | 5.985 | 1.995 | 13.104 | 13.104 | 4.3325 | 0.77805 | 5.1106 | 0 | 5.1106
2016-12-28 13:00 | 0.84 | 0 | 4.371 | 0 | 11.469 | 84.4942 | 15 | 21.3636 | 4.5914 | 0.8 | 66.3334 | 7.4448 | 87.697 | 0 | 12.0362 | 69.485 | 10.654 | 3.5513 | 15.0203 | 15.0203 | 4.4729 | 1.385 | 5.8579 | 0 | 5.8579
2016-12-28 14:00 | 0.93 | 0 | 11.815 | 0 | 11.615 | 95.7184 | 22.5 | 32.0455 | 6.8871 | 0.70664 | 0 | 0 | 25.68 | 6.3655 | 6.8871 | 0 | 15.023 | 5.0077 | 16.6227 | 16.6227 | 4.5299 | 1.953 | 6.4828 | 0 | 6.4828
2016-12-28 15:00 | 1.22 | 0 | 3.9978 | 0 | 12.205 | 99.5163 | 14.9828 | 21.3391 | 4.5861 | 0.8 | 74.9679 | 8.4139 | 96.307 | 0 | 13 | 66.298 | 17.555 | 5.8517 | 18.0567 | 18.0567 | 4.7599 | 2.2822 | 7.0421 | 0 | 7.0421
2016-12-28 16:00 | 0.79 | 0 | 1.9514 | 0 | 12.133 | 101.3701 | 13.2944 | 18.9344 | 4.0693 | 0.8 | 79.5726 | 8.9307 | 98.507 | 0 | 13 | 65.483 | 19.319 | 6.4397 | 18.5727 | 18.5727 | 4.7319 | 2.5115 | 7.2433 | 0 | 7.2433
2016-12-28 17:00 | 0.42 | 0 | 18.895 | 0 | 11.525 | 119.3204 | 30 | 42.7273 | 9.1827 | 0.8 | 22.2777 | 2.5003 | 65.005 | 0 | 11.683 | 65.005 | 0 | 0 | 11.525 | 11.525 | 4.4948 | 0 | 4.4948 | 0 | 4.4948
2016-12-28 18:00 | 0.18 | 0 | 18.015 | 0 | 12.165 | 136.4346 | 30 | 42.7273 | 9.1827 | 0.8 | 22.0927 | 2.4795 | 64.82 | 0 | 11.6623 | 64.82 | 0 | 0 | 12.165 | 12.165 | 4.7443 | 0 | 4.7443 | 0 | 4.7443
2016-12-28 19:00 | 0.02 | 0 | 16.19 | 0 | 13.83 | 151.8151 | 30 | 42.7273 | 9.1827 | 0.8 | 22.2167 | 2.4935 | 64.944 | 0 | 11.6762 | 64.944 | 0 | 0 | 13.83 | 13.83 | 5.3937 | 0 | 5.3937 | 0 | 5.3937
2016-12-28 20:00 | 0 | 19.927 | 0 | 0 | 19.927 | 130.8393 | 0 | 0 | 0 | 0 | 0 | 0 | 0 | 0 | 0 | 0 | 0 | 0 | 19.927 | 19.927 | 7.7715 | 0 | 7.7715 | 0 | 7.7715
2016-12-28 21:00 | 0 | 21.921 | 0 | 0 | 21.921 | 107.7646 | 0 | 0 | 0 | 0 | 0 | 0 | 0 | 0 | 0 | 0 | 0 | 0 | 21.921 | 21.921 | 8.5492 | 0 | 8.5492 | 0 | 8.5492
2016-12-28 22:00 | 0 | 21.351 | 0 | 0 | 21.351 | 85.2899 | 0 | 0 | 0 | 0 | 0 | 0 | 0 | 0 | 0 | 0 | 0 | 0 | 21.351 | 21.351 | 8.3269 | 0 | 8.3269 | 0 | 8.3269
2016-12-28 23:00 | 0 | 19.118 | 0 | 0 | 19.118 | 65.1656 | 0 | 0 | 0 | 0 | 0 | 0 | 0 | 0 | 0 | 0 | 0 | 0 | 19.118 | 19.118 | 7.456 | 0 | 7.456 | 0 | 7.456
2016-12-29 | 0 | 4.8714 | 0 | 0 | 15.543 | 60.0379 | 10.6716 | 15.199 | 3.2665 | 0.8 | 0 | 0 | 15.199 | 0 | 3.2665 | 0 | 8.891 | 2.9637 | 18.5067 | 18.5067 | 6.0618 | 1.1558 | 7.2176 | 0 | 7.2176
2016-12-29 01:00 | 0 | 0 | 0 | 0 | 13.24 | 60.0379 | 13.24 | 18.857 | 4.0526 | 0.64101 | 0 | 0 | 12.478 | 6.379 | 4.0526 | 0 | 7.3 | 2.4333 | 15.6733 | 15.6733 | 5.1636 | 0.949 | 6.1126 | 0 | 6.1126
2016-12-29 02:00 | 0 | 0 | 0 | 0 | 12.847 | 60.0379 | 12.847 | 18.2972 | 3.9324 | 0.61209 | 0 | 0 | 10.982 | 7.3152 | 3.9324 | 0 | 6.425 | 2.1417 | 14.9887 | 14.9887 | 5.0103 | 0.83525 | 5.8456 | 0 | 5.8456
2016-12-29 03:00 | 0 | 0 | 0 | 0 | 12.711 | 60.0379 | 12.711 | 18.1035 | 3.8907 | 0.58661 | 0 | 0 | 9.884 | 8.2195 | 3.8907 | 0 | 5.782 | 1.9273 | 14.6383 | 14.6383 | 4.9573 | 0.75166 | 5.709 | 0 | 5.709
2016-12-29 04:00 | 0 | 3.1961 | 0 | 0 | 12.435 | 56.6735 | 9.2389 | 13.1584 | 2.8279 | 0.6539 | 0 | 0 | 9.068 | 4.0904 | 2.8279 | 0 | 5.305 | 1.7683 | 14.2033 | 14.2033 | 4.8496 | 0.68965 | 5.5393 | 0 | 5.5393
2016-12-29 05:00 | 0 | 4.573 | 0 | 0 | 12.073 | 51.8599 | 7.5 | 10.6818 | 2.2957 | 0.33 | 0 | 0 | 0 | 10.6818 | 2.2957 | 0 | 0 | 0 | 12.073 | 12.073 | 4.7085 | 0 | 4.7085 | 0 | 4.7085
2016-12-29 06:00 | 0.01 | 10.81 | 0 | 0 | 10.82 | 40.4809 | 0 | 0 | 0 | 0 | 0 | 0 | 0 | 0 | 0 | 0 | 0 | 0 | 10.82 | 10.82 | 4.2198 | 0 | 4.2198 | 0 | 4.2198
2016-12-29 07:00 | 0.13 | 9.612 | 0 | 0 | 9.742 | 30.363 | 0 | 0 | 0 | 0 | 0 | 0 | 0 | 0 | 0 | 0 | 0 | 0 | 9.742 | 9.742 | 3.7994 | 0 | 3.7994 | 0 | 3.7994
2016-12-29 08:00 | 0.53 | 0 | 0 | 0 | 9.59 | 30.363 | 9.06 | 12.9036 | 2.7732 | 0.33 | 0 | 0 | 0 | 12.9036 | 2.7732 | 0 | 0 | 0 | 9.59 | 9.59 | 3.7401 | 0 | 3.7401 | 0 | 3.7401
2016-12-29 09:00 | 0.93 | 0 | 20.883 | 0 | 10.047 | 50.2019 | 30 | 42.7273 | 9.1827 | 0.8 | 30.5067 | 3.4239 | 73.234 | 0 | 12.6066 | 73.234 | 0 | 0 | 10.047 | 10.047 | 3.9183 | 0 | 3.9183 | 0 | 3.9183
2016-12-29 10:00 | 1.26 | 0 | 21.615 | 0 | 9.645 | 70.7361 | 30 | 42.7273 | 9.1827 | 0.8 | 30.7697 | 3.4534 | 73.497 | 0 | 12.6361 | 73.497 | 0 | 0 | 9.645 | 9.645 | 3.7616 | 0 | 3.7616 | 0 | 3.7616
2016-12-29 11:00 | 1.36 | 0 | 21.107 | 0 | 10.253 | 90.7878 | 30 | 42.7273 | 9.1827 | 0.8 | 30.6447 | 3.4394 | 73.372 | 0 | 12.6221 | 73.372 | 0 | 0 | 10.253 | 10.253 | 3.9987 | 0 | 3.9987 | 0 | 3.9987
2016-12-29 12:00 | 1.53 | 0 | 15.9708 | 0 | 11.026 | 105.96 | 25.4668 | 36.2709 | 7.7952 | 0.8 | 46.3751 | 5.2048 | 82.646 | 0 | 13 | 71.354 | 6.606 | 2.202 | 13.228 | 13.228 | 4.3001 | 0.85878 | 5.1589 | 0 | 5.1589
2016-12-29 13:00 | 1.3 | 0 | 0 | 5.23 | 11.07 | 105.96 | 15 | 21.3636 | 4.5914 | 0.8 | 67.0774 | 7.5283 | 88.441 | 0 | 12.1197 | 69.209 | 11.25 | 3.75 | 14.82 | 20.05 | 4.3173 | 1.4625 | 5.7798 | 2.0397 | 7.8195
2016-12-29 14:00 | 1.2 | 0 | 12.701 | 0 | 10.999 | 118.026 | 22.5 | 32.0455 | 6.8871 | 0.70036 | 0 | 0 | 25.252 | 6.7935 | 6.8871 | 0 | 14.772 | 4.924 | 15.923 | 15.923 | 4.2896 | 1.9204 | 6.21 | 0 | 6.21
2016-12-29 15:00 | 1.15 | 0 | 4.609 | 0 | 11.541 | 122.4045 | 15 | 21.3636 | 4.5914 | 0.8 | 74.7574 | 8.3903 | 96.121 | 0 | 12.9816 | 66.366 | 17.406 | 5.802 | 17.343 | 17.343 | 4.501 | 2.2628 | 6.7638 | 0 | 6.7638
2016-12-29 16:00 | 0.94 | 0 | 2.0874 | 0 | 12.223 | 124.3875 | 13.3704 | 19.0427 | 4.0926 | 0.8 | 79.3653 | 8.9074 | 98.408 | 0 | 13 | 65.52 | 19.24 | 6.4133 | 18.6363 | 18.6363 | 4.767 | 2.5012 | 7.2682 | 0 | 7.2682
2016-12-29 17:00 | 0.6 | 0 | 12.6941 | 5.9279 | 11.978 | 136.447 | 30 | 42.7273 | 9.1827 | 0.8 | 22.3187 | 2.5049 | 65.046 | 0 | 11.6876 | 65.046 | 0 | 0 | 11.978 | 17.9059 | 4.6714 | 0 | 4.6714 | 2.3119 | 6.9833
2016-12-29 18:00 | 0.28 | 0 | 0 | 18.003 | 12.277 | 136.447 | 30 | 42.7273 | 9.1827 | 0.8 | 22.1807 | 2.4894 | 64.908 | 0 | 11.6722 | 64.908 | 0 | 0 | 12.277 | 30.28 | 4.788 | 0 | 4.788 | 7.0212 | 11.8092
2016-12-29 19:00 | 0.05 | 0 | 16.177 | 0 | 13.873 | 151.8151 | 30 | 42.7273 | 9.1827 | 0.8 | 22.3817 | 2.512 | 65.109 | 0 | 11.6947 | 65.109 | 0 | 0 | 13.873 | 13.873 | 5.4105 | 0 | 5.4105 | 0 | 5.4105
2016-12-29 20:00 | 0 | 20.675 | 0 | 0 | 20.675 | 130.052 | 0 | 0 | 0 | 0 | 0 | 0 | 0 | 0 | 0 | 0 | 0 | 0 | 20.675 | 20.675 | 8.0633 | 0 | 8.0633 | 0 | 8.0633
2016-12-29 21:00 | 0 | 7.941 | 0 | 0 | 22.941 | 121.693 | 15 | 21.3636 | 4.5914 | 0.33 | 0 | 0 | 0 | 21.3636 | 4.5914 | 0 | 0 | 0 | 22.941 | 22.941 | 8.947 | 0 | 8.947 | 0 | 8.947
2016-12-29 22:00 | 0 | 22.797 | 0 | 0 | 22.797 | 97.6962 | 0 | 0 | 0 | 0 | 0 | 0 | 0 | 0 | 0 | 0 | 0 | 0 | 22.797 | 22.797 | 8.8908 | 0 | 8.8908 | 0 | 8.8908
2016-12-29 23:00 | 0 | 21.145 | 0 | 0 | 21.145 | 75.4383 | 0 | 0 | 0 | 0 | 0 | 0 | 0 | 0 | 0 | 0 | 0 | 0 | 21.145 | 21.145 | 8.2466 | 0 | 8.2466 | 0 | 8.2466
2016-12-30 | 0 | 6.0506 | 0 | 0 | 18.083 | 69.0692 | 12.0324 | 17.137 | 3.683 | 0.8 | 0 | 0 | 17.137 | 0 | 3.683 | 0 | 10.025 | 3.3417 | 21.4247 | 21.4247 | 7.0524 | 1.3033 | 8.3556 | 0 | 8.3556
2016-12-30 01:00 | 0 | 4.4995 | 0 | 0 | 15.188 | 64.3329 | 10.6885 | 15.223 | 3.2717 | 0.8 | 0 | 0 | 15.223 | 1.7764e-15 | 3.2717 | 0 | 8.905 | 2.9683 | 18.1563 | 18.1563 | 5.9233 | 1.1577 | 7.081 | 0 | 7.081
2016-12-30 02:00 | 0 | 1.3903 | 0 | 0 | 13.819 | 62.8693 | 12.4287 | 17.7014 | 3.8043 | 0.70002 | 0 | 0 | 13.936 | 3.7654 | 3.8043 | 0 | 8.152 | 2.7173 | 16.5363 | 16.5363 | 5.3894 | 1.0598 | 6.4492 | 0 | 6.4492
2016-12-30 03:00 | 0 | 0 | 0 | 0 | 12.46 | 62.8693 | 12.46 | 17.7461 | 3.8139 | 0.67465 | 0 | 0 | 13.013 | 4.7331 | 3.8139 | 0 | 7.613 | 2.5377 | 14.9977 | 14.9977 | 4.8594 | 0.98969 | 5.8491 | 0 | 5.8491
2016-12-30 04:00 | 0 | 0 | 0 | 0 | 12.211 | 62.8693 | 12.211 | 17.3914 | 3.7377 | 0.66205 | 0 | 0 | 12.287 | 5.1044 | 3.7377 | 0 | 7.188 | 2.396 | 14.607 | 14.607 | 4.7623 | 0.93444 | 5.6967 | 0 | 5.6967
2016-12-30 05:00 | 0 | 11.767 | 0 | 0 | 11.767 | 50.483 | 0 | 0 | 0 | 0 | 0 | 0 | 0 | 0 | 0 | 0 | 0 | 0 | 11.767 | 11.767 | 4.5891 | 0 | 4.5891 | 0 | 4.5891
2016-12-30 06:00 | 0 | 10.376 | 0 | 0 | 10.376 | 39.5609 | 0 | 0 | 0 | 0 | 0 | 0 | 0 | 0 | 0 | 0 | 0 | 0 | 10.376 | 10.376 | 4.0466 | 0 | 4.0466 | 0 | 4.0466
2016-12-30 07:00 | 0.16 | 0 | 0 | 0 | 9.537 | 39.5609 | 9.377 | 13.3551 | 2.8702 | 0.33 | 0 | 0 | 0 | 13.3551 | 2.8702 | 0 | 0 | 0 | 9.537 | 9.537 | 3.7194 | 0 | 3.7194 | 0 | 3.7194
2016-12-30 08:00 | 0.59 | 8.738 | 0 | 0 | 9.328 | 30.363 | 0 | 0 | 0 | 0 | 0 | 0 | 0 | 0 | 0 | 0 | 0 | 0 | 9.328 | 9.328 | 3.6379 | 0 | 3.6379 | 0 | 3.6379
2016-12-30 09:00 | 1.05 | 0 | 0 | 20.318 | 10.732 | 30.363 | 30 | 42.7273 | 9.1827 | 0.8 | 29.2867 | 3.287 | 72.014 | 0 | 12.4697 | 72.014 | 0 | 0 | 10.732 | 31.05 | 4.1855 | 0 | 4.1855 | 7.924 | 12.1095
2016-12-30 10:00 | 1.4 | 0 | 19.4544 | 0.7646 | 11.181 | 48.8447 | 30 | 42.7273 | 9.1827 | 0.8 | 29.6107 | 3.3233 | 72.338 | 0 | 12.5061 | 72.338 | 0 | 0 | 11.181 | 11.9456 | 4.3606 | 0 | 4.3606 | 0.29819 | 4.6588
2016-12-30 11:00 | 1.58 | 0 | 20.123 | 0 | 11.457 | 67.9616 | 30 | 42.7273 | 9.1827 | 0.8 | 29.4157 | 3.3014 | 72.143 | 0 | 12.4842 | 72.143 | 0 | 0 | 11.457 | 11.457 | 4.4682 | 0 | 4.4682 | 0 | 4.4682
2016-12-30 12:00 | 1.48 | 0 | 13.1971 | 0 | 11.917 | 80.4988 | 23.6341 | 33.6607 | 7.2342 | 0.8 | 51.3733 | 5.7658 | 85.034 | 0 | 13 | 70.47 | 8.52 | 2.84 | 14.757 | 14.757 | 4.6476 | 1.1076 | 5.7552 | 0 | 5.7552
2016-12-30 13:00 | 1.38 | 0 | 4.987 | 0 | 11.393 | 85.2365 | 15 | 21.3636 | 4.5914 | 0.8 | 67.9594 | 7.6273 | 89.323 | 0 | 12.2187 | 68.883 | 11.957 | 3.9857 | 15.3787 | 15.3787 | 4.4433 | 1.5544 | 5.9977 | 0 | 5.9977
2016-12-30 14:00 | 1.3 | 0 | 12.266 | 0 | 11.534 | 96.8892 | 22.5 | 32.0455 | 6.8871 | 0.71455 | 0 | 0 | 26.219 | 5.8265 | 6.8871 | 0 | 15.338 | 5.1127 | 16.6467 | 16.6467 | 4.4983 | 1.9939 | 6.4922 | 0 | 6.4922
2016-12-30 15:00 | 0.9 | 0 | 3.5071 | 0 | 11.863 | 100.2209 | 14.4701 | 20.609 | 4.4292 | 0.8 | 76.366 | 8.5708 | 96.975 | 0 | 13 | 66.05 | 18.091 | 6.0303 | 17.8933 | 17.8933 | 4.6266 | 2.3518 | 6.9784 | 0 | 6.9784
2016-12-30 16:00 | 0.94 | 0 | 1.2647 | 0 | 12.365 | 101.4224 | 12.6897 | 18.0731 | 3.8842 | 0.8 | 81.2219 | 9.1158 | 99.295 | 0 | 13 | 65.191 | 19.95 | 6.65 | 19.015 | 19.015 | 4.8224 | 2.5935 | 7.4159 | 0 | 7.4159
2016-12-30 17:00 | 0.85 | 0 | 19.165 | 0 | 11.685 | 119.6291 | 30 | 42.7273 | 9.1827 | 0.8 | 22.0077 | 2.47 | 64.735 | 0 | 11.6527 | 64.735 | 0 | 0 | 11.685 | 11.685 | 4.5572 | 0 | 4.5572 | 0 | 4.5572
2016-12-30 18:00 | 0.25 | 0 | 18.065 | 0 | 12.185 | 136.7909 | 30 | 42.7273 | 9.1827 | 0.8 | 21.9317 | 2.4615 | 64.659 | 0 | 11.6442 | 64.659 | 0 | 0 | 12.185 | 12.185 | 4.7522 | 0 | 4.7522 | 0 | 4.7522
2016-12-30 19:00 | 0.04 | 0 | 15.815 | 0 | 14.225 | 151.8151 | 30 | 42.7273 | 9.1827 | 0.8 | 22.1567 | 2.4867 | 64.884 | 0 | 11.6695 | 64.884 | 0 | 0 | 14.225 | 14.225 | 5.5477 | 0 | 5.5477 | 0 | 5.5477
2016-12-30 20:00 | 0 | 21.645 | 0 | 0 | 21.645 | 129.0309 | 0 | 0 | 0 | 0 | 0 | 0 | 0 | 0 | 0 | 0 | 0 | 0 | 21.645 | 21.645 | 8.4415 | 0 | 8.4415 | 0 | 8.4415
2016-12-30 21:00 | 0 | 21.976 | 0 | 0 | 21.976 | 105.8983 | 0 | 0 | 0 | 0 | 0 | 0 | 0 | 0 | 0 | 0 | 0 | 0 | 21.976 | 21.976 | 8.5706 | 0 | 8.5706 | 0 | 8.5706
2016-12-30 22:00 | 0 | 21.091 | 0 | 0 | 21.091 | 83.6972 | 0 | 0 | 0 | 0 | 0 | 0 | 0 | 0 | 0 | 0 | 0 | 0 | 21.091 | 21.091 | 8.2255 | 0 | 8.2255 | 0 | 8.2255
2016-12-30 23:00 | 0 | 19.355 | 0 | 0 | 19.355 | 63.3235 | 0 | 0 | 0 | 0 | 0 | 0 | 0 | 0 | 0 | 0 | 0 | 0 | 19.355 | 19.355 | 7.5485 | 0 | 7.5485 | 0 | 7.5485
2016-12-31 | 0 | 1.896 | 0 | 0 | 16.896 | 61.3277 | 15 | 21.3636 | 4.5914 | 0.73652 | 0 | 0 | 18.478 | 2.8856 | 4.5914 | 0 | 10.809 | 3.603 | 20.499 | 20.499 | 6.5894 | 1.4052 | 7.9946 | 0 | 7.9946
2016-12-31 01:00 | 0 | 0.237 | 0 | 0 | 15.237 | 61.0783 | 15 | 21.3636 | 4.5914 | 0.69621 | 0 | 0 | 16.646 | 4.7176 | 4.5914 | 0 | 9.738 | 3.246 | 18.483 | 18.483 | 5.9424 | 1.2659 | 7.2084 | 0 | 7.2084
2016-12-31 02:00 | 0 | 0 | 0 | 0 | 13.966 | 61.0783 | 13.966 | 19.891 | 4.2749 | 0.68998 | 0 | 0 | 15.235 | 4.656 | 4.2749 | 0 | 8.913 | 2.971 | 16.937 | 16.937 | 5.4467 | 1.1587 | 6.6054 | 0 | 6.6054
2016-12-31 03:00 | 0 | 0 | 0 | 0 | 13.099 | 61.0783 | 13.099 | 18.6562 | 4.0095 | 0.6737 | 0 | 0 | 13.643 | 5.0132 | 4.0095 | 0 | 7.981 | 2.6603 | 15.7593 | 15.7593 | 5.1086 | 1.0375 | 6.1461 | 0 | 6.1461
2016-12-31 04:00 | 0 | 0 | 0 | 0 | 12.567 | 61.0783 | 12.567 | 17.8985 | 3.8466 | 0.66567 | 0 | 0 | 12.783 | 5.1155 | 3.8466 | 0 | 7.478 | 2.4927 | 15.0597 | 15.0597 | 4.9011 | 0.97214 | 5.8733 | 0 | 5.8733
2016-12-31 05:00 | 0 | 11.819 | 0 | 0 | 11.819 | 48.6372 | 0 | 0 | 0 | 0 | 0 | 0 | 0 | 0 | 0 | 0 | 0 | 0 | 11.819 | 11.819 | 4.6094 | 0 | 4.6094 | 0 | 4.6094
2016-12-31 06:00 | 0 | 0 | 0.34184 | 0 | 9.97 | 48.962 | 10.3118 | 14.6866 | 3.1564 | 0.33 | 0 | 0 | 0 | 14.6866 | 3.1564 | 0 | 0 | 0 | 9.97 | 9.97 | 3.8883 | 0 | 3.8883 | 0 | 3.8883
2016-12-31 07:00 | 0.17 | 8.867 | 0 | 0 | 9.037 | 39.6283 | 0 | 0 | 0 | 0 | 0 | 0 | 0 | 0 | 0 | 0 | 0 | 0 | 9.037 | 9.037 | 3.5244 | 0 | 3.5244 | 0 | 3.5244
2016-12-31 08:00 | 0.55 | 8.802 | 0 | 0 | 9.352 | 30.363 | 0 | 0 | 0 | 0 | 0 | 0 | 0 | 0 | 0 | 0 | 0 | 0 | 9.352 | 9.352 | 3.6473 | 0 | 3.6473 | 0 | 3.6473
2016-12-31 09:00 | 1.02 | 0 | 13.9058 | 6.0372 | 11.077 | 43.5735 | 30 | 42.7273 | 9.1827 | 0.8 | 28.7287 | 3.2243 | 71.456 | 0 | 12.4071 | 71.456 | 0 | 0 | 11.077 | 17.1142 | 4.32 | 0 | 4.32 | 2.3545 | 6.6745
2016-12-31 10:00 | 1.25 | 0 | 19.18 | 0 | 12.07 | 61.7945 | 30 | 42.7273 | 9.1827 | 0.8 | 28.8007 | 3.2324 | 71.528 | 0 | 12.4151 | 71.528 | 0 | 0 | 12.07 | 12.07 | 4.7073 | 0 | 4.7073 | 0 | 4.7073
2016-12-31 11:00 | 1.58 | 0 | 19.099 | 0 | 12.481 | 79.9386 | 30 | 42.7273 | 9.1827 | 0.8 | 28.6737 | 3.2182 | 71.401 | 0 | 12.4009 | 71.401 | 0 | 0 | 12.481 | 12.481 | 4.8676 | 0 | 4.8676 | 0 | 4.8676
2016-12-31 12:00 | 1.59 | 0 | 3.611 | 0 | 12.979 | 83.369 | 15 | 21.3636 | 4.5914 | 0.8 | 65.5514 | 7.3571 | 86.915 | 0 | 11.9484 | 69.774 | 10.027 | 3.3423 | 16.3213 | 16.3213 | 5.0618 | 1.3035 | 6.3653 | 0 | 6.3653
2016-12-31 13:00 | 1.49 | 0 | 3.805 | 0 | 12.685 | 86.9838 | 15 | 21.3636 | 4.5914 | 0.8 | 69.5054 | 7.8008 | 90.869 | 0 | 12.3922 | 68.31 | 13.197 | 4.399 | 17.084 | 17.084 | 4.9472 | 1.7156 | 6.6628 | 0 | 6.6628
2016-12-31 14:00 | 0.86 | 0 | 11.138 | 0 | 12.222 | 97.5649 | 22.5 | 32.0455 | 6.8871 | 0.73078 | 0 | 0 | 27.326 | 4.7195 | 6.8871 | 0 | 15.986 | 5.3287 | 17.5507 | 17.5507 | 4.7666 | 2.0782 | 6.8448 | 0 | 6.8448
2016-12-31 15:00 | 0.91 | 0 | 3.1144 | 0 | 12.047 | 100.5236 | 14.2514 | 20.2974 | 4.3622 | 0.8 | 76.9626 | 8.6378 | 97.26 | 0 | 13 | 65.945 | 18.319 | 6.1063 | 18.1533 | 18.1533 | 4.6983 | 2.3815 | 7.0798 | 0 | 7.0798
2016-12-31 16:00 | 0.83 | 0 | 0.96512 | 0 | 12.619 | 101.4404 | 12.7541 | 18.165 | 3.9039 | 0.8 | 81.046 | 9.0961 | 99.211 | 0 | 13 | 65.223 | 19.883 | 6.6277 | 19.2467 | 19.2467 | 4.9214 | 2.5848 | 7.5062 | 0 | 7.5062
2016-12-31 17:00 | 0.66 | 0 | 18.763 | 0 | 11.897 | 119.2653 | 30 | 42.7273 | 9.1827 | 0.8 | 22.1797 | 2.4893 | 64.907 | 0 | 11.672 | 64.907 | 0 | 0 | 11.897 | 11.897 | 4.6398 | 0 | 4.6398 | 0 | 4.6398
2016-12-31 18:00 | 0.22 | 0 | 18.229 | 0 | 11.991 | 136.5828 | 30 | 42.7273 | 9.1827 | 0.8 | 22.1417 | 2.485 | 64.869 | 0 | 11.6678 | 64.869 | 0 | 0 | 11.991 | 11.991 | 4.6765 | 0 | 4.6765 | 0 | 4.6765
2016-12-31 19:00 | 0.03 | 0 | 16.034 | 0 | 13.996 | 151.8151 | 30 | 42.7273 | 9.1827 | 0.8 | 22.3517 | 2.5086 | 65.079 | 0 | 11.6913 | 65.079 | 0 | 0 | 13.996 | 13.996 | 5.4584 | 0 | 5.4584 | 0 | 5.4584
2016-12-31 20:00 | 0 | 20.428 | 0 | 0 | 20.428 | 130.312 | 0 | 0 | 0 | 0 | 0 | 0 | 0 | 0 | 0 | 0 | 0 | 0 | 20.428 | 20.428 | 7.9669 | 0 | 7.9669 | 0 | 7.9669
2016-12-31 21:00 | 0 | 21.502 | 0 | 0 | 21.502 | 107.6783 | 0 | 0 | 0 | 0 | 0 | 0 | 0 | 0 | 0 | 0 | 0 | 0 | 21.502 | 21.502 | 8.3858 | 0 | 8.3858 | 0 | 8.3858
2016-12-31 22:00 | 0 | 20.631 | 0 | 0 | 20.631 | 85.9614 | 0 | 0 | 0 | 0 | 0 | 0 | 0 | 0 | 0 | 0 | 0 | 0 | 20.631 | 20.631 | 8.0461 | 0 | 8.0461 | 0 | 8.0461
2016-12-31 23:00 | 0 | 19.098 | 0 | 0 | 19.098 | 65.8583 | 0 | 0 | 0 | 0 | 0 | 0 | 0 | 0 | 0 | 0 | 0 | 0 | 19.098 | 19.098 | 7.4482 | 0 | 7.4482 | 0 | 7.4482
2017-01-01 | 0 | 1.389 | 0 | 0 | 16.389 | 64.3962 | 15 | 21.3636 | 4.5914 | 0.77933 | 0 | 0 | 20.424 | 0.93964 | 4.5914 | 0 | 11.948 | 3.9827 | 20.3717 | 20.3717 | 6.3917 | 1.5532 | 7.945 | 0 | 7.945
2017-01-01 01:00 | 0 | 0 | 0 | 0 | 13.39 | 64.3962 | 13.39 | 19.0706 | 4.0986 | 0.79634 | 0 | 0 | 18.922 | 0.14861 | 4.0986 | 0 | 11.069 | 3.6897 | 17.0797 | 17.0797 | 5.2221 | 1.439 | 6.6611 | 0 | 6.6611
2017-01-01 02:00 | 0 | 0 | 0 | 0 | 12.449 | 64.3962 | 12.449 | 17.7304 | 3.8105 | 0.79111 | 0 | 0 | 17.395 | 0.33539 | 3.8105 | 0 | 10.176 | 3.392 | 15.841 | 15.841 | 4.8551 | 1.3229 | 6.178 | 0 | 6.178
2017-01-01 03:00 | 0 | 0 | 1.4078 | 0 | 11.906 | 65.7335 | 13.3138 | 18.962 | 4.0752 | 0.71815 | 0 | 0 | 15.66 | 3.302 | 4.0752 | 0 | 9.161 | 3.0537 | 14.9597 | 14.9597 | 4.6433 | 1.1909 | 5.8343 | 0 | 5.8343
2017-01-01 04:00 | 0 | 0 | 3.723 | 0 | 11.277 | 69.2704 | 15 | 21.3636 | 4.5914 | 0.64165 | 0 | 0 | 14.166 | 7.1976 | 4.5914 | 0 | 8.287 | 2.7623 | 14.0393 | 14.0393 | 4.398 | 1.0773 | 5.4753 | 0 | 5.4753
2017-01-01 05:00 | 0 | 11.04 | 0 | 0 | 11.04 | 57.6493 | 0 | 0 | 0 | 0 | 0 | 0 | 0 | 0 | 0 | 0 | 0 | 0 | 11.04 | 11.04 | 4.3056 | 0 | 4.3056 | 0 | 4.3056
2017-01-01 06:00 | 0 | 10.001 | 0 | 0 | 10.001 | 47.122 | 0 | 0 | 0 | 0 | 0 | 0 | 0 | 0 | 0 | 0 | 0 | 0 | 10.001 | 10.001 | 3.9004 | 0 | 3.9004 | 0 | 3.9004
2017-01-01 07:00 | 0.09 | 7.691 | 0 | 0 | 7.781 | 39.0262 | 0 | 0 | 0 | 0 | 0 | 0 | 0 | 0 | 0 | 0 | 0 | 0 | 7.781 | 7.781 | 3.0346 | 0 | 3.0346 | 0 | 3.0346
2017-01-01 08:00 | 0.23 | 8.23 | 0 | 0 | 8.46 | 30.363 | 0 | 0 | 0 | 0 | 0 | 0 | 0 | 0 | 0 | 0 | 0 | 0 | 8.46 | 8.46 | 3.2994 | 0 | 3.2994 | 0 | 3.2994
2017-01-01 09:00 | 0.47 | 0 | 0 | 20.911 | 9.559 | 30.363 | 30 | 42.7273 | 9.1827 | 0.8 | 28.2147 | 3.1666 | 70.942 | 0 | 12.3494 | 70.942 | 0 | 0 | 9.559 | 30.47 | 3.728 | 0 | 3.728 | 8.1553 | 11.8833
2017-01-01 10:00 | 0.71 | 0 | 20.53 | 0 | 10.18 | 49.8665 | 30 | 42.7273 | 9.1827 | 0.8 | 28.3977 | 3.1872 | 71.125 | 0 | 12.3699 | 71.125 | 0 | 0 | 10.18 | 10.18 | 3.9702 | 0 | 3.9702 | 0 | 3.9702
2017-01-01 11:00 | 0.85 | 0 | 20.386 | 0 | 10.464 | 69.2332 | 30 | 42.7273 | 9.1827 | 0.8 | 28.5167 | 3.2005 | 71.244 | 0 | 12.3833 | 71.244 | 0 | 0 | 10.464 | 10.464 | 4.081 | 0 | 4.081 | 0 | 4.081
2017-01-01 12:00 | 0.92 | 0 | 8.3813 | 5.578 | 10.69 | 77.1955 | 23.7293 | 33.7963 | 7.2633 | 0.8 | 51.1137 | 5.7367 | 84.91 | 0 | 13 | 70.516 | 8.42 | 2.8067 | 13.4967 | 19.0747 | 4.1691 | 1.0946 | 5.2637 | 2.1754 | 7.4391
2017-01-01 13:00 | 0.99 | 0 | 5.316 | 0 | 10.674 | 82.2457 | 15 | 21.3636 | 4.5914 | 0.8 | 66.1614 | 7.4255 | 87.525 | 0 | 12.0169 | 69.548 | 10.516 | 3.5053 | 14.1793 | 14.1793 | 4.1629 | 1.3671 | 5.5299 | 0 | 5.5299
2017-01-01 14:00 | 0.98 | 0 | 5.158 | 0 | 10.822 | 87.1458 | 15 | 21.3636 | 4.5914 | 0.8 | 0.49236 | 0.05526 | 21.856 | 0 | 4.6466 | 0 | 12.786 | 4.262 | 15.084 | 15.084 | 4.2206 | 1.6622 | 5.8828 | 0 | 5.8828
2017-01-01 15:00 | 0.89 | 0 | 4.932 | 0 | 10.958 | 91.8312 | 15 | 21.3636 | 4.5914 | 0.8 | 70.9424 | 7.9621 | 92.306 | 0 | 12.5535 | 67.779 | 14.348 | 4.7827 | 15.7407 | 15.7407 | 4.2736 | 1.8652 | 6.1389 | 0 | 6.1389
2017-01-01 16:00 | 0.74 | 0 | 4.815 | 0 | 10.925 | 96.4054 | 15 | 21.3636 | 4.5914 | 0.8 | 72.7234 | 8.162 | 94.087 | 0 | 12.7534 | 67.119 | 15.776 | 5.2587 | 16.1837 | 16.1837 | 4.2608 | 2.0509 | 6.3116 | 0 | 6.3116
2017-01-01 17:00 | 0.53 | 0 | 20.077 | 0 | 10.453 | 115.4786 | 30 | 42.7273 | 9.1827 | 0.8 | 24.0287 | 2.6968 | 66.756 | 0 | 11.8796 | 66.756 | 0 | 0 | 10.453 | 10.453 | 4.0767 | 0 | 4.0767 | 0 | 4.0767
2017-01-01 18:00 | 0.24 | 0 | 19.465 | 0 | 10.775 | 133.9703 | 30 | 42.7273 | 9.1827 | 0.8 | 24.0477 | 2.699 | 66.775 | 0 | 11.8817 | 66.775 | 0 | 0 | 10.775 | 10.775 | 4.2023 | 0 | 4.2023 | 0 | 4.2023
2017-01-01 19:00 | 0.06 | 0 | 18.784 | 0 | 11.276 | 151.8151 | 30 | 42.7273 | 9.1827 | 0.8 | 24.5697 | 2.7575 | 67.297 | 0 | 11.9403 | 67.297 | 0 | 0 | 11.276 | 11.276 | 4.3976 | 0 | 4.3976 | 0 | 4.3976
2017-01-01 20:00 | 0 | 16.887 | 0 | 0 | 16.887 | 134.0393 | 0 | 0 | 0 | 0 | 0 | 0 | 0 | 0 | 0 | 0 | 0 | 0 | 16.887 | 16.887 | 6.5859 | 0 | 6.5859 | 0 | 6.5859
2017-01-01 21:00 | 0 | 19.063 | 0 | 0 | 19.063 | 113.973 | 0 | 0 | 0 | 0 | 0 | 0 | 0 | 0 | 0 | 0 | 0 | 0 | 19.063 | 19.063 | 7.4346 | 0 | 7.4346 | 0 | 7.4346
2017-01-01 22:00 | 0 | 19.072 | 0 | 0 | 19.072 | 93.8972 | 0 | 0 | 0 | 0 | 0 | 0 | 0 | 0 | 0 | 0 | 0 | 0 | 19.072 | 19.072 | 7.4381 | 0 | 7.4381 | 0 | 7.4381
2017-01-01 23:00 | 0 | 16.863 | 0 | 0 | 16.863 | 76.1467 | 0 | 0 | 0 | 0 | 0 | 0 | 0 | 0 | 0 | 0 | 0 | 0 | 16.863 | 16.863 | 6.5766 | 0 | 6.5766 | 0 | 6.5766
2017-01-02 | 0 | 3.2445 | 0 | 0 | 14.831 | 72.7314 | 11.5865 | 16.502 | 3.5465 | 0.8 | 0 | 0 | 16.502 | 0 | 3.5465 | 0 | 9.654 | 3.218 | 18.049 | 18.049 | 5.7841 | 1.255 | 7.0391 | 0 | 7.0391
2017-01-02 01:00 | 0 | 2.3028 | 0 | 0 | 13.6 | 70.3075 | 11.2972 | 16.09 | 3.458 | 0.8 | 0 | 0 | 16.09 | 0 | 3.458 | 0 | 9.413 | 3.1377 | 16.7377 | 16.7377 | 5.304 | 1.2237 | 6.5277 | 0 | 6.5277
2017-01-02 02:00 | 0 | 1.6032 | 0 | 0 | 13.203 | 68.6199 | 11.5998 | 16.5209 | 3.5506 | 0.7472 | 0 | 0 | 14.665 | 1.8559 | 3.5506 | 0 | 8.579 | 2.8597 | 16.0627 | 16.0627 | 5.1492 | 1.1153 | 6.2644 | 0 | 6.2644
2017-01-02 03:00 | 0 | 0 | 0 | 0 | 12.914 | 68.6199 | 12.914 | 18.3927 | 3.9529 | 0.67983 | 0 | 0 | 13.69 | 4.7027 | 3.9529 | 0 | 8.008 | 2.6693 | 15.5833 | 15.5833 | 5.0365 | 1.041 | 6.0775 | 0 | 6.0775
2017-01-02 04:00 | 0 | 0 | 0 | 0 | 12.199 | 68.6199 | 12.199 | 17.3743 | 3.734 | 0.6864 | 0 | 0 | 13.175 | 4.1993 | 3.734 | 0 | 7.707 | 2.569 | 14.768 | 14.768 | 4.7576 | 1.0019 | 5.7595 | 0 | 5.7595
2017-01-02 05:00 | 0 | 10.926 | 0 | 0 | 10.926 | 57.1188 | 0 | 0 | 0 | 0 | 0 | 0 | 0 | 0 | 0 | 0 | 0 | 0 | 10.926 | 10.926 | 4.2611 | 0 | 4.2611 | 0 | 4.2611
2017-01-02 06:00 | 0 | 9.954 | 0 | 0 | 9.954 | 46.6409 | 0 | 0 | 0 | 0 | 0 | 0 | 0 | 0 | 0 | 0 | 0 | 0 | 9.954 | 9.954 | 3.8821 | 0 | 3.8821 | 0 | 3.8821
2017-01-02 07:00 | 0.06 | 7.606 | 0 | 0 | 7.666 | 38.6346 | 0 | 0 | 0 | 0 | 0 | 0 | 0 | 0 | 0 | 0 | 0 | 0 | 7.666 | 7.666 | 2.9897 | 0 | 2.9897 | 0 | 2.9897
2017-01-02 08:00 | 0.17 | 7.858 | 0 | 0 | 8.028 | 30.363 | 0 | 0 | 0 | 0 | 0 | 0 | 0 | 0 | 0 | 0 | 0 | 0 | 8.028 | 8.028 | 3.1309 | 0 | 3.1309 | 0 | 3.1309
2017-01-02 09:00 | 0.48 | 0 | 0 | 21.478 | 9.002 | 30.363 | 30 | 42.7273 | 9.1827 | 0.8 | 28.2697 | 3.1728 | 70.997 | 0 | 12.3555 | 70.997 | 0 | 0 | 9.002 | 30.48 | 3.5108 | 0 | 3.5108 | 8.3764 | 11.8872
2017-01-02 10:00 | 0.74 | 0 | 15.7224 | 5.5106 | 9.507 | 45.2993 | 30 | 42.7273 | 9.1827 | 0.8 | 28.3357 | 3.1802 | 71.063 | 0 | 12.363 | 71.063 | 0 | 0 | 9.507 | 15.0176 | 3.7077 | 0 | 3.7077 | 2.1491 | 5.8569
2017-01-02 11:00 | 0.74 | 0 | 21.056 | 0 | 9.684 | 65.3025 | 30 | 42.7273 | 9.1827 | 0.8 | 28.2017 | 3.1652 | 70.929 | 0 | 12.3479 | 70.929 | 0 | 0 | 9.684 | 9.684 | 3.7768 | 0 | 3.7768 | 0 | 3.7768
2017-01-02 12:00 | 0.84 | 0 | 5.614 | 0 | 10.226 | 70.6358 | 15 | 21.3636 | 4.5914 | 0.8 | 65.1604 | 7.3132 | 86.524 | 0 | 11.9045 | 69.919 | 9.714 | 3.238 | 13.464 | 13.464 | 3.9881 | 1.2628 | 5.251 | 0 | 5.251
2017-01-02 13:00 | 1.18 | 0 | 5.816 | 0 | 10.364 | 76.161 | 15 | 21.3636 | 4.5914 | 0.8 | 68.6934 | 7.7097 | 90.057 | 0 | 12.3011 | 68.611 | 12.546 | 4.182 | 14.546 | 14.546 | 4.042 | 1.631 | 5.6729 | 0 | 5.6729
2017-01-02 14:00 | 1.37 | 0 | 12.995 | 0 | 10.875 | 88.5062 | 22.5 | 32.0455 | 6.8871 | 0.71034 | 0 | 0 | 25.932 | 6.1135 | 6.8871 | 0 | 15.17 | 5.0567 | 15.9317 | 15.9317 | 4.2412 | 1.9721 | 6.2134 | 0 | 6.2134
2017-01-02 15:00 | 1.15 | 0 | 4.875 | 0 | 11.275 | 93.1375 | 15 | 21.3636 | 4.5914 | 0.8 | 74.4224 | 8.3527 | 95.786 | 0 | 12.944 | 66.49 | 17.138 | 5.7127 | 16.9877 | 16.9877 | 4.3973 | 2.2279 | 6.6252 | 0 | 6.6252
2017-01-02 16:00 | 0.74 | 0 | 4.1579 | 0 | 11 | 97.0875 | 14.4179 | 20.5346 | 4.4132 | 0.8 | 76.5084 | 8.5868 | 97.043 | 0 | 13 | 66.025 | 18.145 | 6.0483 | 17.0483 | 17.0483 | 4.29 | 2.3588 | 6.6488 | 0 | 6.6488
2017-01-02 17:00 | 0.8 | 0 | 19.851 | 0 | 10.949 | 115.946 | 30 | 42.7273 | 9.1827 | 0.8 | 23.2837 | 2.6132 | 66.011 | 0 | 11.7959 | 66.011 | 0 | 0 | 10.949 | 10.949 | 4.2701 | 0 | 4.2701 | 0 | 4.2701
2017-01-02 18:00 | 0.23 | 0 | 19.32 | 0 | 10.91 | 134.3 | 30 | 42.7273 | 9.1827 | 0.8 | 23.6287 | 2.6519 | 66.356 | 0 | 11.8347 | 66.356 | 0 | 0 | 10.91 | 10.91 | 4.2549 | 0 | 4.2549 | 0 | 4.2549
2017-01-02 19:00 | 0.04 | 0 | 18.437 | 0 | 11.603 | 151.8151 | 30 | 42.7273 | 9.1827 | 0.8 | 24.1257 | 2.7077 | 66.853 | 0 | 11.8904 | 66.853 | 0 | 0 | 11.603 | 11.603 | 4.5252 | 0 | 4.5252 | 0 | 4.5252
2017-01-02 20:00 | 0 | 17.435 | 0 | 0 | 17.435 | 133.4625 | 0 | 0 | 0 | 0 | 0 | 0 | 0 | 0 | 0 | 0 | 0 | 0 | 17.435 | 17.435 | 6.7996 | 0 | 6.7996 | 0 | 6.7996
2017-01-02 21:00 | 0 | 20.332 | 0 | 0 | 20.332 | 112.0604 | 0 | 0 | 0 | 0 | 0 | 0 | 0 | 0 | 0 | 0 | 0 | 0 | 20.332 | 20.332 | 7.9295 | 0 | 7.9295 | 0 | 7.9295
2017-01-02 22:00 | 0 | 20.634 | 0 | 0 | 20.634 | 90.3404 | 0 | 0 | 0 | 0 | 0 | 0 | 0 | 0 | 0 | 0 | 0 | 0 | 20.634 | 20.634 | 8.0473 | 0 | 8.0473 | 0 | 8.0473
2017-01-02 23:00 | 0 | 17.572 | 0 | 0 | 17.572 | 71.8435 | 0 | 0 | 0 | 0 | 0 | 0 | 0 | 0 | 0 | 0 | 0 | 0 | 17.572 | 17.572 | 6.8531 | 0 | 6.8531 | 0 | 6.8531
2017-01-03 | 0 | 1.0555 | 0 | 0 | 15.143 | 70.7325 | 14.0875 | 20.0641 | 4.3121 | 0.75402 | 0 | 0 | 18.101 | 1.9631 | 4.3121 | 0 | 10.589 | 3.5297 | 18.6727 | 18.6727 | 5.9058 | 1.3766 | 7.2823 | 0 | 7.2823
2017-01-03 01:00 | 0 | 0 | 0 | 0 | 13.75 | 70.7325 | 13.75 | 19.5833 | 4.2088 | 0.73843 | 0 | 0 | 17.018 | 2.5653 | 4.2088 | 0 | 9.956 | 3.3187 | 17.0687 | 17.0687 | 5.3625 | 1.2943 | 6.6568 | 0 | 6.6568
2017-01-03 02:00 | 0 | 2.045 | 0 | 0 | 13.126 | 68.5799 | 11.081 | 15.782 | 3.3918 | 0.8 | 0 | 0 | 15.782 | 1.7764e-15 | 3.3918 | 0 | 9.233 | 3.0777 | 16.2037 | 16.2037 | 5.1191 | 1.2003 | 6.3194 | 0 | 6.3194
2017-01-03 03:00 | 0 | 0 | 0 | 0 | 12.682 | 68.5799 | 12.682 | 18.0622 | 3.8818 | 0.7122 | 0 | 0 | 14.688 | 3.3742 | 3.8818 | 0 | 8.592 | 2.864 | 15.546 | 15.546 | 4.946 | 1.117 | 6.0629 | 0 | 6.0629
2017-01-03 04:00 | 0 | 0 | 0 | 0 | 12.283 | 68.5799 | 12.283 | 17.494 | 3.7597 | 0.69931 | 0 | 0 | 13.746 | 3.748 | 3.7597 | 0 | 8.042 | 2.6807 | 14.9637 | 14.9637 | 4.7904 | 1.0455 | 5.8358 | 0 | 5.8358
2017-01-03 05:00 | 0 | 11.258 | 0 | 0 | 11.258 | 56.7293 | 0 | 0 | 0 | 0 | 0 | 0 | 0 | 0 | 0 | 0 | 0 | 0 | 11.258 | 11.258 | 4.3906 | 0 | 4.3906 | 0 | 4.3906
2017-01-03 06:00 | 0 | 10.082 | 0 | 0 | 10.082 | 46.1167 | 0 | 0 | 0 | 0 | 0 | 0 | 0 | 0 | 0 | 0 | 0 | 0 | 10.082 | 10.082 | 3.932 | 0 | 3.932 | 0 | 3.932
2017-01-03 07:00 | 0.15 | 7.7 | 0 | 0 | 7.85 | 38.0114 | 0 | 0 | 0 | 0 | 0 | 0 | 0 | 0 | 0 | 0 | 0 | 0 | 7.85 | 7.85 | 3.0615 | 0 | 3.0615 | 0 | 3.0615
2017-01-03 08:00 | 0.51 | 7.266 | 0 | 0 | 7.776 | 30.363 | 0 | 0 | 0 | 0 | 0 | 0 | 0 | 0 | 0 | 0 | 0 | 0 | 7.776 | 7.776 | 3.0326 | 0 | 3.0326 | 0 | 3.0326
2017-01-03 09:00 | 0.89 | 0 | 0 | 22.583 | 8.307 | 30.363 | 30 | 42.7273 | 9.1827 | 0.8 | 28.8067 | 3.2331 | 71.534 | 0 | 12.4158 | 71.534 | 0 | 0 | 8.307 | 30.89 | 3.2397 | 0 | 3.2397 | 8.8074 | 12.0471
2017-01-03 10:00 | 1.23 | 0 | 4.6114 | 17.6936 | 8.925 | 34.7438 | 30 | 42.7273 | 9.1827 | 0.8 | 28.9157 | 3.2453 | 71.643 | 0 | 12.428 | 71.643 | 0 | 0 | 8.925 | 26.6186 | 3.4808 | 0 | 3.4808 | 6.9005 | 10.3813
2017-01-03 11:00 | 1.54 | 0 | 22.289 | 0 | 9.251 | 55.9184 | 30 | 42.7273 | 9.1827 | 0.8 | 28.7347 | 3.225 | 71.462 | 0 | 12.4077 | 71.462 | 0 | 0 | 9.251 | 9.251 | 3.6079 | 0 | 3.6079 | 0 | 3.6079
2017-01-03 12:00 | 1.23 | 0 | 13.8646 | 0 | 10.226 | 69.0897 | 22.8606 | 32.559 | 6.9974 | 0.8 | 53.483 | 6.0026 | 86.042 | 0 | 13 | 70.097 | 9.327 | 3.109 | 13.335 | 13.335 | 3.9881 | 1.2125 | 5.2007 | 0 | 5.2007
2017-01-03 13:00 | 1.03 | 0 | 6.005 | 0 | 10.025 | 74.7945 | 15 | 21.3636 | 4.5914 | 0.8 | 68.8204 | 7.7239 | 90.184 | 0 | 12.3153 | 68.564 | 12.648 | 4.216 | 14.241 | 14.241 | 3.9097 | 1.6442 | 5.554 | 0 | 5.554
2017-01-03 14:00 | 1.24 | 0 | 13.34 | 0 | 10.4 | 87.4675 | 22.5 | 32.0455 | 6.8871 | 0.71931 | 0 | 0 | 26.544 | 5.5015 | 6.8871 | 0 | 15.528 | 5.176 | 15.576 | 15.576 | 4.056 | 2.0186 | 6.0746 | 0 | 6.0746
2017-01-03 15:00 | 1.26 | 0 | 5.284 | 0 | 10.727 | 92.4873 | 14.751 | 21.009 | 4.5152 | 0.8 | 75.6 | 8.4848 | 96.609 | 0 | 13 | 66.186 | 17.798 | 5.9327 | 16.6597 | 16.6597 | 4.1835 | 2.3137 | 6.4973 | 0 | 6.4973
2017-01-03 16:00 | 1.24 | 0 | 4.0484 | 0 | 10.463 | 96.3332 | 13.2714 | 18.9017 | 4.0623 | 0.8 | 79.6353 | 8.9377 | 98.537 | 0 | 13 | 65.472 | 19.343 | 6.4477 | 16.9107 | 16.9107 | 4.0806 | 2.5146 | 6.5952 | 0 | 6.5952
2017-01-03 17:00 | 0.74 | 0 | 20.426 | 0 | 10.314 | 115.7379 | 30 | 42.7273 | 9.1827 | 0.8 | 22.4837 | 2.5234 | 65.211 | 0 | 11.7062 | 65.211 | 0 | 0 | 10.314 | 10.314 | 4.0225 | 0 | 4.0225 | 0 | 4.0225
2017-01-03 18:00 | 0.34 | 0 | 19.682 | 0 | 10.658 | 134.4358 | 30 | 42.7273 | 9.1827 | 0.8 | 22.4567 | 2.5204 | 65.184 | 0 | 11.7031 | 65.184 | 0 | 0 | 10.658 | 10.658 | 4.1566 | 0 | 4.1566 | 0 | 4.1566
2017-01-03 19:00 | 0.04 | 0 | 18.294 | 0 | 11.746 | 151.8151 | 30 | 42.7273 | 9.1827 | 0.8 | 22.6787 | 2.5453 | 65.406 | 0 | 11.728 | 65.406 | 0 | 0 | 11.746 | 11.746 | 4.5809 | 0 | 4.5809 | 0 | 4.5809
2017-01-03 20:00 | 0 | 16.695 | 0 | 0 | 16.695 | 134.2414 | 0 | 0 | 0 | 0 | 0 | 0 | 0 | 0 | 0 | 0 | 0 | 0 | 16.695 | 16.695 | 6.5111 | 0 | 6.5111 | 0 | 6.5111
2017-01-03 21:00 | 0 | 19.161 | 0 | 0 | 19.161 | 114.072 | 0 | 0 | 0 | 0 | 0 | 0 | 0 | 0 | 0 | 0 | 0 | 0 | 19.161 | 19.161 | 7.4728 | 0 | 7.4728 | 0 | 7.4728
2017-01-03 22:00 | 0 | 19.145 | 0 | 0 | 19.145 | 93.9193 | 0 | 0 | 0 | 0 | 0 | 0 | 0 | 0 | 0 | 0 | 0 | 0 | 19.145 | 19.145 | 7.4665 | 0 | 7.4665 | 0 | 7.4665
2017-01-03 23:00 | 0 | 17.859 | 0 | 0 | 17.859 | 75.1204 | 0 | 0 | 0 | 0 | 0 | 0 | 0 | 0 | 0 | 0 | 0 | 0 | 17.859 | 17.859 | 6.965 | 0 | 6.965 | 0 | 6.965
2017-01-04 | 0 | 1.0331 | 0 | 0 | 14.445 | 74.0329 | 13.4119 | 19.1017 | 4.1052 | 0.77388 | 0 | 0 | 18.04 | 1.0617 | 4.1052 | 0 | 10.554 | 3.518 | 17.963 | 17.963 | 5.6336 | 1.372 | 7.0056 | 0 | 7.0056
2017-01-04 01:00 | 0 | 2.2509 | 0 | 0 | 13.499 | 71.6635 | 11.2481 | 16.02 | 3.4429 | 0.8 | 0 | 0 | 16.02 | 0 | 3.4429 | 0 | 9.372 | 3.124 | 16.623 | 16.623 | 5.2646 | 1.2184 | 6.483 | 0 | 6.483
2017-01-04 02:00 | 0 | 2.4784 | 0 | 0 | 12.766 | 69.0546 | 10.2876 | 14.652 | 3.1489 | 0.8 | 0 | 0 | 14.652 | 1.7764e-15 | 3.1489 | 0 | 8.571 | 2.857 | 15.623 | 15.623 | 4.9787 | 1.1142 | 6.093 | 0 | 6.093
2017-01-04 03:00 | 0 | 0 | 0 | 0 | 12.323 | 69.0546 | 12.323 | 17.5509 | 3.772 | 0.68948 | 0 | 0 | 13.424 | 4.1269 | 3.772 | 0 | 7.853 | 2.6177 | 14.9407 | 14.9407 | 4.806 | 1.0209 | 5.8269 | 0 | 5.8269
2017-01-04 04:00 | 0 | 0 | 0 | 0 | 11.551 | 69.0546 | 11.551 | 16.4514 | 3.5357 | 0.68814 | 0 | 0 | 12.536 | 3.9154 | 3.5357 | 0 | 7.334 | 2.4447 | 13.9957 | 13.9957 | 4.5049 | 0.95342 | 5.4583 | 0 | 5.4583
2017-01-04 05:00 | 0 | 11.226 | 0 | 0 | 11.226 | 57.2378 | 0 | 0 | 0 | 0 | 0 | 0 | 0 | 0 | 0 | 0 | 0 | 0 | 11.226 | 11.226 | 4.3781 | 0 | 4.3781 | 0 | 4.3781
2017-01-04 06:00 | 0 | 10.073 | 0 | 0 | 10.073 | 46.6346 | 0 | 0 | 0 | 0 | 0 | 0 | 0 | 0 | 0 | 0 | 0 | 0 | 10.073 | 10.073 | 3.9285 | 0 | 3.9285 | 0 | 3.9285
2017-01-04 07:00 | 0.13 | 7.874 | 0 | 0 | 8.004 | 38.3462 | 0 | 0 | 0 | 0 | 0 | 0 | 0 | 0 | 0 | 0 | 0 | 0 | 8.004 | 8.004 | 3.1216 | 0 | 3.1216 | 0 | 3.1216
2017-01-04 08:00 | 0.55 | 7.584 | 0 | 0 | 8.134 | 30.363 | 0 | 0 | 0 | 0 | 0 | 0 | 0 | 0 | 0 | 0 | 0 | 0 | 8.134 | 8.134 | 3.1723 | 0 | 3.1723 | 0 | 3.1723
2017-01-04 09:00 | 0.88 | 0 | 0 | 21.65 | 9.23 | 30.363 | 30 | 42.7273 | 9.1827 | 0.8 | 29.1207 | 3.2683 | 71.848 | 0 | 12.4511 | 71.848 | 0 | 0 | 9.23 | 30.88 | 3.5997 | 0 | 3.5997 | 8.4435 | 12.0432
2017-01-04 10:00 | 1.14 | 0 | 21.827 | 0 | 9.313 | 51.0987 | 30 | 42.7273 | 9.1827 | 0.8 | 29.2407 | 3.2818 | 71.968 | 0 | 12.4645 | 71.968 | 0 | 0 | 9.313 | 9.313 | 3.6321 | 0 | 3.6321 | 0 | 3.6321
2017-01-04 11:00 | 1.42 | 0 | 3.1811 | 18.6859 | 9.553 | 54.1207 | 30 | 42.7273 | 9.1827 | 0.8 | 28.9767 | 3.2522 | 71.704 | 0 | 12.4349 | 71.704 | 0 | 0 | 9.553 | 28.2389 | 3.7257 | 0 | 3.7257 | 7.2875 | 11.0132
2017-01-04 12:00 | 1.47 | 0 | 14.3986 | 0 | 10.067 | 67.7994 | 22.9956 | 32.7513 | 7.0388 | 0.8 | 53.1147 | 5.9612 | 85.866 | 0 | 13 | 70.162 | 9.186 | 3.062 | 13.129 | 13.129 | 3.9261 | 1.1942 | 5.1203 | 0 | 5.1203
2017-01-04 13:00 | 1.44 | 0 | 6.023 | 0 | 10.417 | 73.5213 | 15 | 21.3636 | 4.5914 | 0.8 | 68.3334 | 7.6693 | 89.697 | 0 | 12.2607 | 68.744 | 12.257 | 4.0857 | 14.5027 | 14.5027 | 4.0626 | 1.5934 | 5.656 | 0 | 5.656
2017-01-04 14:00 | 1.41 | 0 | 13.851 | 0 | 10.059 | 86.6797 | 22.5 | 32.0455 | 6.8871 | 0.70271 | 0 | 0 | 25.412 | 6.6335 | 6.8871 | 0 | 14.866 | 4.9553 | 15.0143 | 15.0143 | 3.923 | 1.9326 | 5.8556 | 0 | 5.8556
2017-01-04 15:00 | 1.34 | 0 | 5.471 | 0 | 10.869 | 91.8772 | 15 | 21.3636 | 4.5914 | 0.8 | 74.2764 | 8.3363 | 95.64 | 0 | 12.9277 | 66.545 | 17.021 | 5.6737 | 16.5427 | 16.5427 | 4.2389 | 2.2127 | 6.4516 | 0 | 6.4516
2017-01-04 16:00 | 1.36 | 0 | 5.0906 | 0 | 10.375 | 96.7132 | 14.1056 | 20.0898 | 4.3176 | 0.8 | 77.3602 | 8.6824 | 97.45 | 0 | 13 | 65.875 | 18.471 | 6.157 | 16.532 | 16.532 | 4.0463 | 2.4012 | 6.4475 | 0 | 6.4475
2017-01-04 17:00 | 0.93 | 0 | 20.38 | 0 | 10.55 | 116.0742 | 30 | 42.7273 | 9.1827 | 0.8 | 22.6957 | 2.5472 | 65.423 | 0 | 11.73 | 65.423 | 0 | 0 | 10.55 | 10.55 | 4.1145 | 0 | 4.1145 | 0 | 4.1145
2017-01-04 18:00 | 0.31 | 0 | 19.358 | 0 | 10.952 | 134.4643 | 30 | 42.7273 | 9.1827 | 0.8 | 22.5067 | 2.526 | 65.234 | 0 | 11.7087 | 65.234 | 0 | 0 | 10.952 | 10.952 | 4.2713 | 0 | 4.2713 | 0 | 4.2713
2017-01-04 19:00 | 0.04 | 0 | 18.264 | 0 | 11.776 | 151.8151 | 30 | 42.7273 | 9.1827 | 0.8 | 22.5347 | 2.5292 | 65.262 | 0 | 11.7119 | 65.262 | 0 | 0 | 11.776 | 11.776 | 4.5926 | 0 | 4.5926 | 0 | 4.5926
2017-01-04 20:00 | 0 | 17.581 | 0 | 0 | 17.581 | 133.3088 | 0 | 0 | 0 | 0 | 0 | 0 | 0 | 0 | 0 | 0 | 0 | 0 | 17.581 | 17.581 | 6.8566 | 0 | 6.8566 | 0 | 6.8566
2017-01-04 21:00 | 0 | 20.332 | 0 | 0 | 20.332 | 111.9067 | 0 | 0 | 0 | 0 | 0 | 0 | 0 | 0 | 0 | 0 | 0 | 0 | 20.332 | 20.332 | 7.9295 | 0 | 7.9295 | 0 | 7.9295
2017-01-04 22:00 | 0 | 20.155 | 0 | 0 | 20.155 | 90.6909 | 0 | 0 | 0 | 0 | 0 | 0 | 0 | 0 | 0 | 0 | 0 | 0 | 20.155 | 20.155 | 7.8605 | 0 | 7.8605 | 0 | 7.8605
2017-01-04 23:00 | 0 | 17.753 | 0 | 0 | 17.753 | 72.0035 | 0 | 0 | 0 | 0 | 0 | 0 | 0 | 0 | 0 | 0 | 0 | 0 | 17.753 | 17.753 | 6.9237 | 0 | 6.9237 | 0 | 6.9237
2017-01-05 | 0 | 0.472 | 0 | 0 | 15.472 | 71.5067 | 15 | 21.3636 | 4.5914 | 0.74771 | 0 | 0 | 18.987 | 2.3766 | 4.5914 | 0 | 11.107 | 3.7023 | 19.1743 | 19.1743 | 6.0341 | 1.4439 | 7.478 | 0 | 7.478
2017-01-05 01:00 | 0 | 0 | 0 | 0 | 14.01 | 71.5067 | 14.01 | 19.9536 | 4.2883 | 0.73592 | 0 | 0 | 17.233 | 2.7206 | 4.2883 | 0 | 10.081 | 3.3603 | 17.3703 | 17.3703 | 5.4639 | 1.3105 | 6.7744 | 0 | 6.7744
2017-01-05 02:00 | 0 | 1.7745 | 0 | 0 | 13.262 | 69.6388 | 11.4875 | 16.361 | 3.5162 | 0.77621 | 0 | 0 | 15.533 | 0.828 | 3.5162 | 0 | 9.087 | 3.029 | 16.291 | 16.291 | 5.1722 | 1.1813 | 6.3535 | 0 | 6.3535
2017-01-05 03:00 | 0 | 0 | 0 | 0 | 12.021 | 69.6388 | 12.021 | 17.1208 | 3.6795 | 0.73198 | 0 | 0 | 14.643 | 2.4778 | 3.6795 | 0 | 8.566 | 2.8553 | 14.8763 | 14.8763 | 4.6882 | 1.1136 | 5.8018 | 0 | 5.8018
2017-01-05 04:00 | 0 | 0 | 0 | 0 | 11.407 | 69.6388 | 11.407 | 16.2463 | 3.4916 | 0.73932 | 0 | 0 | 14.149 | 2.0973 | 3.4916 | 0 | 8.277 | 2.759 | 14.166 | 14.166 | 4.4487 | 1.076 | 5.5247 | 0 | 5.5247
2017-01-05 05:00 | 0 | 10.806 | 0 | 0 | 10.806 | 58.2641 | 0 | 0 | 0 | 0 | 0 | 0 | 0 | 0 | 0 | 0 | 0 | 0 | 10.806 | 10.806 | 4.2143 | 0 | 4.2143 | 0 | 4.2143
2017-01-05 06:00 | 0 | 10.505 | 0 | 0 | 10.505 | 47.2062 | 0 | 0 | 0 | 0 | 0 | 0 | 0 | 0 | 0 | 0 | 0 | 0 | 10.505 | 10.505 | 4.097 | 0 | 4.097 | 0 | 4.097
2017-01-05 07:00 | 0.16 | 8.042 | 0 | 0 | 8.202 | 38.7409 | 0 | 0 | 0 | 0 | 0 | 0 | 0 | 0 | 0 | 0 | 0 | 0 | 8.202 | 8.202 | 3.1988 | 0 | 3.1988 | 0 | 3.1988
2017-01-05 08:00 | 0.48 | 7.959 | 0 | 0 | 8.439 | 30.363 | 0 | 0 | 0 | 0 | 0 | 0 | 0 | 0 | 0 | 0 | 0 | 0 | 8.439 | 8.439 | 3.2912 | 0 | 3.2912 | 0 | 3.2912
2017-01-05 09:00 | 1.05 | 0 | 14.3745 | 7.3245 | 9.351 | 44.0188 | 30 | 42.7273 | 9.1827 | 0.8 | 28.2327 | 3.1687 | 70.96 | 0 | 12.3514 | 70.96 | 0 | 0 | 9.351 | 16.6755 | 3.6469 | 0 | 3.6469 | 2.8565 | 6.5034
2017-01-05 10:00 | 1.23 | 0 | 21.869 | 0 | 9.361 | 64.7944 | 30 | 42.7273 | 9.1827 | 0.8 | 28.5167 | 3.2005 | 71.244 | 0 | 12.3833 | 71.244 | 0 | 0 | 9.361 | 9.361 | 3.6508 | 0 | 3.6508 | 0 | 3.6508
2017-01-05 11:00 | 1.57 | 0 | 0 | 22.106 | 9.464 | 64.7944 | 30 | 42.7273 | 9.1827 | 0.8 | 28.4087 | 3.1884 | 71.136 | 0 | 12.3711 | 71.136 | 0 | 0 | 9.464 | 31.57 | 3.691 | 0 | 3.691 | 8.6213 | 12.3123
2017-01-05 12:00 | 1.61 | 0 | 6.392 | 0 | 10.218 | 70.8668 | 15 | 21.3636 | 4.5914 | 0.8 | 65.3914 | 7.3391 | 86.755 | 0 | 11.9305 | 69.833 | 9.899 | 3.2997 | 13.5177 | 13.5177 | 3.985 | 1.2869 | 5.2719 | 0 | 5.2719
2017-01-05 13:00 | 1.53 | 0 | 6.306 | 0 | 10.224 | 76.8575 | 15 | 21.3636 | 4.5914 | 0.8 | 69.0754 | 7.7526 | 90.439 | 0 | 12.3439 | 68.47 | 12.852 | 4.284 | 14.508 | 14.508 | 3.9874 | 1.6708 | 5.6581 | 0 | 5.6581
2017-01-05 14:00 | 1.68 | 0 | 13.272 | 0 | 10.908 | 89.4659 | 22.5 | 32.0455 | 6.8871 | 0.72071 | 0 | 0 | 26.639 | 5.4065 | 6.8871 | 0 | 15.584 | 5.1947 | 16.1027 | 16.1027 | 4.2541 | 2.0259 | 6.28 | 0 | 6.28
2017-01-05 15:00 | 1.54 | 0 | 5.2801 | 0 | 11.103 | 94.482 | 14.8431 | 21.1402 | 4.5433 | 0.8 | 75.3488 | 8.4567 | 96.489 | 0 | 13 | 66.23 | 17.701 | 5.9003 | 17.0033 | 17.0033 | 4.3302 | 2.3011 | 6.6313 | 0 | 6.6313
2017-01-05 16:00 | 1.02 | 0 | 3.1497 | 0 | 11.309 | 97.4742 | 13.4387 | 19.1399 | 4.1135 | 0.8 | 79.1791 | 8.8865 | 98.319 | 0 | 13 | 65.553 | 19.168 | 6.3893 | 17.6983 | 17.6983 | 4.4105 | 2.4918 | 6.9023 | 0 | 6.9023
2017-01-05 17:00 | 0.75 | 0 | 19.366 | 0 | 11.384 | 115.8719 | 30 | 42.7273 | 9.1827 | 0.8 | 22.4677 | 2.5216 | 65.195 | 0 | 11.7044 | 65.195 | 0 | 0 | 11.384 | 11.384 | 4.4398 | 0 | 4.4398 | 0 | 4.4398
2017-01-05 18:00 | 0.4 | 0 | 19.061 | 0 | 11.339 | 133.9798 | 30 | 42.7273 | 9.1827 | 0.8 | 22.4207 | 2.5164 | 65.148 | 0 | 11.6991 | 65.148 | 0 | 0 | 11.339 | 11.339 | 4.4222 | 0 | 4.4222 | 0 | 4.4222
2017-01-05 19:00 | 0.05 | 0 | 18.774 | 0 | 11.276 | 151.8151 | 30 | 42.7273 | 9.1827 | 0.8 | 22.7187 | 2.5498 | 65.446 | 0 | 11.7325 | 65.446 | 0 | 0 | 11.276 | 11.276 | 4.3976 | 0 | 4.3976 | 0 | 4.3976
2017-01-05 20:00 | 0 | 18.328 | 0 | 0 | 18.328 | 132.5225 | 0 | 0 | 0 | 0 | 0 | 0 | 0 | 0 | 0 | 0 | 0 | 0 | 18.328 | 18.328 | 7.1479 | 0 | 7.1479 | 0 | 7.1479
2017-01-05 21:00 | 0 | 21.002 | 0 | 0 | 21.002 | 110.4151 | 0 | 0 | 0 | 0 | 0 | 0 | 0 | 0 | 0 | 0 | 0 | 0 | 21.002 | 21.002 | 8.1908 | 0 | 8.1908 | 0 | 8.1908
2017-01-05 22:00 | 0 | 20.038 | 0 | 0 | 20.038 | 89.3225 | 0 | 0 | 0 | 0 | 0 | 0 | 0 | 0 | 0 | 0 | 0 | 0 | 20.038 | 20.038 | 7.8148 | 0 | 7.8148 | 0 | 7.8148
2017-01-05 23:00 | 0 | 17.872 | 0 | 0 | 17.872 | 70.5099 | 0 | 0 | 0 | 0 | 0 | 0 | 0 | 0 | 0 | 0 | 0 | 0 | 17.872 | 17.872 | 6.9701 | 0 | 6.9701 | 0 | 6.9701
2017-01-06 | 0 | 0.306 | 0 | 0 | 15.306 | 70.1877 | 15 | 21.3636 | 4.5914 | 0.77172 | 0 | 0 | 20.078 | 1.2856 | 4.5914 | 0 | 11.746 | 3.9153 | 19.2213 | 19.2213 | 5.9693 | 1.527 | 7.4963 | 0 | 7.4963
2017-01-06 01:00 | 0 | 0 | 0 | 0 | 14.748 | 70.1877 | 14.748 | 21.0047 | 4.5142 | 0.76125 | 0 | 0 | 19.273 | 1.7317 | 4.5142 | 0 | 11.275 | 3.7583 | 18.5063 | 18.5063 | 5.7517 | 1.4658 | 7.2175 | 0 | 7.2175
2017-01-06 02:00 | 0 | 0 | 0 | 0 | 13.076 | 70.1877 | 13.076 | 18.6234 | 4.0024 | 0.79653 | 0 | 0 | 18.486 | 0.13739 | 4.0024 | 0 | 10.814 | 3.6047 | 16.6807 | 16.6807 | 5.0996 | 1.4058 | 6.5055 | 0 | 6.5055
2017-01-06 03:00 | 0 | 0 | 0 | 0 | 12.483 | 70.1877 | 12.483 | 17.7788 | 3.8209 | 0.79604 | 0 | 0 | 17.629 | 0.14982 | 3.8209 | 0 | 10.313 | 3.4377 | 15.9207 | 15.9207 | 4.8684 | 1.3407 | 6.2091 | 0 | 6.2091
2017-01-06 04:00 | 0 | 0 | 2.7418 | 0 | 11.809 | 72.7925 | 14.5508 | 20.7239 | 4.4539 | 0.71709 | 0 | 0 | 17.068 | 3.6559 | 4.4539 | 0 | 9.985 | 3.3283 | 15.1373 | 15.1373 | 4.6055 | 1.298 | 5.9036 | 0 | 5.9036
2017-01-06 05:00 | 0 | 11.764 | 0 | 0 | 11.764 | 60.4093 | 0 | 0 | 0 | 0 | 0 | 0 | 0 | 0 | 0 | 0 | 0 | 0 | 11.764 | 11.764 | 4.588 | 0 | 4.588 | 0 | 4.588
2017-01-06 06:00 | 0 | 11.042 | 0 | 0 | 11.042 | 48.7862 | 0 | 0 | 0 | 0 | 0 | 0 | 0 | 0 | 0 | 0 | 0 | 0 | 11.042 | 11.042 | 4.3064 | 0 | 4.3064 | 0 | 4.3064
2017-01-06 07:00 | 0.21 | 8.912 | 0 | 0 | 9.122 | 39.4051 | 0 | 0 | 0 | 0 | 0 | 0 | 0 | 0 | 0 | 0 | 0 | 0 | 9.122 | 9.122 | 3.5576 | 0 | 3.5576 | 0 | 3.5576
2017-01-06 08:00 | 0.27 | 8.59 | 0 | 0 | 8.86 | 30.363 | 0 | 0 | 0 | 0 | 0 | 0 | 0 | 0 | 0 | 0 | 0 | 0 | 8.86 | 8.86 | 3.4554 | 0 | 3.4554 | 0 | 3.4554
2017-01-06 09:00 | 0.84 | 0 | 0.47131 | 20.8957 | 9.473 | 30.8108 | 30 | 42.7273 | 9.1827 | 0.8 | 28.2877 | 3.1748 | 71.015 | 0 | 12.3576 | 71.015 | 0 | 0 | 9.473 | 30.3687 | 3.6945 | 0 | 3.6945 | 8.1493 | 11.8438
2017-01-06 10:00 | 1.12 | 0 | 20.74 | 0 | 10.38 | 50.5138 | 30 | 42.7273 | 9.1827 | 0.8 | 28.5097 | 3.1997 | 71.237 | 0 | 12.3825 | 71.237 | 0 | 0 | 10.38 | 10.38 | 4.0482 | 0 | 4.0482 | 0 | 4.0482
2017-01-06 11:00 | 1.56 | 0 | 21.526 | 0 | 10.034 | 70.9635 | 30 | 42.7273 | 9.1827 | 0.8 | 28.2817 | 3.1742 | 71.009 | 0 | 12.3569 | 71.009 | 0 | 0 | 10.034 | 10.034 | 3.9133 | 0 | 3.9133 | 0 | 3.9133
2017-01-06 12:00 | 1.46 | 0 | 5.907 | 0 | 10.553 | 76.5751 | 15 | 21.3636 | 4.5914 | 0.8 | 65.2484 | 7.323 | 86.612 | 0 | 11.9144 | 69.886 | 9.784 | 3.2613 | 13.8143 | 13.8143 | 4.1157 | 1.2719 | 5.3876 | 0 | 5.3876
2017-01-06 13:00 | 1.57 | 0 | 5.486 | 0 | 11.084 | 81.7868 | 15 | 21.3636 | 4.5914 | 0.8 | 67.9454 | 7.6257 | 89.309 | 0 | 12.2171 | 68.888 | 11.946 | 3.982 | 15.066 | 15.066 | 4.3228 | 1.553 | 5.8757 | 0 | 5.8757
2017-01-06 14:00 | 1.32 | 0 | 5.642 | 0 | 10.678 | 87.1467 | 15 | 21.3636 | 4.5914 | 0.8 | 2.6474 | 0.29712 | 24.011 | 0 | 4.8885 | 0 | 14.046 | 4.682 | 15.36 | 15.36 | 4.1644 | 1.826 | 5.9904 | 0 | 5.9904
2017-01-06 15:00 | 1.07 | 0 | 5.202 | 0 | 10.868 | 92.0886 | 15 | 21.3636 | 4.5914 | 0.8 | 72.8474 | 8.1759 | 94.211 | 0 | 12.7673 | 67.073 | 15.876 | 5.292 | 16.16 | 16.16 | 4.2385 | 2.0639 | 6.3024 | 0 | 6.3024
2017-01-06 16:00 | 0.82 | 0 | 5.252 | 0 | 10.568 | 97.078 | 15 | 21.3636 | 4.5914 | 0.8 | 74.4634 | 8.3573 | 95.827 | 0 | 12.9486 | 66.475 | 17.171 | 5.7237 | 16.2917 | 16.2917 | 4.1215 | 2.2322 | 6.3537 | 0 | 6.3537
2017-01-06 17:00 | 0.83 | 0 | 20.391 | 0 | 10.439 | 116.4495 | 30 | 42.7273 | 9.1827 | 0.8 | 23.4327 | 2.6299 | 66.16 | 0 | 11.8127 | 66.16 | 0 | 0 | 10.439 | 10.439 | 4.0712 | 0 | 4.0712 | 0 | 4.0712
2017-01-06 18:00 | 0.32 | 0 | 19.333 | 0 | 10.987 | 134.8158 | 30 | 42.7273 | 9.1827 | 0.8 | 23.3217 | 2.6175 | 66.049 | 0 | 11.8002 | 66.049 | 0 | 0 | 10.987 | 10.987 | 4.2849 | 0 | 4.2849 | 0 | 4.2849
2017-01-06 19:00 | 0.05 | 0 | 17.894 | 0 | 12.156 | 151.8151 | 30 | 42.7273 | 9.1827 | 0.8 | 23.4307 | 2.6297 | 66.158 | 0 | 11.8124 | 66.158 | 0 | 0 | 12.156 | 12.156 | 4.7408 | 0 | 4.7408 | 0 | 4.7408
2017-01-06 20:00 | 0 | 18.317 | 0 | 0 | 18.317 | 132.5341 | 0 | 0 | 0 | 0 | 0 | 0 | 0 | 0 | 0 | 0 | 0 | 0 | 18.317 | 18.317 | 7.1436 | 0 | 7.1436 | 0 | 7.1436
2017-01-06 21:00 | 0 | 20.149 | 0 | 0 | 20.149 | 111.3246 | 0 | 0 | 0 | 0 | 0 | 0 | 0 | 0 | 0 | 0 | 0 | 0 | 20.149 | 20.149 | 7.8581 | 0 | 7.8581 | 0 | 7.8581
2017-01-06 22:00 | 0 | 19.641 | 0 | 0 | 19.641 | 90.6499 | 0 | 0 | 0 | 0 | 0 | 0 | 0 | 0 | 0 | 0 | 0 | 0 | 19.641 | 19.641 | 7.66 | 0 | 7.66 | 0 | 7.66
2017-01-06 23:00 | 0 | 17.912 | 0 | 0 | 17.912 | 71.7951 | 0 | 0 | 0 | 0 | 0 | 0 | 0 | 0 | 0 | 0 | 0 | 0 | 17.912 | 17.912 | 6.9857 | 0 | 6.9857 | 0 | 6.9857
2017-01-07 | 0 | 2.4762 | 0 | 0 | 15.224 | 69.1886 | 12.7478 | 18.156 | 3.902 | 0.8 | 0 | 0 | 18.156 | 0 | 3.902 | 0 | 10.621 | 3.5403 | 18.7643 | 18.7643 | 5.9374 | 1.3807 | 7.3181 | 0 | 7.3181
2017-01-07 01:00 | 0 | 1.9329 | 0 | 0 | 13.598 | 67.154 | 11.6651 | 16.614 | 3.5706 | 0.8 | 0 | 0 | 16.614 | 0 | 3.5706 | 0 | 9.719 | 3.2397 | 16.8377 | 16.8377 | 5.3032 | 1.2635 | 6.5667 | 0 | 6.5667
2017-01-07 02:00 | 0 | 0 | 0 | 0 | 13.07 | 67.154 | 13.07 | 18.6148 | 4.0006 | 0.71179 | 0 | 0 | 15.121 | 3.4938 | 4.0006 | 0 | 8.846 | 2.9487 | 16.0187 | 16.0187 | 5.0973 | 1.15 | 6.2473 | 0 | 6.2473
2017-01-07 03:00 | 0 | 0 | 0 | 0 | 12.449 | 67.154 | 12.449 | 17.7304 | 3.8105 | 0.70172 | 0 | 0 | 14.023 | 3.7074 | 3.8105 | 0 | 8.204 | 2.7347 | 15.1837 | 15.1837 | 4.8551 | 1.0665 | 5.9216 | 0 | 5.9216
2017-01-07 04:00 | 0 | 2.5725 | 0 | 0 | 11.807 | 64.4462 | 9.2345 | 13.1522 | 2.8266 | 0.78723 | 0 | 0 | 12.795 | 0.35721 | 2.8266 | 0 | 7.485 | 2.495 | 14.302 | 14.302 | 4.6047 | 0.97305 | 5.5778 | 0 | 5.5778
2017-01-07 05:00 | 0 | 11.396 | 0 | 0 | 11.396 | 52.4504 | 0 | 0 | 0 | 0 | 0 | 0 | 0 | 0 | 0 | 0 | 0 | 0 | 11.396 | 11.396 | 4.4444 | 0 | 4.4444 | 0 | 4.4444
2017-01-07 06:00 | 0 | 3.282 | 0 | 0 | 10.782 | 48.9957 | 7.5 | 10.6818 | 2.2957 | 0.33 | 0 | 0 | 0 | 10.6818 | 2.2957 | 0 | 0 | 0 | 10.782 | 10.782 | 4.205 | 0 | 4.205 | 0 | 4.205
2017-01-07 07:00 | 0.11 | 8.97 | 0 | 0 | 9.08 | 39.5535 | 0 | 0 | 0 | 0 | 0 | 0 | 0 | 0 | 0 | 0 | 0 | 0 | 9.08 | 9.08 | 3.5412 | 0 | 3.5412 | 0 | 3.5412
2017-01-07 08:00 | 0.46 | 8.731 | 0 | 0 | 9.191 | 30.363 | 0 | 0 | 0 | 0 | 0 | 0 | 0 | 0 | 0 | 0 | 0 | 0 | 9.191 | 9.191 | 3.5845 | 0 | 3.5845 | 0 | 3.5845
2017-01-07 09:00 | 0.91 | 0 | 0 | 20.746 | 10.164 | 30.363 | 30 | 42.7273 | 9.1827 | 0.8 | 29.3417 | 3.2931 | 72.069 | 0 | 12.4759 | 72.069 | 0 | 0 | 10.164 | 30.91 | 3.964 | 0 | 3.964 | 8.0909 | 12.0549
2017-01-07 10:00 | 0.98 | 0 | 20.708 | 0 | 10.272 | 50.0356 | 30 | 42.7273 | 9.1827 | 0.8 | 29.5157 | 3.3127 | 72.243 | 0 | 12.4954 | 72.243 | 0 | 0 | 10.272 | 10.272 | 4.0061 | 0 | 4.0061 | 0 | 4.0061
2017-01-07 11:00 | 1.17 | 0 | 13.4248 | 7.3062 | 10.439 | 62.7892 | 30 | 42.7273 | 9.1827 | 0.8 | 29.2527 | 3.2831 | 71.98 | 0 | 12.4659 | 71.98 | 0 | 0 | 10.439 | 17.7452 | 4.0712 | 0 | 4.0712 | 2.8494 | 6.9206
2017-01-07 12:00 | 1.24 | 0 | 13.888 | 0 | 11.046 | 75.9828 | 23.694 | 33.746 | 7.2525 | 0.8 | 51.21 | 5.7475 | 84.956 | 0 | 13 | 70.499 | 8.457 | 2.819 | 13.865 | 13.865 | 4.3079 | 1.0994 | 5.4074 | 0 | 5.4074
2017-01-07 13:00 | 1.21 | 0 | 5.016 | 0 | 11.194 | 80.748 | 15 | 21.3636 | 4.5914 | 0.8 | 68.8774 | 7.7303 | 90.241 | 0 | 12.3217 | 68.543 | 12.693 | 4.231 | 15.425 | 15.425 | 4.3657 | 1.6501 | 6.0158 | 0 | 6.0158
2017-01-07 14:00 | 1.21 | 0 | 12.77 | 0 | 10.94 | 92.8795 | 22.5 | 32.0455 | 6.8871 | 0.74492 | 0 | 0 | 28.29 | 3.7555 | 6.8871 | 0 | 16.549 | 5.5163 | 16.4563 | 16.4563 | 4.2666 | 2.1514 | 6.418 | 0 | 6.418
2017-01-07 15:00 | 1.13 | 0 | 3.2515 | 0 | 11.41 | 95.9685 | 13.5315 | 19.2722 | 4.1419 | 0.8 | 78.9258 | 8.8581 | 98.198 | 0 | 13 | 65.597 | 19.071 | 6.357 | 17.767 | 17.767 | 4.4499 | 2.4792 | 6.9291 | 0 | 6.9291
2017-01-07 16:00 | 1.21 | 0 | 2.284 | 0 | 11.024 | 98.1382 | 12.098 | 17.2304 | 3.7031 | 0.8 | 82.8356 | 9.2969 | 100.066 | 0 | 13 | 64.906 | 20.569 | 6.8563 | 17.8803 | 17.8803 | 4.2994 | 2.674 | 6.9733 | 0 | 6.9733
2017-01-07 17:00 | 0.98 | 0 | 20.073 | 0 | 10.907 | 117.2076 | 30 | 42.7273 | 9.1827 | 0.8 | 21.8267 | 2.4497 | 64.554 | 0 | 11.6324 | 64.554 | 0 | 0 | 10.907 | 10.907 | 4.2537 | 0 | 4.2537 | 0 | 4.2537
2017-01-07 18:00 | 0.35 | 0 | 18.989 | 0 | 11.361 | 135.2471 | 30 | 42.7273 | 9.1827 | 0.8 | 21.7487 | 2.4409 | 64.476 | 0 | 11.6237 | 64.476 | 0 | 0 | 11.361 | 11.361 | 4.4308 | 0 | 4.4308 | 0 | 4.4308
2017-01-07 19:00 | 0.05 | 0 | 17.44 | 0 | 12.61 | 151.8151 | 30 | 42.7273 | 9.1827 | 0.8 | 22.0337 | 2.4729 | 64.761 | 0 | 11.6557 | 64.761 | 0 | 0 | 12.61 | 12.61 | 4.9179 | 0 | 4.9179 | 0 | 4.9179
2017-01-07 20:00 | 0 | 18.311 | 0 | 0 | 18.311 | 132.5404 | 0 | 0 | 0 | 0 | 0 | 0 | 0 | 0 | 0 | 0 | 0 | 0 | 18.311 | 18.311 | 7.1413 | 0 | 7.1413 | 0 | 7.1413
2017-01-07 21:00 | 0 | 20.416 | 0 | 0 | 20.416 | 111.0499 | 0 | 0 | 0 | 0 | 0 | 0 | 0 | 0 | 0 | 0 | 0 | 0 | 20.416 | 20.416 | 7.9622 | 0 | 7.9622 | 0 | 7.9622
2017-01-07 22:00 | 0 | 20.488 | 0 | 0 | 20.488 | 89.4835 | 0 | 0 | 0 | 0 | 0 | 0 | 0 | 0 | 0 | 0 | 0 | 0 | 20.488 | 20.488 | 7.9903 | 0 | 7.9903 | 0 | 7.9903
2017-01-07 23:00 | 0 | 18.711 | 0 | 0 | 18.711 | 69.7877 | 0 | 0 | 0 | 0 | 0 | 0 | 0 | 0 | 0 | 0 | 0 | 0 | 18.711 | 18.711 | 7.2973 | 0 | 7.2973 | 0 | 7.2973
2017-01-08 | 0 | 0.551 | 0 | 0 | 15.551 | 69.2077 | 15 | 21.3636 | 4.5914 | 0.75896 | 0 | 0 | 19.498 | 1.8656 | 4.5914 | 0 | 11.406 | 3.802 | 19.353 | 19.353 | 6.0649 | 1.4828 | 7.5477 | 0 | 7.5477
2017-01-08 01:00 | 0 | 0 | 0 | 0 | 13.957 | 69.2077 | 13.957 | 19.8782 | 4.2721 | 0.74557 | 0 | 0 | 17.576 | 2.3022 | 4.2721 | 0 | 10.282 | 3.4273 | 17.3843 | 17.3843 | 5.4432 | 1.3367 | 6.7799 | 0 | 6.7799
2017-01-08 02:00 | 0 | 0 | 0 | 0 | 12.832 | 69.2077 | 12.832 | 18.2759 | 3.9278 | 0.74968 | 0 | 0 | 16.319 | 1.9569 | 3.9278 | 0 | 9.547 | 3.1823 | 16.0143 | 16.0143 | 5.0045 | 1.2411 | 6.2456 | 0 | 6.2456
2017-01-08 03:00 | 0 | 0 | 0 | 0 | 12.191 | 69.2077 | 12.191 | 17.3629 | 3.7316 | 0.73498 | 0 | 0 | 14.961 | 2.4019 | 3.7316 | 0 | 8.752 | 2.9173 | 15.1083 | 15.1083 | 4.7545 | 1.1378 | 5.8923 | 0 | 5.8923
2017-01-08 04:00 | 0 | 0 | 2.005 | 0 | 11.789 | 71.1125 | 13.794 | 19.646 | 4.2222 | 0.67079 | 0 | 0 | 14.245 | 5.401 | 4.2222 | 0 | 8.334 | 2.778 | 14.567 | 14.567 | 4.5977 | 1.0834 | 5.6811 | 0 | 5.6811
2017-01-08 05:00 | 0 | 11.542 | 0 | 0 | 11.542 | 58.963 | 0 | 0 | 0 | 0 | 0 | 0 | 0 | 0 | 0 | 0 | 0 | 0 | 11.542 | 11.542 | 4.5014 | 0 | 4.5014 | 0 | 4.5014
2017-01-08 06:00 | 0 | 10.779 | 0 | 0 | 10.779 | 47.6167 | 0 | 0 | 0 | 0 | 0 | 0 | 0 | 0 | 0 | 0 | 0 | 0 | 10.779 | 10.779 | 4.2038 | 0 | 4.2038 | 0 | 4.2038
2017-01-08 07:00 | 0.07 | 8.23 | 0 | 0 | 8.3 | 38.9535 | 0 | 0 | 0 | 0 | 0 | 0 | 0 | 0 | 0 | 0 | 0 | 0 | 8.3 | 8.3 | 3.237 | 0 | 3.237 | 0 | 3.237
2017-01-08 08:00 | 0.31 | 8.161 | 0 | 0 | 8.471 | 30.363 | 0 | 0 | 0 | 0 | 0 | 0 | 0 | 0 | 0 | 0 | 0 | 0 | 8.471 | 8.471 | 3.3037 | 0 | 3.3037 | 0 | 3.3037
2017-01-08 09:00 | 0.67 | 0 | 0 | 21.565 | 9.105 | 30.363 | 30 | 42.7273 | 9.1827 | 0.8 | 29.1477 | 3.2713 | 71.875 | 0 | 12.4541 | 71.875 | 0 | 0 | 9.105 | 30.67 | 3.5509 | 0 | 3.5509 | 8.4103 | 11.9613
2017-01-08 10:00 | 0.97 | 0 | 21.14 | 0 | 9.83 | 50.446 | 30 | 42.7273 | 9.1827 | 0.8 | 29.3017 | 3.2886 | 72.029 | 0 | 12.4714 | 72.029 | 0 | 0 | 9.83 | 9.83 | 3.8337 | 0 | 3.8337 | 0 | 3.8337
2017-01-08 11:00 | 1.45 | 0 | 6.1896 | 15.3044 | 9.956 | 56.3261 | 30 | 42.7273 | 9.1827 | 0.8 | 29.0757 | 3.2633 | 71.803 | 0 | 12.446 | 71.803 | 0 | 0 | 9.956 | 25.2604 | 3.8828 | 0 | 3.8828 | 5.9687 | 9.8516
2017-01-08 12:00 | 1.52 | 0 | 13.4 | 0 | 11.141 | 69.0561 | 23.021 | 32.7874 | 7.0465 | 0.8 | 53.0456 | 5.9535 | 85.833 | 0 | 13 | 70.175 | 9.16 | 3.0533 | 14.1943 | 14.1943 | 4.345 | 1.1908 | 5.5358 | 0 | 5.5358
2017-01-08 13:00 | 1.81 | 0 | 5.646 | 0 | 11.164 | 74.4198 | 15 | 21.3636 | 4.5914 | 0.8 | 68.7264 | 7.7134 | 90.09 | 0 | 12.3048 | 68.599 | 12.572 | 4.1907 | 15.3547 | 15.3547 | 4.354 | 1.6344 | 5.9883 | 0 | 5.9883
2017-01-08 14:00 | 1.51 | 0 | 12.576 | 0 | 11.434 | 86.367 | 22.5 | 32.0455 | 6.8871 | 0.71389 | 0 | 0 | 26.174 | 5.8715 | 6.8871 | 0 | 15.312 | 5.104 | 16.538 | 16.538 | 4.4593 | 1.9906 | 6.4498 | 0 | 6.4498
2017-01-08 15:00 | 1.56 | 0 | 5.001 | 0 | 11.559 | 91.1179 | 15 | 21.3636 | 4.5914 | 0.8 | 74.7794 | 8.3927 | 96.143 | 0 | 12.9841 | 66.358 | 17.424 | 5.808 | 17.367 | 17.367 | 4.508 | 2.2651 | 6.7731 | 0 | 6.7731
2017-01-08 16:00 | 1.35 | 0 | 4.3648 | 0 | 10.648 | 95.2645 | 13.6628 | 19.4591 | 4.1821 | 0.8 | 78.5679 | 8.8179 | 98.027 | 0 | 13 | 65.661 | 18.935 | 6.3117 | 16.9597 | 16.9597 | 4.1527 | 2.4615 | 6.6143 | 0 | 6.6143
2017-01-08 17:00 | 1 | 0 | 20.922 | 0 | 10.078 | 115.1404 | 30 | 42.7273 | 9.1827 | 0.8 | 22.4837 | 2.5234 | 65.211 | 0 | 11.7062 | 65.211 | 0 | 0 | 10.078 | 10.078 | 3.9304 | 0 | 3.9304 | 0 | 3.9304
2017-01-08 18:00 | 0.5 | 0 | 19.953 | 0 | 10.547 | 134.0957 | 30 | 42.7273 | 9.1827 | 0.8 | 22.3917 | 2.5131 | 65.119 | 0 | 11.6958 | 65.119 | 0 | 0 | 10.547 | 10.547 | 4.1133 | 0 | 4.1133 | 0 | 4.1133
2017-01-08 19:00 | 0.05 | 0 | 18.652 | 0 | 11.398 | 151.8151 | 30 | 42.7273 | 9.1827 | 0.8 | 22.6237 | 2.5391 | 65.351 | 0 | 11.7219 | 65.351 | 0 | 0 | 11.398 | 11.398 | 4.4452 | 0 | 4.4452 | 0 | 4.4452
2017-01-08 20:00 | 0 | 17.915 | 0 | 0 | 17.915 | 132.9572 | 0 | 0 | 0 | 0 | 0 | 0 | 0 | 0 | 0 | 0 | 0 | 0 | 17.915 | 17.915 | 6.9868 | 0 | 6.9868 | 0 | 6.9868
2017-01-08 21:00 | 0 | 21.777 | 0 | 0 | 21.777 | 110.0341 | 0 | 0 | 0 | 0 | 0 | 0 | 0 | 0 | 0 | 0 | 0 | 0 | 21.777 | 21.777 | 8.493 | 0 | 8.493 | 0 | 8.493
2017-01-08 22:00 | 0 | 20.508 | 0 | 0 | 20.508 | 88.4467 | 0 | 0 | 0 | 0 | 0 | 0 | 0 | 0 | 0 | 0 | 0 | 0 | 20.508 | 20.508 | 7.9981 | 0 | 7.9981 | 0 | 7.9981
2017-01-08 23:00 | 0 | 18.463 | 0 | 0 | 18.463 | 69.012 | 0 | 0 | 0 | 0 | 0 | 0 | 0 | 0 | 0 | 0 | 0 | 0 | 18.463 | 18.463 | 7.2006 | 0 | 7.2006 | 0 | 7.2006
2017-01-09 | 0 | 0.803 | 0 | 0 | 15.803 | 68.1667 | 15 | 21.3636 | 4.5914 | 0.75009 | 0 | 0 | 19.095 | 2.2686 | 4.5914 | 0 | 11.171 | 3.7237 | 19.5267 | 19.5267 | 6.1632 | 1.4522 | 7.6154 | 0 | 7.6154
2017-01-09 01:00 | 0 | 0 | 0 | 0 | 14.058 | 68.1667 | 14.058 | 20.022 | 4.303 | 0.75077 | 0 | 0 | 17.925 | 2.097 | 4.303 | 0 | 10.486 | 3.4953 | 17.5533 | 17.5533 | 5.4826 | 1.3632 | 6.8458 | 0 | 6.8458
2017-01-09 02:00 | 0 | 0 | 0 | 0 | 14.213 | 68.1667 | 14.213 | 20.2428 | 4.3505 | 0.73049 | 0 | 0 | 17.249 | 2.9938 | 4.3505 | 0 | 10.091 | 3.3637 | 17.5767 | 17.5767 | 5.5431 | 1.3118 | 6.8549 | 0 | 6.8549
2017-01-09 03:00 | 0 | 0 | 0 | 0 | 12.881 | 68.1667 | 12.881 | 18.3457 | 3.9428 | 0.77101 | 0 | 0 | 17.214 | 1.1317 | 3.9428 | 0 | 10.07 | 3.3567 | 16.2377 | 16.2377 | 5.0236 | 1.3091 | 6.3327 | 0 | 6.3327
2017-01-09 04:00 | 0 | 0 | 2.2255 | 0 | 12.25 | 70.2809 | 14.4755 | 20.6166 | 4.4308 | 0.71903 | 0 | 0 | 17.065 | 3.5516 | 4.4308 | 0 | 9.983 | 3.3277 | 15.5777 | 15.5777 | 4.7775 | 1.2978 | 6.0753 | 0 | 6.0753
2017-01-09 05:00 | 0 | 11.319 | 0 | 0 | 11.319 | 58.3662 | 0 | 0 | 0 | 0 | 0 | 0 | 0 | 0 | 0 | 0 | 0 | 0 | 11.319 | 11.319 | 4.4144 | 0 | 4.4144 | 0 | 4.4144
2017-01-09 06:00 | 0 | 10.474 | 0 | 0 | 10.474 | 47.3409 | 0 | 0 | 0 | 0 | 0 | 0 | 0 | 0 | 0 | 0 | 0 | 0 | 10.474 | 10.474 | 4.0849 | 0 | 4.0849 | 0 | 4.0849
2017-01-09 07:00 | 0.16 | 8.069 | 0 | 0 | 8.229 | 38.8472 | 0 | 0 | 0 | 0 | 0 | 0 | 0 | 0 | 0 | 0 | 0 | 0 | 8.229 | 8.229 | 3.2093 | 0 | 3.2093 | 0 | 3.2093
2017-01-09 08:00 | 0.53 | 8.06 | 0 | 0 | 8.59 | 30.363 | 0 | 0 | 0 | 0 | 0 | 0 | 0 | 0 | 0 | 0 | 0 | 0 | 8.59 | 8.59 | 3.3501 | 0 | 3.3501 | 0 | 3.3501
2017-01-09 09:00 | 0.84 | 0 | 0 | 21.165 | 9.675 | 30.363 | 30 | 42.7273 | 9.1827 | 0.8 | 28.5997 | 3.2098 | 71.327 | 0 | 12.3926 | 71.327 | 0 | 0 | 9.675 | 30.84 | 3.7732 | 0 | 3.7732 | 8.2544 | 12.0276
2017-01-09 10:00 | 1.25 | 0 | 17.0807 | 3.8903 | 10.279 | 46.5897 | 30 | 42.7273 | 9.1827 | 0.8 | 28.8497 | 3.2379 | 71.577 | 0 | 12.4206 | 71.577 | 0 | 0 | 10.279 | 14.1693 | 4.0088 | 0 | 4.0088 | 1.5172 | 5.526
2017-01-09 11:00 | 0.99 | 0 | 20.448 | 0 | 10.542 | 66.0153 | 30 | 42.7273 | 9.1827 | 0.8 | 28.6687 | 3.2176 | 71.396 | 0 | 12.4003 | 71.396 | 0 | 0 | 10.542 | 10.542 | 4.1114 | 0 | 4.1114 | 0 | 4.1114
2017-01-09 12:00 | 0.98 | 0 | 12.2811 | 0 | 11.363 | 77.6823 | 22.6641 | 32.2792 | 6.9373 | 0.8 | 54.0188 | 6.0627 | 86.298 | 0 | 13 | 70.003 | 9.533 | 3.1777 | 14.5407 | 14.5407 | 4.4316 | 1.2393 | 5.6709 | 0 | 5.6709
2017-01-09 13:00 | 1.06 | 0 | 4.327 | 0 | 11.733 | 81.793 | 15 | 21.3636 | 4.5914 | 0.8 | 69.5944 | 7.8108 | 90.958 | 0 | 12.4022 | 68.277 | 13.268 | 4.4227 | 16.1557 | 16.1557 | 4.5759 | 1.7248 | 6.3007 | 0 | 6.3007
2017-01-09 14:00 | 1.2 | 0 | 12.158 | 0 | 11.542 | 93.3431 | 22.5 | 32.0455 | 6.8871 | 0.74174 | 0 | 0 | 28.073 | 3.9725 | 6.8871 | 0 | 16.423 | 5.4743 | 17.0163 | 17.0163 | 4.5014 | 2.135 | 6.6364 | 0 | 6.6364
2017-01-09 15:00 | 0.99 | 0 | 3.0282 | 0 | 11.534 | 96.2199 | 13.5722 | 19.3301 | 4.1543 | 0.8 | 78.8149 | 8.8457 | 98.145 | 0 | 13 | 65.617 | 19.029 | 6.343 | 17.877 | 17.877 | 4.4983 | 2.4738 | 6.972 | 0 | 6.972
2017-01-09 16:00 | 0.86 | 0 | 1.4733 | 0 | 11.203 | 97.6195 | 11.8163 | 16.8293 | 3.6169 | 0.8 | 83.6037 | 9.3831 | 100.433 | 0 | 13 | 64.77 | 20.863 | 6.9543 | 18.1573 | 18.1573 | 4.3692 | 2.7122 | 7.0814 | 0 | 7.0814
2017-01-09 17:00 | 0.59 | 0 | 19.466 | 0 | 11.124 | 116.1122 | 30 | 42.7273 | 9.1827 | 0.8 | 21.5927 | 2.4234 | 64.32 | 0 | 11.6062 | 64.32 | 0 | 0 | 11.124 | 11.124 | 4.3384 | 0 | 4.3384 | 0 | 4.3384
2017-01-09 18:00 | 0.3 | 0 | 19.346 | 0 | 10.954 | 134.4909 | 30 | 42.7273 | 9.1827 | 0.8 | 21.5097 | 2.4141 | 64.237 | 0 | 11.5968 | 64.237 | 0 | 0 | 10.954 | 10.954 | 4.2721 | 0 | 4.2721 | 0 | 4.2721
2017-01-09 19:00 | 0.05 | 0 | 18.236 | 0 | 11.814 | 151.8151 | 30 | 42.7273 | 9.1827 | 0.8 | 21.7327 | 2.4391 | 64.46 | 0 | 11.6219 | 64.46 | 0 | 0 | 11.814 | 11.814 | 4.6075 | 0 | 4.6075 | 0 | 4.6075
2017-01-09 20:00 | 0 | 18.504 | 0 | 0 | 18.504 | 132.3372 | 0 | 0 | 0 | 0 | 0 | 0 | 0 | 0 | 0 | 0 | 0 | 0 | 18.504 | 18.504 | 7.2166 | 0 | 7.2166 | 0 | 7.2166
2017-01-09 21:00 | 0 | 21.066 | 0 | 0 | 21.066 | 110.1625 | 0 | 0 | 0 | 0 | 0 | 0 | 0 | 0 | 0 | 0 | 0 | 0 | 21.066 | 21.066 | 8.2157 | 0 | 8.2157 | 0 | 8.2157
2017-01-09 22:00 | 0 | 20.265 | 0 | 0 | 20.265 | 88.8309 | 0 | 0 | 0 | 0 | 0 | 0 | 0 | 0 | 0 | 0 | 0 | 0 | 20.265 | 20.265 | 7.9034 | 0 | 7.9034 | 0 | 7.9034
2017-01-09 23:00 | 0 | 18.65 | 0 | 0 | 18.65 | 69.1993 | 0 | 0 | 0 | 0 | 0 | 0 | 0 | 0 | 0 | 0 | 0 | 0 | 18.65 | 18.65 | 7.2735 | 0 | 7.2735 | 0 | 7.2735
2017-01-10 | 0 | 1.456 | 0 | 0 | 16.456 | 67.6667 | 15 | 21.3636 | 4.5914 | 0.71126 | 0 | 0 | 17.33 | 4.0336 | 4.5914 | 0 | 10.138 | 3.3793 | 19.8353 | 19.8353 | 6.4178 | 1.3179 | 7.7358 | 0 | 7.7358
2017-01-10 01:00 | 0 | 0 | 0 | 0 | 14.478 | 67.6667 | 14.478 | 20.6202 | 4.4316 | 0.68733 | 0 | 0 | 15.677 | 4.9432 | 4.4316 | 0 | 9.171 | 3.057 | 17.535 | 17.535 | 5.6464 | 1.1922 | 6.8387 | 0 | 6.8387
2017-01-10 02:00 | 0 | 0 | 0 | 0 | 13.403 | 67.6667 | 13.403 | 19.0891 | 4.1025 | 0.6876 | 0 | 0 | 14.524 | 4.5651 | 4.1025 | 0 | 8.497 | 2.8323 | 16.2353 | 16.2353 | 5.2272 | 1.1046 | 6.3318 | 0 | 6.3318
2017-01-10 03:00 | 0 | 0 | 0 | 0 | 12.295 | 67.6667 | 12.295 | 17.5111 | 3.7634 | 0.69229 | 0 | 0 | 13.498 | 4.0131 | 3.7634 | 0 | 7.897 | 2.6323 | 14.9273 | 14.9273 | 4.795 | 1.0266 | 5.8217 | 0 | 5.8217
2017-01-10 04:00 | 0 | 0 | 1.8532 | 0 | 11.733 | 69.4272 | 13.5862 | 19.35 | 4.1586 | 0.64049 | 0 | 0 | 12.783 | 6.567 | 4.1586 | 0 | 7.478 | 2.4927 | 14.2257 | 14.2257 | 4.5759 | 0.97214 | 5.548 | 0 | 5.548
2017-01-10 05:00 | 0 | 11.234 | 0 | 0 | 11.234 | 57.602 | 0 | 0 | 0 | 0 | 0 | 0 | 0 | 0 | 0 | 0 | 0 | 0 | 11.234 | 11.234 | 4.3813 | 0 | 4.3813 | 0 | 4.3813
2017-01-10 06:00 | 0 | 10.344 | 0 | 0 | 10.344 | 46.7135 | 0 | 0 | 0 | 0 | 0 | 0 | 0 | 0 | 0 | 0 | 0 | 0 | 10.344 | 10.344 | 4.0342 | 0 | 4.0342 | 0 | 4.0342
2017-01-10 07:00 | 0.14 | 8.005 | 0 | 0 | 8.145 | 38.2872 | 0 | 0 | 0 | 0 | 0 | 0 | 0 | 0 | 0 | 0 | 0 | 0 | 8.145 | 8.145 | 3.1766 | 0 | 3.1766 | 0 | 3.1766
2017-01-10 08:00 | 0.4 | 7.528 | 0 | 0 | 7.928 | 30.363 | 0 | 0 | 0 | 0 | 0 | 0 | 0 | 0 | 0 | 0 | 0 | 0 | 7.928 | 7.928 | 3.0919 | 0 | 3.0919 | 0 | 3.0919
2017-01-10 09:00 | 0.8 | 0 | 11.2594 | 10.8656 | 8.675 | 41.0595 | 30 | 42.7273 | 9.1827 | 0.8 | 29.3227 | 3.291 | 72.05 | 0 | 12.4737 | 72.05 | 0 | 0 | 8.675 | 19.5406 | 3.3832 | 0 | 3.3832 | 4.2376 | 7.6208
2017-01-10 10:00 | 1.06 | 0 | 0 | 21.989 | 9.071 | 41.0595 | 30 | 42.7273 | 9.1827 | 0.8 | 29.6097 | 3.3232 | 72.337 | 0 | 12.5059 | 72.337 | 0 | 0 | 9.071 | 31.06 | 3.5377 | 0 | 3.5377 | 8.5757 | 12.1134
2017-01-10 11:00 | 1.3 | 0 | 21.359 | 0 | 9.941 | 61.3505 | 30 | 42.7273 | 9.1827 | 0.8 | 29.3637 | 3.2956 | 72.091 | 0 | 12.4783 | 72.091 | 0 | 0 | 9.941 | 9.941 | 3.877 | 0 | 3.877 | 0 | 3.877
2017-01-10 12:00 | 1.44 | 0 | 13.7598 | 0 | 10.517 | 74.4223 | 22.8368 | 32.5251 | 6.9901 | 0.8 | 53.5479 | 6.0099 | 86.073 | 0 | 13 | 70.086 | 9.352 | 3.1173 | 13.6343 | 13.6343 | 4.1016 | 1.2158 | 5.3174 | 0 | 5.3174
2017-01-10 13:00 | 1.61 | 0 | 5.735 | 0 | 10.875 | 79.8706 | 15 | 21.3636 | 4.5914 | 0.8 | 69.9754 | 7.8536 | 91.339 | 0 | 12.4449 | 68.137 | 13.573 | 4.5243 | 15.3993 | 15.3993 | 4.2412 | 1.7645 | 6.0057 | 0 | 6.0057
2017-01-10 14:00 | 1.48 | 0 | 13.174 | 0 | 10.806 | 92.3859 | 22.5 | 32.0455 | 6.8871 | 0.74763 | 0 | 0 | 28.475 | 3.5705 | 6.8871 | 0 | 16.658 | 5.5527 | 16.3587 | 16.3587 | 4.2143 | 2.1655 | 6.3799 | 0 | 6.3799
2017-01-10 15:00 | 1.39 | 0 | 3.81 | 0 | 11.064 | 96.0053 | 13.484 | 19.2044 | 4.1273 | 0.8 | 79.0556 | 8.8727 | 98.26 | 0 | 13 | 65.575 | 19.121 | 6.3737 | 17.4377 | 17.4377 | 4.315 | 2.4857 | 6.8007 | 0 | 6.8007
2017-01-10 16:00 | 0.98 | 0 | 1.9892 | 0 | 10.735 | 97.895 | 11.7442 | 16.7265 | 3.5948 | 0.8 | 83.8005 | 9.4052 | 100.527 | 0 | 13 | 64.735 | 20.938 | 6.9793 | 17.7143 | 17.7143 | 4.1867 | 2.7219 | 6.9086 | 0 | 6.9086
2017-01-10 17:00 | 0.54 | 0 | 19.685 | 0 | 10.855 | 116.5958 | 30 | 42.7273 | 9.1827 | 0.8 | 21.5127 | 2.4144 | 64.24 | 0 | 11.5972 | 64.24 | 0 | 0 | 10.855 | 10.855 | 4.2335 | 0 | 4.2335 | 0 | 4.2335
2017-01-10 18:00 | 0.22 | 0 | 18.918 | 0 | 11.302 | 134.5679 | 30 | 42.7273 | 9.1827 | 0.8 | 21.3967 | 2.4014 | 64.124 | 0 | 11.5842 | 64.124 | 0 | 0 | 11.302 | 11.302 | 4.4078 | 0 | 4.4078 | 0 | 4.4078
2017-01-10 19:00 | 0.02 | 0 | 18.155 | 0 | 11.865 | 151.8151 | 30 | 42.7273 | 9.1827 | 0.8 | 21.6407 | 2.4288 | 64.368 | 0 | 11.6115 | 64.368 | 0 | 0 | 11.865 | 11.865 | 4.6273 | 0 | 4.6273 | 0 | 4.6273
2017-01-10 20:00 | 0 | 17.374 | 0 | 0 | 17.374 | 133.5267 | 0 | 0 | 0 | 0 | 0 | 0 | 0 | 0 | 0 | 0 | 0 | 0 | 17.374 | 17.374 | 6.7759 | 0 | 6.7759 | 0 | 6.7759
2017-01-10 21:00 | 0 | 19.6 | 0 | 0 | 19.6 | 112.8951 | 0 | 0 | 0 | 0 | 0 | 0 | 0 | 0 | 0 | 0 | 0 | 0 | 19.6 | 19.6 | 7.644 | 0 | 7.644 | 0 | 7.644
2017-01-10 22:00 | 0 | 19.392 | 0 | 0 | 19.392 | 92.4825 | 0 | 0 | 0 | 0 | 0 | 0 | 0 | 0 | 0 | 0 | 0 | 0 | 19.392 | 19.392 | 7.5629 | 0 | 7.5629 | 0 | 7.5629
2017-01-10 23:00 | 0 | 17.928 | 0 | 0 | 17.928 | 73.6109 | 0 | 0 | 0 | 0 | 0 | 0 | 0 | 0 | 0 | 0 | 0 | 0 | 17.928 | 17.928 | 6.9919 | 0 | 6.9919 | 0 | 6.9919
2017-01-11 | 0 | 1.6553 | 0 | 0 | 15.289 | 71.8685 | 13.6337 | 19.4177 | 4.1731 | 0.78757 | 0 | 0 | 18.904 | 0.51367 | 4.1731 | 0 | 11.059 | 3.6863 | 18.9753 | 18.9753 | 5.9627 | 1.4377 | 7.4004 | 0 | 7.4004
2017-01-11 01:00 | 0 | 1.7102 | 0 | 0 | 14.029 | 70.0683 | 12.3188 | 17.545 | 3.7707 | 0.8 | 0 | 0 | 17.545 | 0 | 3.7707 | 0 | 10.264 | 3.4213 | 17.4503 | 17.4503 | 5.4713 | 1.3343 | 6.8056 | 0 | 6.8056
2017-01-11 02:00 | 0 | 0 | 0 | 0 | 13.168 | 70.0683 | 13.168 | 18.7544 | 4.0306 | 0.74518 | 0 | 0 | 16.567 | 2.1874 | 4.0306 | 0 | 9.692 | 3.2307 | 16.3987 | 16.3987 | 5.1355 | 1.26 | 6.3955 | 0 | 6.3955
2017-01-11 03:00 | 0 | 0 | 0 | 0 | 11.961 | 70.0683 | 11.961 | 17.0354 | 3.6612 | 0.76376 | 0 | 0 | 15.722 | 1.3134 | 3.6612 | 0 | 9.197 | 3.0657 | 15.0267 | 15.0267 | 4.6648 | 1.1956 | 5.8604 | 0 | 5.8604
2017-01-11 04:00 | 0 | 0 | 0 | 0 | 11.409 | 70.0683 | 11.409 | 16.2492 | 3.4922 | 0.76072 | 0 | 0 | 14.891 | 1.3582 | 3.4922 | 0 | 8.711 | 2.9037 | 14.3127 | 14.3127 | 4.4495 | 1.1324 | 5.5819 | 0 | 5.5819
2017-01-11 05:00 | 0 | 10.896 | 0 | 0 | 10.896 | 58.5988 | 0 | 0 | 0 | 0 | 0 | 0 | 0 | 0 | 0 | 0 | 0 | 0 | 10.896 | 10.896 | 4.2494 | 0 | 4.2494 | 0 | 4.2494
2017-01-11 06:00 | 0 | 10.461 | 0 | 0 | 10.461 | 47.5872 | 0 | 0 | 0 | 0 | 0 | 0 | 0 | 0 | 0 | 0 | 0 | 0 | 10.461 | 10.461 | 4.0798 | 0 | 4.0798 | 0 | 4.0798
2017-01-11 07:00 | 0.15 | 8.438 | 0 | 0 | 8.588 | 38.7051 | 0 | 0 | 0 | 0 | 0 | 0 | 0 | 0 | 0 | 0 | 0 | 0 | 8.588 | 8.588 | 3.3493 | 0 | 3.3493 | 0 | 3.3493
2017-01-11 08:00 | 0.52 | 7.925 | 0 | 0 | 8.445 | 30.363 | 0 | 0 | 0 | 0 | 0 | 0 | 0 | 0 | 0 | 0 | 0 | 0 | 8.445 | 8.445 | 3.2936 | 0 | 3.2936 | 0 | 3.2936
2017-01-11 09:00 | 0.95 | 0 | 0 | 21.89 | 9.06 | 30.363 | 30 | 42.7273 | 9.1827 | 0.8 | 28.3327 | 3.1799 | 71.06 | 0 | 12.3626 | 71.06 | 0 | 0 | 9.06 | 30.95 | 3.5334 | 0 | 3.5334 | 8.5371 | 12.0705
2017-01-11 10:00 | 1.07 | 0 | 21.236 | 0 | 9.834 | 50.5372 | 30 | 42.7273 | 9.1827 | 0.8 | 28.4847 | 3.1969 | 71.212 | 0 | 12.3797 | 71.212 | 0 | 0 | 9.834 | 9.834 | 3.8353 | 0 | 3.8353 | 0 | 3.8353
2017-01-11 11:00 | 1.04 | 0 | 17.8343 | 2.9177 | 10.288 | 67.4798 | 30 | 42.7273 | 9.1827 | 0.8 | 28.1717 | 3.1618 | 70.899 | 0 | 12.3445 | 70.899 | 0 | 0 | 10.288 | 13.2057 | 4.0123 | 0 | 4.0123 | 1.1379 | 5.1502
2017-01-11 12:00 | 1.43 | 0 | 5.46 | 0 | 10.97 | 72.6668 | 15 | 21.3636 | 4.5914 | 0.8 | 66.3494 | 7.4466 | 87.713 | 0 | 12.038 | 69.479 | 10.667 | 3.5557 | 14.5257 | 14.5257 | 4.2783 | 1.3867 | 5.665 | 0 | 5.665
2017-01-11 13:00 | 1.31 | 0 | 4.947 | 0 | 11.363 | 77.3664 | 15 | 21.3636 | 4.5914 | 0.8 | 69.9474 | 7.8504 | 91.311 | 0 | 12.4418 | 68.147 | 13.551 | 4.517 | 15.88 | 15.88 | 4.4316 | 1.7616 | 6.1932 | 0 | 6.1932
2017-01-11 14:00 | 1.42 | 0 | 12.617 | 0 | 11.303 | 89.3526 | 22.5 | 32.0455 | 6.8871 | 0.73559 | 0 | 0 | 27.654 | 4.3915 | 6.8871 | 0 | 16.178 | 5.3927 | 16.6957 | 16.6957 | 4.4082 | 2.1031 | 6.5113 | 0 | 6.5113
2017-01-11 15:00 | 1.3 | 0 | 4.1596 | 0 | 11.259 | 93.3042 | 14.1186 | 20.1083 | 4.3216 | 0.8 | 77.3247 | 8.6784 | 97.433 | 0 | 13 | 65.881 | 18.458 | 6.1527 | 17.4117 | 17.4117 | 4.391 | 2.3995 | 6.7905 | 0 | 6.7905
2017-01-11 16:00 | 1.01 | 0 | 2.1959 | 0 | 11.153 | 95.3903 | 12.3389 | 17.5736 | 3.7768 | 0.8 | 82.1784 | 9.2232 | 99.752 | 0 | 13 | 65.022 | 20.317 | 6.7723 | 17.9253 | 17.9253 | 4.3497 | 2.6412 | 6.9909 | 0 | 6.9909
2017-01-11 17:00 | 0.82 | 0 | 20.066 | 0 | 10.754 | 114.453 | 30 | 42.7273 | 9.1827 | 0.8 | 21.7637 | 2.4426 | 64.491 | 0 | 11.6254 | 64.491 | 0 | 0 | 10.754 | 10.754 | 4.1941 | 0 | 4.1941 | 0 | 4.1941
2017-01-11 18:00 | 0.48 | 0 | 19.845 | 0 | 10.635 | 133.3058 | 30 | 42.7273 | 9.1827 | 0.8 | 21.5617 | 2.4199 | 64.289 | 0 | 11.6027 | 64.289 | 0 | 0 | 10.635 | 10.635 | 4.1476 | 0 | 4.1476 | 0 | 4.1476
2017-01-11 19:00 | 0.07 | 0 | 18.608 | 0 | 11.462 | 150.9834 | 30 | 42.7273 | 9.1827 | 0.8 | 21.6867 | 2.434 | 64.414 | 0 | 11.6167 | 64.414 | 0 | 0 | 11.462 | 11.462 | 4.4702 | 0 | 4.4702 | 0 | 4.4702
2017-01-11 20:00 | 0 | 17.424 | 0 | 0 | 17.424 | 132.6423 | 0 | 0 | 0 | 0 | 0 | 0 | 0 | 0 | 0 | 0 | 0 | 0 | 17.424 | 17.424 | 6.7954 | 0 | 6.7954 | 0 | 6.7954
2017-01-11 21:00 | 0 | 20.181 | 0 | 0 | 20.181 | 111.3992 | 0 | 0 | 0 | 0 | 0 | 0 | 0 | 0 | 0 | 0 | 0 | 0 | 20.181 | 20.181 | 7.8706 | 0 | 7.8706 | 0 | 7.8706
2017-01-11 22:00 | 0 | 20.183 | 0 | 0 | 20.183 | 90.1539 | 0 | 0 | 0 | 0 | 0 | 0 | 0 | 0 | 0 | 0 | 0 | 0 | 20.183 | 20.183 | 7.8714 | 0 | 7.8714 | 0 | 7.8714
2017-01-11 23:00 | 0 | 18.253 | 0 | 0 | 18.253 | 70.9402 | 0 | 0 | 0 | 0 | 0 | 0 | 0 | 0 | 0 | 0 | 0 | 0 | 18.253 | 18.253 | 7.1187 | 0 | 7.1187 | 0 | 7.1187
2017-01-12 | 0 | 0.382 | 0 | 0 | 15.382 | 70.5381 | 15 | 21.3636 | 4.5914 | 0.8 | 0.71136 | 0.079839 | 22.075 | 0 | 4.6712 | 0 | 12.914 | 4.3047 | 19.6867 | 19.6867 | 5.999 | 1.6788 | 7.6778 | 0 | 7.6778
2017-01-12 01:00 | 0 | 0.0061064 | 0 | 0 | 13.996 | 70.5317 | 13.9899 | 19.925 | 4.2822 | 0.8 | 0 | 0 | 19.925 | 0 | 4.2822 | 0 | 11.656 | 3.8853 | 17.8813 | 17.8813 | 5.4584 | 1.5153 | 6.9737 | 0 | 6.9737
2017-01-12 02:00 | 0 | 0 | 0.050043 | 0 | 12.867 | 70.5792 | 12.917 | 18.397 | 3.9538 | 0.8 | 0 | 0 | 18.397 | 0 | 3.9538 | 0 | 10.762 | 3.5873 | 16.4543 | 16.4543 | 5.0181 | 1.3991 | 6.4172 | 0 | 6.4172
2017-01-12 03:00 | 0 | 0 | 0.56474 | 0 | 11.528 | 71.1158 | 12.0927 | 17.223 | 3.7015 | 0.8 | 0 | 0 | 17.223 | 0 | 3.7015 | 0 | 10.075 | 3.3583 | 14.8863 | 14.8863 | 4.4959 | 1.3097 | 5.8057 | 0 | 5.8057
2017-01-12 04:00 | 0 | 0.088574 | 0 | 0 | 11.581 | 71.0225 | 11.4924 | 16.368 | 3.5177 | 0.8 | 0 | 0 | 16.368 | 0 | 3.5177 | 0 | 9.575 | 3.1917 | 14.7727 | 14.7727 | 4.5166 | 1.2448 | 5.7613 | 0 | 5.7613
2017-01-12 05:00 | 0 | 11.028 | 0 | 0 | 11.028 | 59.4141 | 0 | 0 | 0 | 0 | 0 | 0 | 0 | 0 | 0 | 0 | 0 | 0 | 11.028 | 11.028 | 4.3009 | 0 | 4.3009 | 0 | 4.3009
2017-01-12 06:00 | 0 | 10.23 | 0 | 0 | 10.23 | 48.6457 | 0 | 0 | 0 | 0 | 0 | 0 | 0 | 0 | 0 | 0 | 0 | 0 | 10.23 | 10.23 | 3.9897 | 0 | 3.9897 | 0 | 3.9897
2017-01-12 07:00 | 0.12 | 8.246 | 0 | 0 | 8.366 | 39.9657 | 0 | 0 | 0 | 0 | 0 | 0 | 0 | 0 | 0 | 0 | 0 | 0 | 8.366 | 8.366 | 3.2627 | 0 | 3.2627 | 0 | 3.2627
2017-01-12 08:00 | 0.65 | 7.704 | 0 | 0 | 8.354 | 31.8562 | 0 | 0 | 0 | 0 | 0 | 0 | 0 | 0 | 0 | 0 | 0 | 0 | 8.354 | 8.354 | 3.2581 | 0 | 3.2581 | 0 | 3.2581
2017-01-12 09:00 | 0.88 | 0 | 21.8 | 0 | 9.08 | 52.5662 | 30 | 42.7273 | 9.1827 | 0.8 | 27.7977 | 3.1198 | 70.525 | 0 | 12.3026 | 70.525 | 0 | 0 | 9.08 | 9.08 | 3.5412 | 0 | 3.5412 | 0 | 3.5412
2017-01-12 10:00 | 1.22 | 0 | 0 | 21.204 | 10.016 | 52.5662 | 30 | 42.7273 | 9.1827 | 0.8 | 27.8597 | 3.1268 | 70.587 | 0 | 12.3095 | 70.587 | 0 | 0 | 10.016 | 31.22 | 3.9062 | 0 | 3.9062 | 8.2696 | 12.1758
2017-01-12 11:00 | 1.61 | 0 | 21.295 | 0 | 10.315 | 72.7965 | 30 | 42.7273 | 9.1827 | 0.8 | 27.6727 | 3.1058 | 70.4 | 0 | 12.2885 | 70.4 | 0 | 0 | 10.315 | 10.315 | 4.0229 | 0 | 4.0229 | 0 | 4.0229
2017-01-12 12:00 | 1.45 | 0 | 5.595 | 0 | 10.855 | 78.1117 | 15 | 21.3636 | 4.5914 | 0.8 | 67.2764 | 7.5507 | 88.64 | 0 | 12.142 | 69.135 | 11.41 | 3.8033 | 14.6583 | 14.6583 | 4.2335 | 1.4833 | 5.7168 | 0 | 5.7168
2017-01-12 13:00 | 1.2 | 0 | 5.013 | 0 | 11.187 | 82.8741 | 15 | 21.3636 | 4.5914 | 0.8 | 70.5004 | 7.9125 | 91.864 | 0 | 12.5039 | 67.942 | 13.994 | 4.6647 | 15.8517 | 15.8517 | 4.3629 | 1.8192 | 6.1822 | 0 | 6.1822
2017-01-12 14:00 | 1.11 | 0 | 4.608 | 0 | 11.502 | 87.2517 | 15 | 21.3636 | 4.5914 | 0.8 | 6.4494 | 0.72383 | 27.813 | 0 | 5.3152 | 0 | 16.27 | 5.4233 | 16.9253 | 16.9253 | 4.4858 | 2.1151 | 6.6009 | 0 | 6.6009
2017-01-12 15:00 | 0.27 | 0 | 3.0664 | 0 | 11.775 | 90.1647 | 14.5714 | 20.7532 | 4.4602 | 0.8 | 76.0898 | 8.5398 | 96.843 | 0 | 13 | 66.099 | 17.985 | 5.995 | 17.77 | 17.77 | 4.5922 | 2.338 | 6.9303 | 0 | 6.9303
2017-01-12 16:00 | 0.26 | 0 | 2.6005 | 0 | 11.059 | 92.6353 | 13.3995 | 19.0842 | 4.1015 | 0.8 | 79.2858 | 8.8985 | 98.37 | 0 | 13 | 65.534 | 19.209 | 6.403 | 17.462 | 17.462 | 4.313 | 2.4972 | 6.8102 | 0 | 6.8102
2017-01-12 17:00 | 0.3 | 0 | 19.455 | 0 | 10.845 | 111.1175 | 30 | 42.7273 | 9.1827 | 0.8 | 22.6377 | 2.5407 | 65.365 | 0 | 11.7234 | 65.365 | 0 | 0 | 10.845 | 10.845 | 4.2296 | 0 | 4.2296 | 0 | 4.2296
2017-01-12 18:00 | 0.15 | 0 | 19.251 | 0 | 10.899 | 129.406 | 30 | 42.7273 | 9.1827 | 0.8 | 22.7287 | 2.5509 | 65.456 | 0 | 11.7337 | 65.456 | 0 | 0 | 10.899 | 10.899 | 4.2506 | 0 | 4.2506 | 0 | 4.2506
2017-01-12 19:00 | 0.04 | 0 | 18.53 | 0 | 11.51 | 147.0095 | 30 | 42.7273 | 9.1827 | 0.8 | 22.8927 | 2.5693 | 65.62 | 0 | 11.7521 | 65.62 | 0 | 0 | 11.51 | 11.51 | 4.4889 | 0 | 4.4889 | 0 | 4.4889
2017-01-12 20:00 | 0 | 17.53 | 0 | 0 | 17.53 | 128.5568 | 0 | 0 | 0 | 0 | 0 | 0 | 0 | 0 | 0 | 0 | 0 | 0 | 17.53 | 17.53 | 6.8367 | 0 | 6.8367 | 0 | 6.8367
2017-01-12 21:00 | 0 | 19.888 | 0 | 0 | 19.888 | 107.6221 | 0 | 0 | 0 | 0 | 0 | 0 | 0 | 0 | 0 | 0 | 0 | 0 | 19.888 | 19.888 | 7.7563 | 0 | 7.7563 | 0 | 7.7563
2017-01-12 22:00 | 0 | 19.949 | 0 | 0 | 19.949 | 86.6231 | 0 | 0 | 0 | 0 | 0 | 0 | 0 | 0 | 0 | 0 | 0 | 0 | 19.949 | 19.949 | 7.7801 | 0 | 7.7801 | 0 | 7.7801
2017-01-12 23:00 | 0 | 18.139 | 0 | 0 | 18.139 | 67.5295 | 0 | 0 | 0 | 0 | 0 | 0 | 0 | 0 | 0 | 0 | 0 | 0 | 18.139 | 18.139 | 7.0742 | 0 | 7.0742 | 0 | 7.0742
2017-01-13 | 0 | 0.98466 | 0 | 0 | 15.254 | 66.493 | 14.2693 | 20.323 | 4.3677 | 0.8 | 0 | 0 | 20.323 | 0 | 4.3677 | 0 | 11.889 | 3.963 | 19.217 | 19.217 | 5.9491 | 1.5456 | 7.4946 | 0 | 7.4946
2017-01-13 01:00 | 0 | 0 | 0.67794 | 0 | 13.128 | 67.137 | 13.8059 | 19.663 | 4.2259 | 0.8 | 0 | 0 | 19.663 | 0 | 4.2259 | 0 | 11.503 | 3.8343 | 16.9623 | 16.9623 | 5.1199 | 1.4954 | 6.6153 | 0 | 6.6153
2017-01-13 02:00 | 0 | 0 | 0.99879 | 0 | 11.9 | 68.0859 | 12.8988 | 18.371 | 3.9482 | 0.8 | 0 | 0 | 18.371 | 0 | 3.9482 | 0 | 10.747 | 3.5823 | 15.4823 | 15.4823 | 4.641 | 1.3971 | 6.0381 | 0 | 6.0381
2017-01-13 03:00 | 0 | 0.20321 | 0 | 0 | 11.584 | 67.872 | 11.3808 | 16.209 | 3.4836 | 0.8 | 0 | 0 | 16.209 | 0 | 3.4836 | 0 | 9.482 | 3.1607 | 14.7447 | 14.7447 | 4.5178 | 1.2327 | 5.7504 | 0 | 5.7504
2017-01-13 04:00 | 0 | 0 | 0.38728 | 0 | 10.33 | 68.2399 | 10.7173 | 15.264 | 3.2805 | 0.8 | 0 | 0 | 15.264 | 0 | 3.2805 | 0 | 8.93 | 2.9767 | 13.3067 | 13.3067 | 4.0287 | 1.1609 | 5.1896 | 0 | 5.1896
2017-01-13 05:00 | 0 | 10.36 | 0 | 0 | 10.36 | 57.3346 | 0 | 0 | 0 | 0 | 0 | 0 | 0 | 0 | 0 | 0 | 0 | 0 | 10.36 | 10.36 | 4.0404 | 0 | 4.0404 | 0 | 4.0404
2017-01-13 06:00 | 0 | 9.943 | 0 | 0 | 9.943 | 46.8683 | 0 | 0 | 0 | 0 | 0 | 0 | 0 | 0 | 0 | 0 | 0 | 0 | 9.943 | 9.943 | 3.8778 | 0 | 3.8778 | 0 | 3.8778
2017-01-13 07:00 | 0.1 | 8.109 | 0 | 0 | 8.209 | 38.3325 | 0 | 0 | 0 | 0 | 0 | 0 | 0 | 0 | 0 | 0 | 0 | 0 | 8.209 | 8.209 | 3.2015 | 0 | 3.2015 | 0 | 3.2015
2017-01-13 08:00 | 0.47 | 7.571 | 0 | 0 | 8.041 | 30.363 | 0 | 0 | 0 | 0 | 0 | 0 | 0 | 0 | 0 | 0 | 0 | 0 | 8.041 | 8.041 | 3.136 | 0 | 3.136 | 0 | 3.136
2017-01-13 09:00 | 0.72 | 0 | 0 | 21.488 | 9.232 | 30.363 | 30 | 42.7273 | 9.1827 | 0.8 | 28.6757 | 3.2184 | 71.403 | 0 | 12.4011 | 71.403 | 0 | 0 | 9.232 | 30.72 | 3.6005 | 0 | 3.6005 | 8.3803 | 11.9808
2017-01-13 10:00 | 1.27 | 0 | 21.29 | 0 | 9.98 | 50.5885 | 30 | 42.7273 | 9.1827 | 0.8 | 28.9017 | 3.2437 | 71.629 | 0 | 12.4265 | 71.629 | 0 | 0 | 9.98 | 9.98 | 3.8922 | 0 | 3.8922 | 0 | 3.8922
2017-01-13 11:00 | 1.5 | 0 | 21.544 | 0 | 9.956 | 71.0553 | 30 | 42.7273 | 9.1827 | 0.8 | 28.5987 | 3.2097 | 71.326 | 0 | 12.3925 | 71.326 | 0 | 0 | 9.956 | 9.956 | 3.8828 | 0 | 3.8828 | 0 | 3.8828
2017-01-13 12:00 | 1.57 | 0 | 1.1176 | 5.1484 | 10.304 | 72.117 | 15 | 21.3636 | 4.5914 | 0.8 | 65.4254 | 7.3429 | 86.789 | 0 | 11.9343 | 69.821 | 9.926 | 3.3087 | 13.6127 | 18.7611 | 4.0186 | 1.2904 | 5.3089 | 2.0079 | 7.3168
2017-01-13 13:00 | 1.57 | 0 | 6.028 | 0 | 10.542 | 77.8436 | 15 | 21.3636 | 4.5914 | 0.8 | 69.7474 | 7.828 | 91.111 | 0 | 12.4194 | 68.221 | 13.391 | 4.4637 | 15.0057 | 15.0057 | 4.1114 | 1.7408 | 5.8522 | 0 | 5.8522
2017-01-13 14:00 | 1.38 | 0 | 13.034 | 0 | 10.846 | 90.2259 | 22.5 | 32.0455 | 6.8871 | 0.74772 | 0 | 0 | 28.481 | 3.5645 | 6.8871 | 0 | 16.661 | 5.5537 | 16.3997 | 16.3997 | 4.2299 | 2.1659 | 6.3959 | 0 | 6.3959
2017-01-13 15:00 | 1.41 | 0 | 3.3366 | 0 | 11.4 | 93.3957 | 13.3266 | 18.9803 | 4.0792 | 0.8 | 79.4847 | 8.9208 | 98.465 | 0 | 13 | 65.499 | 19.285 | 6.4283 | 17.8283 | 17.8283 | 4.446 | 2.5071 | 6.9531 | 0 | 6.9531
2017-01-13 16:00 | 0.67 | 0 | 1.0769 | 0 | 11.094 | 94.4188 | 11.5009 | 16.38 | 3.5203 | 0.8 | 84.464 | 9.4797 | 100.844 | 0 | 13 | 64.618 | 21.192 | 7.064 | 18.158 | 18.158 | 4.3267 | 2.755 | 7.0816 | 0 | 7.0816
2017-01-13 17:00 | 0.29 | 0 | 19.519 | 0 | 10.771 | 112.9618 | 30 | 42.7273 | 9.1827 | 0.8 | 21.3527 | 2.3965 | 64.08 | 0 | 11.5792 | 64.08 | 0 | 0 | 10.771 | 10.771 | 4.2007 | 0 | 4.2007 | 0 | 4.2007
2017-01-13 18:00 | 0.24 | 0 | 19.171 | 0 | 11.069 | 131.1743 | 30 | 42.7273 | 9.1827 | 0.8 | 21.2047 | 2.3799 | 63.932 | 0 | 11.5626 | 63.932 | 0 | 0 | 11.069 | 11.069 | 4.3169 | 0 | 4.3169 | 0 | 4.3169
2017-01-13 19:00 | 0.06 | 0 | 18.084 | 0 | 11.976 | 148.3541 | 30 | 42.7273 | 9.1827 | 0.8 | 21.4027 | 2.4021 | 64.13 | 0 | 11.5848 | 64.13 | 0 | 0 | 11.976 | 11.976 | 4.6706 | 0 | 4.6706 | 0 | 4.6706
2017-01-13 20:00 | 0 | 18.023 | 0 | 0 | 18.023 | 129.3825 | 0 | 0 | 0 | 0 | 0 | 0 | 0 | 0 | 0 | 0 | 0 | 0 | 18.023 | 18.023 | 7.029 | 0 | 7.029 | 0 | 7.029
2017-01-13 21:00 | 0 | 20.617 | 0 | 0 | 20.617 | 107.6804 | 0 | 0 | 0 | 0 | 0 | 0 | 0 | 0 | 0 | 0 | 0 | 0 | 20.617 | 20.617 | 8.0406 | 0 | 8.0406 | 0 | 8.0406
2017-01-13 22:00 | 0 | 20.462 | 0 | 0 | 20.462 | 86.1414 | 0 | 0 | 0 | 0 | 0 | 0 | 0 | 0 | 0 | 0 | 0 | 0 | 20.462 | 20.462 | 7.9802 | 0 | 7.9802 | 0 | 7.9802
2017-01-13 23:00 | 0 | 18.69 | 0 | 0 | 18.69 | 66.4677 | 0 | 0 | 0 | 0 | 0 | 0 | 0 | 0 | 0 | 0 | 0 | 0 | 18.69 | 18.69 | 7.2891 | 0 | 7.2891 | 0 | 7.2891
2017-01-14 | 0 | 0.099 | 0 | 0 | 15.099 | 66.3635 | 15 | 21.3636 | 4.5914 | 0.8 | 0.94336 | 0.10588 | 22.307 | 0 | 4.6972 | 0 | 13.05 | 4.35 | 19.449 | 19.449 | 5.8886 | 1.6965 | 7.5851 | 0 | 7.5851
2017-01-14 01:00 | 0 | 0 | 0.73919 | 0 | 13.646 | 67.0658 | 14.3852 | 20.488 | 4.4032 | 0.8 | 0 | 0 | 20.488 | 0 | 4.4032 | 0 | 11.985 | 3.995 | 17.641 | 17.641 | 5.3219 | 1.558 | 6.88 | 0 | 6.88
2017-01-14 02:00 | 0 | 0 | 1.2284 | 0 | 12.19 | 68.2327 | 13.4184 | 19.111 | 4.1072 | 0.8 | 0 | 0 | 19.111 | 0 | 4.1072 | 0 | 11.18 | 3.7267 | 15.9167 | 15.9167 | 4.7541 | 1.4534 | 6.2075 | 0 | 6.2075
2017-01-14 03:00 | 0 | 0 | 0.88404 | 0 | 11.571 | 69.0725 | 12.455 | 17.739 | 3.8124 | 0.8 | 0 | 0 | 17.739 | 0 | 3.8124 | 0 | 10.377 | 3.459 | 15.03 | 15.03 | 4.5127 | 1.349 | 5.8617 | 0 | 5.8617
2017-01-14 04:00 | 0 | 0 | 0.79109 | 0 | 11.117 | 69.8241 | 11.9081 | 16.96 | 3.645 | 0.8 | 0 | 0 | 16.96 | 0 | 3.645 | 0 | 9.921 | 3.307 | 14.424 | 14.424 | 4.3356 | 1.2897 | 5.6254 | 0 | 5.6254
2017-01-14 05:00 | 0 | 10.812 | 0 | 0 | 10.812 | 58.443 | 0 | 0 | 0 | 0 | 0 | 0 | 0 | 0 | 0 | 0 | 0 | 0 | 10.812 | 10.812 | 4.2167 | 0 | 4.2167 | 0 | 4.2167
2017-01-14 06:00 | 0 | 10.011 | 0 | 0 | 10.011 | 47.9051 | 0 | 0 | 0 | 0 | 0 | 0 | 0 | 0 | 0 | 0 | 0 | 0 | 10.011 | 10.011 | 3.9043 | 0 | 3.9043 | 0 | 3.9043
2017-01-14 07:00 | 0.11 | 8.236 | 0 | 0 | 8.346 | 39.2357 | 0 | 0 | 0 | 0 | 0 | 0 | 0 | 0 | 0 | 0 | 0 | 0 | 8.346 | 8.346 | 3.2549 | 0 | 3.2549 | 0 | 3.2549
2017-01-14 08:00 | 0.53 | 8.429 | 0 | 0 | 8.959 | 30.363 | 0 | 0 | 0 | 0 | 0 | 0 | 0 | 0 | 0 | 0 | 0 | 0 | 8.959 | 8.959 | 3.494 | 0 | 3.494 | 0 | 3.494
2017-01-14 09:00 | 0.95 | 0 | 18.2907 | 2.9653 | 9.694 | 47.7392 | 30 | 42.7273 | 9.1827 | 0.8 | 28.0857 | 3.1522 | 70.813 | 0 | 12.3349 | 70.813 | 0 | 0 | 9.694 | 12.6593 | 3.7807 | 0 | 3.7807 | 1.1565 | 4.9371
2017-01-14 10:00 | 1.37 | 0 | 0 | 21.058 | 10.312 | 47.7392 | 30 | 42.7273 | 9.1827 | 0.8 | 28.2317 | 3.1685 | 70.959 | 0 | 12.3513 | 70.959 | 0 | 0 | 10.312 | 31.37 | 4.0217 | 0 | 4.0217 | 8.2126 | 12.2343
2017-01-14 11:00 | 1.54 | 0 | 21.383 | 0 | 10.157 | 68.053 | 30 | 42.7273 | 9.1827 | 0.8 | 27.8877 | 3.1299 | 70.615 | 0 | 12.3127 | 70.615 | 0 | 0 | 10.157 | 10.157 | 3.9612 | 0 | 3.9612 | 0 | 3.9612
2017-01-14 12:00 | 1.66 | 0 | 6.071 | 0 | 10.589 | 73.8205 | 15 | 21.3636 | 4.5914 | 0.8 | 67.8744 | 7.6178 | 89.238 | 0 | 12.2091 | 68.914 | 11.89 | 3.9633 | 14.5523 | 14.5523 | 4.1297 | 1.5457 | 5.6754 | 0 | 5.6754
2017-01-14 13:00 | 1.41 | 0 | 6.017 | 0 | 10.393 | 79.5366 | 15 | 21.3636 | 4.5914 | 0.8 | 72.1394 | 8.0964 | 93.503 | 0 | 12.6878 | 67.335 | 15.308 | 5.1027 | 15.4957 | 15.4957 | 4.0533 | 1.99 | 6.0433 | 0 | 6.0433
2017-01-14 14:00 | 1.41 | 0 | 13.456 | 0 | 10.454 | 92.3198 | 22.5 | 32.0455 | 6.8871 | 0.79451 | 0 | 0 | 31.671 | 0.37445 | 6.8871 | 0 | 18.528 | 6.176 | 16.63 | 16.63 | 4.0771 | 2.4086 | 6.4857 | 0 | 6.4857
2017-01-14 15:00 | 1.31 | 0 | 2.0889 | 0 | 10.897 | 94.3043 | 11.6759 | 16.6293 | 3.5739 | 0.8 | 83.9867 | 9.4261 | 100.616 | 0 | 13 | 64.702 | 21.01 | 7.0033 | 17.9003 | 17.9003 | 4.2498 | 2.7313 | 6.9811 | 0 | 6.9811
2017-01-14 16:00 | 0.91 | 0.40723 | 0 | 0 | 11.416 | 93.8756 | 10.0988 | 14.3831 | 3.0911 | 0.8 | 88.2879 | 9.9089 | 102.671 | 0 | 13 | 63.942 | 22.657 | 7.5523 | 18.9683 | 18.9683 | 4.4522 | 2.9454 | 7.3977 | 0 | 7.3977
2017-01-14 17:00 | 0.73 | 0 | 20.014 | 0 | 10.716 | 112.8889 | 30 | 42.7273 | 9.1827 | 0.8 | 20.8577 | 2.3409 | 63.585 | 0 | 11.5237 | 63.585 | 0 | 0 | 10.716 | 10.716 | 4.1792 | 0 | 4.1792 | 0 | 4.1792
2017-01-14 18:00 | 0.18 | 0 | 19.208 | 0 | 10.972 | 131.1365 | 30 | 42.7273 | 9.1827 | 0.8 | 20.9037 | 2.3461 | 63.631 | 0 | 11.5288 | 63.631 | 0 | 0 | 10.972 | 10.972 | 4.2791 | 0 | 4.2791 | 0 | 4.2791
2017-01-14 19:00 | 0.04 | 0 | 18.199 | 0 | 11.841 | 148.4255 | 30 | 42.7273 | 9.1827 | 0.8 | 21.2847 | 2.3889 | 64.012 | 0 | 11.5716 | 64.012 | 0 | 0 | 11.841 | 11.841 | 4.618 | 0 | 4.618 | 0 | 4.618
2017-01-14 20:00 | 0 | 17.628 | 0 | 0 | 17.628 | 129.8697 | 0 | 0 | 0 | 0 | 0 | 0 | 0 | 0 | 0 | 0 | 0 | 0 | 17.628 | 17.628 | 6.8749 | 0 | 6.8749 | 0 | 6.8749
2017-01-14 21:00 | 0 | 20.573 | 0 | 0 | 20.573 | 108.214 | 0 | 0 | 0 | 0 | 0 | 0 | 0 | 0 | 0 | 0 | 0 | 0 | 20.573 | 20.573 | 8.0235 | 0 | 8.0235 | 0 | 8.0235
2017-01-14 22:00 | 0 | 19.842 | 0 | 0 | 19.842 | 87.3276 | 0 | 0 | 0 | 0 | 0 | 0 | 0 | 0 | 0 | 0 | 0 | 0 | 19.842 | 19.842 | 7.7384 | 0 | 7.7384 | 0 | 7.7384
2017-01-14 23:00 | 0 | 17.54 | 0 | 0 | 17.54 | 68.8645 | 0 | 0 | 0 | 0 | 0 | 0 | 0 | 0 | 0 | 0 | 0 | 0 | 17.54 | 17.54 | 6.8406 | 0 | 6.8406 | 0 | 6.8406
2017-01-15 | 0 | 0 | 0.073 | 0 | 14.927 | 68.9338 | 15 | 21.3636 | 4.5914 | 0.8 | 0.53036 | 0.059525 | 21.894 | 0 | 4.6509 | 0 | 12.808 | 4.2693 | 19.1963 | 19.1963 | 5.8215 | 1.665 | 7.4866 | 0 | 7.4866
2017-01-15 01:00 | 0 | 0 | 0.65285 | 0 | 13.719 | 69.554 | 14.3719 | 20.469 | 4.3991 | 0.8 | 0 | 0 | 20.469 | 0 | 4.3991 | 0 | 11.974 | 3.9913 | 17.7103 | 17.7103 | 5.3504 | 1.5566 | 6.907 | 0 | 6.907
2017-01-15 02:00 | 0 | 0 | 0.63396 | 0 | 12.882 | 70.1563 | 13.516 | 19.25 | 4.1371 | 0.8 | 0 | 0 | 19.25 | 0 | 4.1371 | 0 | 11.261 | 3.7537 | 16.6357 | 16.6357 | 5.024 | 1.4639 | 6.4879 | 0 | 6.4879
2017-01-15 03:00 | 0 | 0 | 0.42857 | 0 | 12.4 | 70.5634 | 12.8286 | 18.271 | 3.9267 | 0.8 | 0 | 0 | 18.271 | 0 | 3.9267 | 0 | 10.689 | 3.563 | 15.963 | 15.963 | 4.836 | 1.3896 | 6.2256 | 0 | 6.2256
2017-01-15 04:00 | 0 | 0.1764 | 0 | 0 | 12.418 | 70.3778 | 12.2416 | 17.435 | 3.747 | 0.8 | 0 | 0 | 17.435 | 0 | 3.747 | 0 | 10.199 | 3.3997 | 15.8177 | 15.8177 | 4.843 | 1.3259 | 6.1689 | 0 | 6.1689
2017-01-15 05:00 | 0 | 11.535 | 0 | 0 | 11.535 | 58.2357 | 0 | 0 | 0 | 0 | 0 | 0 | 0 | 0 | 0 | 0 | 0 | 0 | 11.535 | 11.535 | 4.4986 | 0 | 4.4986 | 0 | 4.4986
2017-01-15 06:00 | 0 | 10.137 | 0 | 0 | 10.137 | 47.5651 | 0 | 0 | 0 | 0 | 0 | 0 | 0 | 0 | 0 | 0 | 0 | 0 | 10.137 | 10.137 | 3.9534 | 0 | 3.9534 | 0 | 3.9534
2017-01-15 07:00 | 0.04 | 8.199 | 0 | 0 | 8.239 | 38.9346 | 0 | 0 | 0 | 0 | 0 | 0 | 0 | 0 | 0 | 0 | 0 | 0 | 8.239 | 8.239 | 3.2132 | 0 | 3.2132 | 0 | 3.2132
2017-01-15 08:00 | 0.17 | 8.143 | 0 | 0 | 8.313 | 30.363 | 0 | 0 | 0 | 0 | 0 | 0 | 0 | 0 | 0 | 0 | 0 | 0 | 8.313 | 8.313 | 3.2421 | 0 | 3.2421 | 0 | 3.2421
2017-01-15 09:00 | 0.33 | 0 | 20.799 | 0 | 9.531 | 50.1221 | 30 | 42.7273 | 9.1827 | 0.8 | 27.7357 | 3.1129 | 70.463 | 0 | 12.2956 | 70.463 | 0 | 0 | 9.531 | 9.531 | 3.7171 | 0 | 3.7171 | 0 | 3.7171
2017-01-15 10:00 | 0.63 | 0 | 0.27017 | 20.0498 | 10.31 | 50.3787 | 30 | 42.7273 | 9.1827 | 0.8 | 27.8217 | 3.1225 | 70.549 | 0 | 12.3053 | 70.549 | 0 | 0 | 10.31 | 30.3598 | 4.0209 | 0 | 4.0209 | 7.8194 | 11.8403
2017-01-15 11:00 | 1.13 | 0 | 20.619 | 0 | 10.511 | 69.9668 | 30 | 42.7273 | 9.1827 | 0.8 | 27.5197 | 3.0886 | 70.247 | 0 | 12.2714 | 70.247 | 0 | 0 | 10.511 | 10.511 | 4.0993 | 0 | 4.0993 | 0 | 4.0993
2017-01-15 12:00 | 1.55 | 0 | 5.57 | 0 | 10.98 | 75.2583 | 15 | 21.3636 | 4.5914 | 0.8 | 68.1964 | 7.6539 | 89.56 | 0 | 12.2453 | 68.795 | 12.147 | 4.049 | 15.029 | 15.029 | 4.2822 | 1.5791 | 5.8613 | 0 | 5.8613
2017-01-15 13:00 | 1.46 | 0 | 5.47 | 0 | 10.99 | 80.4548 | 15 | 21.3636 | 4.5914 | 0.8 | 71.8994 | 8.0695 | 93.263 | 0 | 12.6609 | 67.424 | 15.116 | 5.0387 | 16.0287 | 16.0287 | 4.2861 | 1.9651 | 6.2512 | 0 | 6.2512
2017-01-15 14:00 | 1.62 | 0 | 13.011 | 0 | 11.109 | 92.8152 | 22.5 | 32.0455 | 6.8871 | 0.7666 | 0 | 0 | 29.768 | 2.2775 | 6.8871 | 0 | 17.414 | 5.8047 | 16.9137 | 16.9137 | 4.3325 | 2.2638 | 6.5963 | 0 | 6.5963
2017-01-15 15:00 | 1.37 | 0 | 3.4243 | 0 | 11.148 | 96.0683 | 13.2023 | 18.8033 | 4.0411 | 0.8 | 79.8237 | 8.9589 | 98.627 | 0 | 13 | 65.439 | 19.415 | 6.4717 | 17.6197 | 17.6197 | 4.3477 | 2.524 | 6.8717 | 0 | 6.8717
2017-01-15 16:00 | 1.12 | 0 | 1.8158 | 0 | 11.089 | 97.7934 | 11.7848 | 16.7845 | 3.6072 | 0.8 | 83.6895 | 9.3928 | 100.474 | 0 | 13 | 64.755 | 20.896 | 6.9653 | 18.0543 | 18.0543 | 4.3247 | 2.7165 | 7.0412 | 0 | 7.0412
2017-01-15 17:00 | 0.55 | 0 | 19.647 | 0 | 10.903 | 116.458 | 30 | 42.7273 | 9.1827 | 0.8 | 21.6127 | 2.4257 | 64.34 | 0 | 11.6084 | 64.34 | 0 | 0 | 10.903 | 10.903 | 4.2522 | 0 | 4.2522 | 0 | 4.2522
2017-01-15 18:00 | 0.27 | 0 | 19.044 | 0 | 11.226 | 134.5498 | 30 | 42.7273 | 9.1827 | 0.8 | 21.4687 | 2.4095 | 64.196 | 0 | 11.5922 | 64.196 | 0 | 0 | 11.226 | 11.226 | 4.3781 | 0 | 4.3781 | 0 | 4.3781
2017-01-15 19:00 | 0.07 | 0 | 18.174 | 0 | 11.896 | 151.8151 | 30 | 42.7273 | 9.1827 | 0.8 | 21.6057 | 2.4249 | 64.333 | 0 | 11.6076 | 64.333 | 0 | 0 | 11.896 | 11.896 | 4.6394 | 0 | 4.6394 | 0 | 4.6394
2017-01-15 20:00 | 0 | 18.448 | 0 | 0 | 18.448 | 132.3962 | 0 | 0 | 0 | 0 | 0 | 0 | 0 | 0 | 0 | 0 | 0 | 0 | 18.448 | 18.448 | 7.1947 | 0 | 7.1947 | 0 | 7.1947
2017-01-15 21:00 | 0 | 20.833 | 0 | 0 | 20.833 | 110.4667 | 0 | 0 | 0 | 0 | 0 | 0 | 0 | 0 | 0 | 0 | 0 | 0 | 20.833 | 20.833 | 8.1249 | 0 | 8.1249 | 0 | 8.1249
2017-01-15 22:00 | 0 | 19.652 | 0 | 0 | 19.652 | 89.7804 | 0 | 0 | 0 | 0 | 0 | 0 | 0 | 0 | 0 | 0 | 0 | 0 | 19.652 | 19.652 | 7.6643 | 0 | 7.6643 | 0 | 7.6643
2017-01-15 23:00 | 0 | 18.05 | 0 | 0 | 18.05 | 70.7804 | 0 | 0 | 0 | 0 | 0 | 0 | 0 | 0 | 0 | 0 | 0 | 0 | 18.05 | 18.05 | 7.0395 | 0 | 7.0395 | 0 | 7.0395
2017-01-16 | 0 | 0.17 | 0 | 0 | 15.17 | 70.6014 | 15 | 21.3636 | 4.5914 | 0.79409 | 0 | 0 | 21.095 | 0.26864 | 4.5914 | 0 | 12.341 | 4.1137 | 19.2837 | 19.2837 | 5.9163 | 1.6043 | 7.5206 | 0 | 7.5206
2017-01-16 01:00 | 0 | 0 | 0.38062 | 0 | 13.748 | 70.963 | 14.1286 | 20.1226 | 4.3246 | 0.78044 | 0 | 0 | 19.285 | 0.83758 | 4.3246 | 0 | 11.282 | 3.7607 | 17.5087 | 17.5087 | 5.3617 | 1.4667 | 6.8284 | 0 | 6.8284
2017-01-16 02:00 | 0 | 0 | 0 | 0 | 13.262 | 70.963 | 13.262 | 18.8883 | 4.0594 | 0.7777 | 0 | 0 | 17.992 | 0.8963 | 4.0594 | 0 | 10.525 | 3.5083 | 16.7703 | 16.7703 | 5.1722 | 1.3682 | 6.5404 | 0 | 6.5404
2017-01-16 03:00 | 0 | 0 | 0 | 0 | 12.721 | 70.963 | 12.721 | 18.1178 | 3.8938 | 0.77041 | 0 | 0 | 16.977 | 1.1408 | 3.8938 | 0 | 9.931 | 3.3103 | 16.0313 | 16.0313 | 4.9612 | 1.291 | 6.2522 | 0 | 6.2522
2017-01-16 04:00 | 0 | 0 | 0 | 0 | 12.274 | 70.963 | 12.274 | 17.4812 | 3.757 | 0.77093 | 0 | 0 | 16.4 | 1.0812 | 3.757 | 0 | 9.594 | 3.198 | 15.472 | 15.472 | 4.7869 | 1.2472 | 6.0341 | 0 | 6.0341
2017-01-16 05:00 | 0 | 12.02 | 0 | 0 | 12.02 | 58.3104 | 0 | 0 | 0 | 0 | 0 | 0 | 0 | 0 | 0 | 0 | 0 | 0 | 12.02 | 12.02 | 4.6878 | 0 | 4.6878 | 0 | 4.6878
2017-01-16 06:00 | 0 | 10.513 | 0 | 0 | 10.513 | 47.2441 | 0 | 0 | 0 | 0 | 0 | 0 | 0 | 0 | 0 | 0 | 0 | 0 | 10.513 | 10.513 | 4.1001 | 0 | 4.1001 | 0 | 4.1001
2017-01-16 07:00 | 0.14 | 7.968 | 0 | 0 | 8.108 | 38.8567 | 0 | 0 | 0 | 0 | 0 | 0 | 0 | 0 | 0 | 0 | 0 | 0 | 8.108 | 8.108 | 3.1621 | 0 | 3.1621 | 0 | 3.1621
2017-01-16 08:00 | 0.39 | 8.069 | 0 | 0 | 8.459 | 30.363 | 0 | 0 | 0 | 0 | 0 | 0 | 0 | 0 | 0 | 0 | 0 | 0 | 8.459 | 8.459 | 3.299 | 0 | 3.299 | 0 | 3.299
2017-01-16 09:00 | 0.8 | 0 | 20.96 | 0 | 9.84 | 50.275 | 30 | 42.7273 | 9.1827 | 0.8 | 28.4917 | 3.1977 | 71.219 | 0 | 12.3805 | 71.219 | 0 | 0 | 9.84 | 9.84 | 3.8376 | 0 | 3.8376 | 0 | 3.8376
2017-01-16 10:00 | 1.3 | 0 | 21.079 | 0 | 10.221 | 70.3001 | 30 | 42.7273 | 9.1827 | 0.8 | 28.7707 | 3.229 | 71.498 | 0 | 12.4118 | 71.498 | 0 | 0 | 10.221 | 10.221 | 3.9862 | 0 | 3.9862 | 0 | 3.9862
2017-01-16 11:00 | 1.36 | 0 | 0.48335 | 20.2686 | 10.608 | 70.7593 | 30 | 42.7273 | 9.1827 | 0.8 | 28.4377 | 3.1917 | 71.165 | 0 | 12.3744 | 71.165 | 0 | 0 | 10.608 | 30.8766 | 4.1371 | 0 | 4.1371 | 7.9048 | 12.0419
2017-01-16 12:00 | 1.41 | 0 | 6.1 | 0 | 10.31 | 76.5543 | 15 | 21.3636 | 4.5914 | 0.8 | 66.1994 | 7.4298 | 87.563 | 0 | 12.0212 | 69.534 | 10.547 | 3.5157 | 13.8257 | 13.8257 | 4.0209 | 1.3711 | 5.392 | 0 | 5.392
2017-01-16 13:00 | 1.62 | 0 | 6.144 | 0 | 10.476 | 82.3911 | 15 | 21.3636 | 4.5914 | 0.8 | 71.5724 | 8.0328 | 92.936 | 0 | 12.6242 | 67.545 | 14.854 | 4.9513 | 15.4273 | 15.4273 | 4.0856 | 1.931 | 6.0167 | 0 | 6.0167
2017-01-16 14:00 | 1.34 | 0 | 13.467 | 0 | 10.373 | 95.1847 | 22.5 | 32.0455 | 6.8871 | 0.78546 | 0 | 0 | 31.054 | 0.99145 | 6.8871 | 0 | 18.166 | 6.0553 | 16.4283 | 16.4283 | 4.0455 | 2.3616 | 6.4071 | 0 | 6.4071
2017-01-16 15:00 | 1.02 | 0 | 1.9156 | 0 | 10.88 | 97.0046 | 11.7756 | 16.7713 | 3.6044 | 0.8 | 83.7147 | 9.3956 | 100.486 | 0 | 13 | 64.751 | 20.905 | 6.9683 | 17.8483 | 17.8483 | 4.2432 | 2.7176 | 6.9609 | 0 | 6.9609
2017-01-16 16:00 | 1.25 | 0.22519 | 0 | 0 | 11.488 | 96.7675 | 10.0128 | 14.2607 | 3.0648 | 0.8 | 88.5223 | 9.9352 | 102.783 | 0 | 13 | 63.9 | 22.746 | 7.582 | 19.07 | 19.07 | 4.4803 | 2.957 | 7.4373 | 0 | 7.4373
2017-01-16 17:00 | 0.88 | 0 | 19.595 | 0 | 11.285 | 115.3828 | 30 | 42.7273 | 9.1827 | 0.8 | 20.7757 | 2.3317 | 63.503 | 0 | 11.5145 | 63.503 | 0 | 0 | 11.285 | 11.285 | 4.4012 | 0 | 4.4012 | 0 | 4.4012
2017-01-16 18:00 | 0.28 | 0 | 18.81 | 0 | 11.47 | 133.2523 | 30 | 42.7273 | 9.1827 | 0.8 | 20.7907 | 2.3334 | 63.518 | 0 | 11.5162 | 63.518 | 0 | 0 | 11.47 | 11.47 | 4.4733 | 0 | 4.4733 | 0 | 4.4733
2017-01-16 19:00 | 0.05 | 0 | 18.473 | 0 | 11.577 | 150.8016 | 30 | 42.7273 | 9.1827 | 0.8 | 21.2407 | 2.3839 | 63.968 | 0 | 11.5667 | 63.968 | 0 | 0 | 11.577 | 11.577 | 4.515 | 0 | 4.515 | 0 | 4.515
2017-01-16 20:00 | 0 | 17.754 | 0 | 0 | 17.754 | 132.1132 | 0 | 0 | 0 | 0 | 0 | 0 | 0 | 0 | 0 | 0 | 0 | 0 | 17.754 | 17.754 | 6.9241 | 0 | 6.9241 | 0 | 6.9241
2017-01-16 21:00 | 0 | 19.689 | 0 | 0 | 19.689 | 111.3879 | 0 | 0 | 0 | 0 | 0 | 0 | 0 | 0 | 0 | 0 | 0 | 0 | 19.689 | 19.689 | 7.6787 | 0 | 7.6787 | 0 | 7.6787
2017-01-16 22:00 | 0 | 19.598 | 0 | 0 | 19.598 | 90.7585 | 0 | 0 | 0 | 0 | 0 | 0 | 0 | 0 | 0 | 0 | 0 | 0 | 19.598 | 19.598 | 7.6432 | 0 | 7.6432 | 0 | 7.6432
2017-01-16 23:00 | 0 | 17.956 | 0 | 0 | 17.956 | 71.8574 | 0 | 0 | 0 | 0 | 0 | 0 | 0 | 0 | 0 | 0 | 0 | 0 | 17.956 | 17.956 | 7.0028 | 0 | 7.0028 | 0 | 7.0028
2017-01-17 | 0 | 0.522 | 0 | 0 | 15.522 | 71.3079 | 15 | 21.3636 | 4.5914 | 0.8 | 1.0704 | 0.12013 | 22.434 | 0 | 4.7115 | 0 | 13.124 | 4.3747 | 19.8967 | 19.8967 | 6.0536 | 1.7061 | 7.7597 | 0 | 7.7597
2017-01-17 01:00 | 0 | 0 | 0.0061702 | 0 | 14.471 | 71.3138 | 14.4772 | 20.619 | 4.4313 | 0.8 | 0 | 0 | 20.619 | 0 | 4.4313 | 0 | 12.062 | 4.0207 | 18.4917 | 18.4917 | 5.6437 | 1.5681 | 7.2118 | 0 | 7.2118
2017-01-17 02:00 | 0 | 0.071702 | 0 | 0 | 13.403 | 71.2383 | 13.3313 | 18.987 | 4.0806 | 0.8 | 0 | 0 | 18.987 | 0 | 4.0806 | 0 | 11.107 | 3.7023 | 17.1053 | 17.1053 | 5.2272 | 1.4439 | 6.6711 | 0 | 6.6711
2017-01-17 03:00 | 0 | 0.33289 | 0 | 0 | 12.809 | 70.8879 | 12.4761 | 17.769 | 3.8188 | 0.8 | 0 | 0 | 17.769 | 0 | 3.8188 | 0 | 10.395 | 3.465 | 16.274 | 16.274 | 4.9955 | 1.3514 | 6.3469 | 0 | 6.3469
2017-01-17 04:00 | 0 | 0.29864 | 0 | 0 | 12.232 | 70.5735 | 11.9334 | 16.996 | 3.6527 | 0.8 | 0 | 0 | 16.996 | 0 | 3.6527 | 0 | 9.943 | 3.3143 | 15.5463 | 15.5463 | 4.7705 | 1.2926 | 6.0631 | 0 | 6.0631
2017-01-17 05:00 | 0 | 11.811 | 0 | 0 | 11.811 | 58.1409 | 0 | 0 | 0 | 0 | 0 | 0 | 0 | 0 | 0 | 0 | 0 | 0 | 11.811 | 11.811 | 4.6063 | 0 | 4.6063 | 0 | 4.6063
2017-01-17 06:00 | 0 | 10.221 | 0 | 0 | 10.221 | 47.382 | 0 | 0 | 0 | 0 | 0 | 0 | 0 | 0 | 0 | 0 | 0 | 0 | 10.221 | 10.221 | 3.9862 | 0 | 3.9862 | 0 | 3.9862
2017-01-17 07:00 | 0.06 | 8.016 | 0 | 0 | 8.076 | 38.9441 | 0 | 0 | 0 | 0 | 0 | 0 | 0 | 0 | 0 | 0 | 0 | 0 | 8.076 | 8.076 | 3.1496 | 0 | 3.1496 | 0 | 3.1496
2017-01-17 08:00 | 0.23 | 8.152 | 0 | 0 | 8.382 | 30.363 | 0 | 0 | 0 | 0 | 0 | 0 | 0 | 0 | 0 | 0 | 0 | 0 | 8.382 | 8.382 | 3.269 | 0 | 3.269 | 0 | 3.269
2017-01-17 09:00 | 0.58 | 0 | 21.034 | 0 | 9.546 | 50.3453 | 30 | 42.7273 | 9.1827 | 0.8 | 28.1577 | 3.1602 | 70.885 | 0 | 12.343 | 70.885 | 0 | 0 | 9.546 | 9.546 | 3.7229 | 0 | 3.7229 | 0 | 3.7229
2017-01-17 10:00 | 0.8 | 0 | 20.329 | 0 | 10.471 | 69.6579 | 30 | 42.7273 | 9.1827 | 0.8 | 28.5167 | 3.2005 | 71.244 | 0 | 12.3833 | 71.244 | 0 | 0 | 10.471 | 10.471 | 4.0837 | 0 | 4.0837 | 0 | 4.0837
2017-01-17 11:00 | 1.25 | 0 | 3.9254 | 16.6496 | 10.675 | 73.387 | 30 | 42.7273 | 9.1827 | 0.8 | 28.2437 | 3.1699 | 70.971 | 0 | 12.3526 | 70.971 | 0 | 0 | 10.675 | 27.3246 | 4.1633 | 0 | 4.1633 | 6.4934 | 10.6566
2017-01-17 12:00 | 1.65 | 0 | 5.809 | 0 | 10.841 | 78.9055 | 15 | 21.3636 | 4.5914 | 0.8 | 66.8334 | 7.5009 | 88.197 | 0 | 12.0923 | 69.299 | 11.055 | 3.685 | 14.526 | 14.526 | 4.228 | 1.4371 | 5.6651 | 0 | 5.6651
2017-01-17 13:00 | 1.7 | 0 | 5.735 | 0 | 10.965 | 84.3538 | 15 | 21.3636 | 4.5914 | 0.8 | 71.3794 | 8.0112 | 92.743 | 0 | 12.6025 | 67.617 | 14.699 | 4.8997 | 15.8647 | 15.8647 | 4.2763 | 1.9109 | 6.1872 | 0 | 6.1872
2017-01-17 14:00 | 1.47 | 0 | 13.106 | 0 | 10.864 | 96.8045 | 22.5 | 32.0455 | 6.8871 | 0.78323 | 0 | 0 | 30.902 | 1.1435 | 6.8871 | 0 | 18.078 | 6.026 | 16.89 | 16.89 | 4.237 | 2.3501 | 6.5871 | 0 | 6.5871
2017-01-17 15:00 | 1.11 | 0 | 1.6772 | 0 | 11.444 | 98.3978 | 12.0112 | 17.1069 | 3.6765 | 0.8 | 83.0721 | 9.3235 | 100.179 | 0 | 13 | 64.864 | 20.659 | 6.8863 | 18.3303 | 18.3303 | 4.4632 | 2.6857 | 7.1488 | 0 | 7.1488
2017-01-17 16:00 | 0.15 | 1.1907 | 0 | 0 | 11.718 | 97.1445 | 10.3773 | 14.7799 | 3.1764 | 0.8 | 87.5281 | 9.8236 | 102.308 | 0 | 13 | 64.076 | 22.366 | 7.4553 | 19.1733 | 19.1733 | 4.57 | 2.9076 | 7.4776 | 0 | 7.4776
2017-01-17 17:00 | 0.16 | 0 | 19.142 | 0 | 11.018 | 115.3294 | 30 | 42.7273 | 9.1827 | 0.8 | 20.9407 | 2.3502 | 63.668 | 0 | 11.533 | 63.668 | 0 | 0 | 11.018 | 11.018 | 4.297 | 0 | 4.297 | 0 | 4.297
2017-01-17 18:00 | 0.11 | 0 | 19.288 | 0 | 10.822 | 133.653 | 30 | 42.7273 | 9.1827 | 0.8 | 20.9557 | 2.3519 | 63.683 | 0 | 11.5347 | 63.683 | 0 | 0 | 10.822 | 10.822 | 4.2206 | 0 | 4.2206 | 0 | 4.2206
2017-01-17 19:00 | 0.02 | 0 | 19.118 | 0 | 10.902 | 151.8151 | 30 | 42.7273 | 9.1827 | 0.8 | 21.3407 | 2.3951 | 64.068 | 0 | 11.5779 | 64.068 | 0 | 0 | 10.902 | 10.902 | 4.2518 | 0 | 4.2518 | 0 | 4.2518
2017-01-17 20:00 | 0 | 16.382 | 0 | 0 | 16.382 | 134.5709 | 0 | 0 | 0 | 0 | 0 | 0 | 0 | 0 | 0 | 0 | 0 | 0 | 16.382 | 16.382 | 6.389 | 0 | 6.389 | 0 | 6.389
2017-01-17 21:00 | 0 | 19.788 | 0 | 0 | 19.788 | 113.7414 | 0 | 0 | 0 | 0 | 0 | 0 | 0 | 0 | 0 | 0 | 0 | 0 | 19.788 | 19.788 | 7.7173 | 0 | 7.7173 | 0 | 7.7173
2017-01-17 22:00 | 0 | 20.322 | 0 | 0 | 20.322 | 92.3499 | 0 | 0 | 0 | 0 | 0 | 0 | 0 | 0 | 0 | 0 | 0 | 0 | 20.322 | 20.322 | 7.9256 | 0 | 7.9256 | 0 | 7.9256
2017-01-17 23:00 | 0 | 18.58 | 0 | 0 | 18.58 | 72.792 | 0 | 0 | 0 | 0 | 0 | 0 | 0 | 0 | 0 | 0 | 0 | 0 | 18.58 | 18.58 | 7.2462 | 0 | 7.2462 | 0 | 7.2462
2017-01-18 | 0 | 1.185 | 0 | 0 | 16.185 | 71.5446 | 15 | 21.3636 | 4.5914 | 0.8 | 0.23936 | 0.026865 | 21.603 | 0 | 4.6182 | 0 | 12.638 | 4.2127 | 20.3977 | 20.3977 | 6.3121 | 1.6429 | 7.9551 | 0 | 7.9551
2017-01-18 01:00 | 0 | 0.68572 | 0 | 0 | 14.586 | 70.8228 | 13.9003 | 19.7974 | 4.2548 | 0.79918 | 0 | 0 | 19.763 | 0.034363 | 4.2548 | 0 | 11.561 | 3.8537 | 18.4397 | 18.4397 | 5.6885 | 1.5029 | 7.1915 | 0 | 7.1915
2017-01-18 02:00 | 0 | 0 | 0 | 0 | 13.677 | 70.8228 | 13.677 | 19.4794 | 4.1864 | 0.77316 | 0 | 0 | 18.367 | 1.1124 | 4.1864 | 0 | 10.745 | 3.5817 | 17.2587 | 17.2587 | 5.334 | 1.3968 | 6.7309 | 0 | 6.7309
2017-01-18 03:00 | 0 | 0 | 0.01134 | 0 | 12.113 | 70.8335 | 12.1243 | 17.268 | 3.7112 | 0.8 | 0 | 0 | 17.268 | 0 | 3.7112 | 0 | 10.102 | 3.3673 | 15.4803 | 15.4803 | 4.7241 | 1.3133 | 6.0373 | 0 | 6.0373
2017-01-18 04:00 | 0 | 0 | 0 | 0 | 11.837 | 70.8335 | 11.837 | 16.8588 | 3.6232 | 0.78102 | 0 | 0 | 16.178 | 0.68076 | 3.6232 | 0 | 9.464 | 3.1547 | 14.9917 | 14.9917 | 4.6164 | 1.2303 | 5.8468 | 0 | 5.8468
2017-01-18 05:00 | 0 | 11.85 | 0 | 0 | 11.85 | 58.3599 | 0 | 0 | 0 | 0 | 0 | 0 | 0 | 0 | 0 | 0 | 0 | 0 | 11.85 | 11.85 | 4.6215 | 0 | 4.6215 | 0 | 4.6215
2017-01-18 06:00 | 0 | 10.47 | 0 | 0 | 10.47 | 47.3388 | 0 | 0 | 0 | 0 | 0 | 0 | 0 | 0 | 0 | 0 | 0 | 0 | 10.47 | 10.47 | 4.0833 | 0 | 4.0833 | 0 | 4.0833
2017-01-18 07:00 | 0.06 | 8.09 | 0 | 0 | 8.15 | 38.823 | 0 | 0 | 0 | 0 | 0 | 0 | 0 | 0 | 0 | 0 | 0 | 0 | 8.15 | 8.15 | 3.1785 | 0 | 3.1785 | 0 | 3.1785
2017-01-18 08:00 | 0.22 | 8.037 | 0 | 0 | 8.257 | 30.363 | 0 | 0 | 0 | 0 | 0 | 0 | 0 | 0 | 0 | 0 | 0 | 0 | 8.257 | 8.257 | 3.2202 | 0 | 3.2202 | 0 | 3.2202
2017-01-18 09:00 | 0.5 | 0 | 0 | 21.227 | 9.273 | 30.363 | 30 | 42.7273 | 9.1827 | 0.8 | 28.1407 | 3.1583 | 70.868 | 0 | 12.3411 | 70.868 | 0 | 0 | 9.273 | 30.5 | 3.6165 | 0 | 3.6165 | 8.2785 | 11.895
2017-01-18 10:00 | 0.82 | 0 | 17.5399 | 3.8551 | 9.425 | 47.0259 | 30 | 42.7273 | 9.1827 | 0.8 | 28.2417 | 3.1697 | 70.969 | 0 | 12.3524 | 70.969 | 0 | 0 | 9.425 | 13.2801 | 3.6757 | 0 | 3.6757 | 1.5035 | 5.1793
2017-01-18 11:00 | 1.05 | 0 | 21.329 | 0 | 9.721 | 67.2884 | 30 | 42.7273 | 9.1827 | 0.8 | 27.9987 | 3.1424 | 70.726 | 0 | 12.3251 | 70.726 | 0 | 0 | 9.721 | 9.721 | 3.7912 | 0 | 3.7912 | 0 | 3.7912
2017-01-18 12:00 | 1.22 | 0 | 6.144 | 0 | 10.076 | 73.1252 | 15 | 21.3636 | 4.5914 | 0.8 | 66.2554 | 7.4361 | 87.619 | 0 | 12.0274 | 69.513 | 10.592 | 3.5307 | 13.6067 | 13.6067 | 3.9296 | 1.377 | 5.3066 | 0 | 5.3066
2017-01-18 13:00 | 1.51 | 0 | 5.264 | 0 | 11.246 | 78.126 | 15 | 21.3636 | 4.5914 | 0.8 | 69.5804 | 7.8092 | 90.944 | 0 | 12.4006 | 68.283 | 13.257 | 4.419 | 15.665 | 15.665 | 4.3859 | 1.7234 | 6.1094 | 0 | 6.1094
2017-01-18 14:00 | 1.62 | 0 | 13.095 | 0 | 11.025 | 90.5663 | 22.5 | 32.0455 | 6.8871 | 0.72588 | 0 | 0 | 26.992 | 5.0535 | 6.8871 | 0 | 15.79 | 5.2633 | 16.2883 | 16.2883 | 4.2998 | 2.0527 | 6.3525 | 0 | 6.3525
2017-01-18 15:00 | 1.54 | 0 | 3.7665 | 0 | 12.295 | 94.1445 | 14.5215 | 20.6822 | 4.4449 | 0.8 | 76.2258 | 8.5551 | 96.908 | 0 | 13 | 66.075 | 18.037 | 6.0123 | 18.3073 | 18.3073 | 4.795 | 2.3448 | 7.1399 | 0 | 7.1399
2017-01-18 16:00 | 1.21 | 0 | 2.3319 | 0 | 11.722 | 96.3598 | 12.8439 | 18.2928 | 3.9314 | 0.8 | 80.8012 | 9.0686 | 99.094 | 0 | 13 | 65.266 | 19.789 | 6.5963 | 18.3183 | 18.3183 | 4.5716 | 2.5726 | 7.1442 | 0 | 7.1442
2017-01-18 17:00 | 0.83 | 0 | 19.668 | 0 | 11.162 | 115.0444 | 30 | 42.7273 | 9.1827 | 0.8 | 21.9847 | 2.4674 | 64.712 | 0 | 11.6502 | 64.712 | 0 | 0 | 11.162 | 11.162 | 4.3532 | 0 | 4.3532 | 0 | 4.3532
2017-01-18 18:00 | 0.3 | 0 | 19.667 | 0 | 10.633 | 133.7281 | 30 | 42.7273 | 9.1827 | 0.8 | 21.7877 | 2.4453 | 64.515 | 0 | 11.628 | 64.515 | 0 | 0 | 10.633 | 10.633 | 4.1469 | 0 | 4.1469 | 0 | 4.1469
2017-01-18 19:00 | 0.06 | 0 | 19.039 | 0 | 11.021 | 151.8151 | 30 | 42.7273 | 9.1827 | 0.8 | 21.9527 | 2.4638 | 64.68 | 0 | 11.6466 | 64.68 | 0 | 0 | 11.021 | 11.021 | 4.2982 | 0 | 4.2982 | 0 | 4.2982
2017-01-18 20:00 | 0 | 17.498 | 0 | 0 | 17.498 | 133.3962 | 0 | 0 | 0 | 0 | 0 | 0 | 0 | 0 | 0 | 0 | 0 | 0 | 17.498 | 17.498 | 6.8242 | 0 | 6.8242 | 0 | 6.8242
2017-01-18 21:00 | 0 | 20.128 | 0 | 0 | 20.128 | 112.2088 | 0 | 0 | 0 | 0 | 0 | 0 | 0 | 0 | 0 | 0 | 0 | 0 | 20.128 | 20.128 | 7.8499 | 0 | 7.8499 | 0 | 7.8499
2017-01-18 22:00 | 0 | 20.226 | 0 | 0 | 20.226 | 90.9183 | 0 | 0 | 0 | 0 | 0 | 0 | 0 | 0 | 0 | 0 | 0 | 0 | 20.226 | 20.226 | 7.8881 | 0 | 7.8881 | 0 | 7.8881
2017-01-18 23:00 | 0 | 18.625 | 0 | 0 | 18.625 | 71.313 | 0 | 0 | 0 | 0 | 0 | 0 | 0 | 0 | 0 | 0 | 0 | 0 | 18.625 | 18.625 | 7.2637 | 0 | 7.2637 | 0 | 7.2637
2017-01-19 | 0 | 0.538 | 0 | 0 | 15.538 | 70.7467 | 15 | 21.3636 | 4.5914 | 0.73003 | 0 | 0 | 18.183 | 3.1806 | 4.5914 | 0 | 10.637 | 3.5457 | 19.0837 | 19.0837 | 6.0598 | 1.3828 | 7.4426 | 0 | 7.4426
2017-01-19 01:00 | 0 | 0 | 0 | 0 | 14.248 | 70.7467 | 14.248 | 20.2926 | 4.3612 | 0.70396 | 0 | 0 | 16.146 | 4.1466 | 4.3612 | 0 | 9.445 | 3.1483 | 17.3963 | 17.3963 | 5.5567 | 1.2279 | 6.7846 | 0 | 6.7846
2017-01-19 02:00 | 0 | 0 | 0 | 0 | 12.901 | 70.7467 | 12.901 | 18.3742 | 3.9489 | 0.69791 | 0 | 0 | 14.383 | 3.9912 | 3.9489 | 0 | 8.414 | 2.8047 | 15.7057 | 15.7057 | 5.0314 | 1.0938 | 6.1252 | 0 | 6.1252
2017-01-19 03:00 | 0 | 0 | 0 | 0 | 12.622 | 70.7467 | 12.622 | 17.9768 | 3.8635 | 0.6714 | 0 | 0 | 13.058 | 4.9188 | 3.8635 | 0 | 7.639 | 2.5463 | 15.1683 | 15.1683 | 4.9226 | 0.99307 | 5.9157 | 0 | 5.9157
2017-01-19 04:00 | 0 | 0 | 0.77841 | 0 | 11.824 | 71.4862 | 12.6024 | 17.9489 | 3.8575 | 0.63938 | 0 | 0 | 11.815 | 6.1339 | 3.8575 | 0 | 6.912 | 2.304 | 14.128 | 14.128 | 4.6114 | 0.89856 | 5.5099 | 0 | 5.5099
2017-01-19 05:00 | 0 | 11.676 | 0 | 0 | 11.676 | 59.1957 | 0 | 0 | 0 | 0 | 0 | 0 | 0 | 0 | 0 | 0 | 0 | 0 | 11.676 | 11.676 | 4.5536 | 0 | 4.5536 | 0 | 4.5536
2017-01-19 06:00 | 0 | 10.758 | 0 | 0 | 10.758 | 47.8714 | 0 | 0 | 0 | 0 | 0 | 0 | 0 | 0 | 0 | 0 | 0 | 0 | 10.758 | 10.758 | 4.1956 | 0 | 4.1956 | 0 | 4.1956
2017-01-19 07:00 | 0.06 | 8.515 | 0 | 0 | 8.575 | 38.9083 | 0 | 0 | 0 | 0 | 0 | 0 | 0 | 0 | 0 | 0 | 0 | 0 | 8.575 | 8.575 | 3.3443 | 0 | 3.3443 | 0 | 3.3443
2017-01-19 08:00 | 0.2 | 8.118 | 0 | 0 | 8.318 | 30.363 | 0 | 0 | 0 | 0 | 0 | 0 | 0 | 0 | 0 | 0 | 0 | 0 | 8.318 | 8.318 | 3.244 | 0 | 3.244 | 0 | 3.244
2017-01-19 09:00 | 0.47 | 0 | 0 | 21.163 | 9.307 | 30.363 | 30 | 42.7273 | 9.1827 | 0.8 | 29.7227 | 3.3359 | 72.45 | 0 | 12.5186 | 72.45 | 0 | 0 | 9.307 | 30.47 | 3.6297 | 0 | 3.6297 | 8.2536 | 11.8833
2017-01-19 10:00 | 0.75 | 0 | 12.8473 | 7.4697 | 10.433 | 42.568 | 30 | 42.7273 | 9.1827 | 0.8 | 29.9057 | 3.3564 | 72.633 | 0 | 12.5392 | 72.633 | 0 | 0 | 10.433 | 17.9027 | 4.0689 | 0 | 4.0689 | 2.9132 | 6.982
2017-01-19 11:00 | 0.92 | 0 | 20.708 | 0 | 10.212 | 62.2406 | 30 | 42.7273 | 9.1827 | 0.8 | 29.6067 | 3.3229 | 72.334 | 0 | 12.5056 | 72.334 | 0 | 0 | 10.212 | 10.212 | 3.9827 | 0 | 3.9827 | 0 | 3.9827
2017-01-19 12:00 | 1.02 | 0 | 14.1277 | 0 | 10.769 | 75.6619 | 23.8767 | 34.0061 | 7.3084 | 0.8 | 50.7119 | 5.6916 | 84.718 | 0 | 13 | 70.587 | 8.266 | 2.7553 | 13.5243 | 13.5243 | 4.1999 | 1.0746 | 5.2745 | 0 | 5.2745
2017-01-19 13:00 | 1.19 | 0 | 4.905 | 0 | 11.285 | 80.3216 | 15 | 21.3636 | 4.5914 | 0.8 | 68.4894 | 7.6868 | 89.853 | 0 | 12.2782 | 68.687 | 12.382 | 4.1273 | 15.4123 | 15.4123 | 4.4012 | 1.6097 | 6.0108 | 0 | 6.0108
2017-01-19 14:00 | 1.39 | 0 | 12.351 | 0 | 11.539 | 92.0551 | 22.5 | 32.0455 | 6.8871 | 0.72252 | 0 | 0 | 26.763 | 5.2825 | 6.8871 | 0 | 15.656 | 5.2187 | 16.7577 | 16.7577 | 4.5002 | 2.0353 | 6.5355 | 0 | 6.5355
2017-01-19 15:00 | 1.3 | 0 | 3.841 | 0 | 11.893 | 95.7041 | 14.434 | 20.5576 | 4.4181 | 0.8 | 76.4644 | 8.5819 | 97.022 | 0 | 13 | 66.033 | 18.129 | 6.043 | 17.936 | 17.936 | 4.6383 | 2.3568 | 6.995 | 0 | 6.995
2017-01-19 16:00 | 1.13 | 0 | 2.0793 | 0 | 11.867 | 97.6794 | 12.8163 | 18.2535 | 3.923 | 0.8 | 80.8765 | 9.077 | 99.13 | 0 | 13 | 65.252 | 19.819 | 6.6063 | 18.4733 | 18.4733 | 4.6281 | 2.5765 | 7.2046 | 0 | 7.2046
2017-01-19 17:00 | 0.67 | 0 | 19.416 | 0 | 11.254 | 116.1246 | 30 | 42.7273 | 9.1827 | 0.8 | 22.1117 | 2.4817 | 64.839 | 0 | 11.6644 | 64.839 | 0 | 0 | 11.254 | 11.254 | 4.3891 | 0 | 4.3891 | 0 | 4.3891
2017-01-19 18:00 | 0.28 | 0 | 19.147 | 0 | 11.133 | 134.3142 | 30 | 42.7273 | 9.1827 | 0.8 | 22.0537 | 2.4752 | 64.781 | 0 | 11.6579 | 64.781 | 0 | 0 | 11.133 | 11.133 | 4.3419 | 0 | 4.3419 | 0 | 4.3419
2017-01-19 19:00 | 0.04 | 0 | 18.422 | 0 | 11.618 | 151.8151 | 30 | 42.7273 | 9.1827 | 0.8 | 22.3487 | 2.5083 | 65.076 | 0 | 11.691 | 65.076 | 0 | 0 | 11.618 | 11.618 | 4.531 | 0 | 4.531 | 0 | 4.531
2017-01-19 20:00 | 0 | 17.65 | 0 | 0 | 17.65 | 133.2362 | 0 | 0 | 0 | 0 | 0 | 0 | 0 | 0 | 0 | 0 | 0 | 0 | 17.65 | 17.65 | 6.8835 | 0 | 6.8835 | 0 | 6.8835
2017-01-19 21:00 | 0 | 20.603 | 0 | 0 | 20.603 | 111.5488 | 0 | 0 | 0 | 0 | 0 | 0 | 0 | 0 | 0 | 0 | 0 | 0 | 20.603 | 20.603 | 8.0352 | 0 | 8.0352 | 0 | 8.0352
2017-01-19 22:00 | 0 | 19.933 | 0 | 0 | 19.933 | 90.5667 | 0 | 0 | 0 | 0 | 0 | 0 | 0 | 0 | 0 | 0 | 0 | 0 | 19.933 | 19.933 | 7.7739 | 0 | 7.7739 | 0 | 7.7739
2017-01-19 23:00 | 0 | 18.148 | 0 | 0 | 18.148 | 71.4635 | 0 | 0 | 0 | 0 | 0 | 0 | 0 | 0 | 0 | 0 | 0 | 0 | 18.148 | 18.148 | 7.0777 | 0 | 7.0777 | 0 | 7.0777
2017-01-20 | 0 | 3.2738 | 0 | 0 | 16.035 | 68.0174 | 12.7612 | 18.175 | 3.9061 | 0.8 | 0 | 0 | 18.175 | 0 | 3.9061 | 0 | 10.632 | 3.544 | 19.579 | 19.579 | 6.2537 | 1.3822 | 7.6358 | 0 | 7.6358
2017-01-20 01:00 | 0 | 0 | 0 | 0 | 14.256 | 68.0174 | 14.256 | 20.304 | 4.3636 | 0.70238 | 0 | 0 | 16.087 | 4.217 | 4.3636 | 0 | 9.411 | 3.137 | 17.393 | 17.393 | 5.5598 | 1.2234 | 6.7833 | 0 | 6.7833
2017-01-20 02:00 | 0 | 0 | 0 | 0 | 13.531 | 68.0174 | 13.531 | 19.2714 | 4.1417 | 0.68675 | 0 | 0 | 14.628 | 4.6434 | 4.1417 | 0 | 8.557 | 2.8523 | 16.3833 | 16.3833 | 5.2771 | 1.1124 | 6.3895 | 0 | 6.3895
2017-01-20 03:00 | 0 | 2.5026 | 0 | 0 | 12.554 | 65.383 | 10.0514 | 14.3156 | 3.0766 | 0.76311 | 0 | 0 | 13.192 | 1.1236 | 3.0766 | 0 | 7.717 | 2.5723 | 15.1263 | 15.1263 | 4.8961 | 1.0032 | 5.8993 | 0 | 5.8993
2017-01-20 04:00 | 0 | 3.134 | 0 | 0 | 11.971 | 62.0841 | 8.837 | 12.586 | 2.7049 | 0.8 | 0 | 0 | 12.586 | 1.7764e-15 | 2.7049 | 0 | 7.363 | 2.4543 | 14.4253 | 14.4253 | 4.6687 | 0.95719 | 5.6259 | 0 | 5.6259
2017-01-20 05:00 | 0 | 11.293 | 0 | 0 | 11.293 | 50.1967 | 0 | 0 | 0 | 0 | 0 | 0 | 0 | 0 | 0 | 0 | 0 | 0 | 11.293 | 11.293 | 4.4043 | 0 | 4.4043 | 0 | 4.4043
2017-01-20 06:00 | 0 | 10.369 | 0 | 0 | 10.369 | 39.282 | 0 | 0 | 0 | 0 | 0 | 0 | 0 | 0 | 0 | 0 | 0 | 0 | 10.369 | 10.369 | 4.0439 | 0 | 4.0439 | 0 | 4.0439
2017-01-20 07:00 | 0.04 | 0 | 0 | 0 | 8.273 | 39.282 | 8.233 | 11.7258 | 2.52 | 0.33 | 0 | 0 | 0 | 11.7258 | 2.52 | 0 | 0 | 0 | 8.273 | 8.273 | 3.2265 | 0 | 3.2265 | 0 | 3.2265
2017-01-20 08:00 | 0.19 | 8.473 | 0 | 0 | 8.663 | 30.363 | 0 | 0 | 0 | 0 | 0 | 0 | 0 | 0 | 0 | 0 | 0 | 0 | 8.663 | 8.663 | 3.3786 | 0 | 3.3786 | 0 | 3.3786
2017-01-20 09:00 | 0.52 | 0 | 1.9223 | 18.5837 | 10.014 | 32.1892 | 30 | 42.7273 | 9.1827 | 0.8 | 29.4797 | 3.3086 | 72.207 | 0 | 12.4913 | 72.207 | 0 | 0 | 10.014 | 28.5977 | 3.9055 | 0 | 3.9055 | 7.2477 | 11.1531
2017-01-20 10:00 | 0.78 | 0 | 20.056 | 0 | 10.724 | 51.2424 | 30 | 42.7273 | 9.1827 | 0.8 | 29.8887 | 3.3545 | 72.616 | 0 | 12.5373 | 72.616 | 0 | 0 | 10.724 | 10.724 | 4.1824 | 0 | 4.1824 | 0 | 4.1824
2017-01-20 11:00 | 0.92 | 0 | 20.449 | 0 | 10.471 | 70.6689 | 30 | 42.7273 | 9.1827 | 0.8 | 29.4187 | 3.3018 | 72.146 | 0 | 12.4845 | 72.146 | 0 | 0 | 10.471 | 10.471 | 4.0837 | 0 | 4.0837 | 0 | 4.0837
2017-01-20 12:00 | 1.15 | 0 | 13.5204 | 0 | 10.9 | 83.5133 | 23.2704 | 33.1427 | 7.1229 | 0.8 | 52.3653 | 5.8771 | 85.508 | 0 | 13 | 70.295 | 8.899 | 2.9663 | 13.8663 | 13.8663 | 4.251 | 1.1569 | 5.4079 | 0 | 5.4079
2017-01-20 13:00 | 1.16 | 0 | 4.894 | 0 | 11.266 | 88.1626 | 15 | 21.3636 | 4.5914 | 0.8 | 69.1764 | 7.7639 | 90.54 | 0 | 12.3553 | 68.432 | 12.933 | 4.311 | 15.577 | 15.577 | 4.3937 | 1.6813 | 6.075 | 0 | 6.075
2017-01-20 14:00 | 1.15 | 0 | 4.794 | 0 | 11.356 | 92.7169 | 15 | 21.3636 | 4.5914 | 0.8 | 6.7264 | 0.75492 | 28.09 | 0 | 5.3463 | 0 | 16.433 | 5.4777 | 16.8337 | 16.8337 | 4.4288 | 2.1363 | 6.5651 | 0 | 6.5651
2017-01-20 15:00 | 1.15 | 0 | 3.6225 | 0 | 11.158 | 96.1583 | 13.6305 | 19.4132 | 4.1722 | 0.8 | 78.6558 | 8.8278 | 98.069 | 0 | 13 | 65.645 | 18.968 | 6.3227 | 17.4807 | 17.4807 | 4.3516 | 2.4658 | 6.8175 | 0 | 6.8175
2017-01-20 16:00 | 0.98 | 0 | 1.9051 | 0 | 10.862 | 97.9682 | 11.7871 | 16.7877 | 3.6079 | 0.8 | 83.6833 | 9.3921 | 100.471 | 0 | 13 | 64.756 | 20.893 | 6.9643 | 17.8263 | 17.8263 | 4.2362 | 2.7161 | 6.9523 | 0 | 6.9523
2017-01-20 17:00 | 0.85 | 0 | 19.864 | 0 | 10.986 | 116.839 | 30 | 42.7273 | 9.1827 | 0.8 | 21.4417 | 2.4065 | 64.169 | 0 | 11.5892 | 64.169 | 0 | 0 | 10.986 | 10.986 | 4.2845 | 0 | 4.2845 | 0 | 4.2845
2017-01-20 18:00 | 0.39 | 0 | 19.025 | 0 | 11.365 | 134.9127 | 30 | 42.7273 | 9.1827 | 0.8 | 21.2207 | 2.3817 | 63.948 | 0 | 11.5644 | 63.948 | 0 | 0 | 11.365 | 11.365 | 4.4323 | 0 | 4.4323 | 0 | 4.4323
2017-01-20 19:00 | 0.07 | 0 | 17.792 | 0 | 12.278 | 151.8151 | 30 | 42.7273 | 9.1827 | 0.8 | 21.3707 | 2.3985 | 64.098 | 0 | 11.5812 | 64.098 | 0 | 0 | 12.278 | 12.278 | 4.7884 | 0 | 4.7884 | 0 | 4.7884
2017-01-20 20:00 | 0 | 18.031 | 0 | 0 | 18.031 | 132.8351 | 0 | 0 | 0 | 0 | 0 | 0 | 0 | 0 | 0 | 0 | 0 | 0 | 18.031 | 18.031 | 7.0321 | 0 | 7.0321 | 0 | 7.0321
2017-01-20 21:00 | 0 | 21.291 | 0 | 0 | 21.291 | 110.4235 | 0 | 0 | 0 | 0 | 0 | 0 | 0 | 0 | 0 | 0 | 0 | 0 | 21.291 | 21.291 | 8.3035 | 0 | 8.3035 | 0 | 8.3035
2017-01-20 22:00 | 0 | 20.662 | 0 | 0 | 20.662 | 88.6741 | 0 | 0 | 0 | 0 | 0 | 0 | 0 | 0 | 0 | 0 | 0 | 0 | 20.662 | 20.662 | 8.0582 | 0 | 8.0582 | 0 | 8.0582
2017-01-20 23:00 | 0 | 18.651 | 0 | 0 | 18.651 | 69.0414 | 0 | 0 | 0 | 0 | 0 | 0 | 0 | 0 | 0 | 0 | 0 | 0 | 18.651 | 18.651 | 7.2739 | 0 | 7.2739 | 0 | 7.2739
2017-01-21 | 0 | 0.505 | 0 | 0 | 15.505 | 68.5099 | 15 | 21.3636 | 4.5914 | 0.79286 | 0 | 0 | 21.039 | 0.32464 | 4.5914 | 0 | 12.308 | 4.1027 | 19.6077 | 19.6077 | 6.047 | 1.6 | 7.647 | 0 | 7.647
2017-01-21 01:00 | 0 | 0 | 1.175 | 0 | 13.825 | 69.6261 | 15 | 21.3636 | 4.5914 | 0.75275 | 0 | 0 | 19.216 | 2.1476 | 4.5914 | 0 | 11.241 | 3.747 | 17.572 | 17.572 | 5.3918 | 1.4613 | 6.8531 | 0 | 6.8531
2017-01-21 02:00 | 0 | 0 | 1.3862 | 0 | 13.396 | 70.943 | 14.7822 | 21.0535 | 4.5247 | 0.72808 | 0 | 0 | 17.832 | 3.2215 | 4.5247 | 0 | 10.432 | 3.4773 | 16.8733 | 16.8733 | 5.2244 | 1.3562 | 6.5806 | 0 | 6.5806
2017-01-21 03:00 | 0 | 0 | 0 | 0 | 13.313 | 70.943 | 13.313 | 18.9609 | 4.075 | 0.74425 | 0 | 0 | 16.712 | 2.2489 | 4.075 | 0 | 9.776 | 3.2587 | 16.5717 | 16.5717 | 5.1921 | 1.2709 | 6.4629 | 0 | 6.4629
2017-01-21 04:00 | 0 | 0 | 0 | 0 | 12.358 | 70.943 | 12.358 | 17.6008 | 3.7827 | 0.75034 | 0 | 0 | 15.741 | 1.8598 | 3.7827 | 0 | 9.209 | 3.0697 | 15.4277 | 15.4277 | 4.8196 | 1.1972 | 6.0168 | 0 | 6.0168
2017-01-21 05:00 | 0 | 11.745 | 0 | 0 | 11.745 | 58.5799 | 0 | 0 | 0 | 0 | 0 | 0 | 0 | 0 | 0 | 0 | 0 | 0 | 11.745 | 11.745 | 4.5805 | 0 | 4.5805 | 0 | 4.5805
2017-01-21 06:00 | 0 | 10.659 | 0 | 0 | 10.659 | 47.3599 | 0 | 0 | 0 | 0 | 0 | 0 | 0 | 0 | 0 | 0 | 0 | 0 | 10.659 | 10.659 | 4.157 | 0 | 4.157 | 0 | 4.157
2017-01-21 07:00 | 0.07 | 8.128 | 0 | 0 | 8.198 | 38.8041 | 0 | 0 | 0 | 0 | 0 | 0 | 0 | 0 | 0 | 0 | 0 | 0 | 8.198 | 8.198 | 3.1972 | 0 | 3.1972 | 0 | 3.1972
2017-01-21 08:00 | 0.31 | 8.019 | 0 | 0 | 8.329 | 30.363 | 0 | 0 | 0 | 0 | 0 | 0 | 0 | 0 | 0 | 0 | 0 | 0 | 8.329 | 8.329 | 3.2483 | 0 | 3.2483 | 0 | 3.2483
2017-01-21 09:00 | 0.75 | 0 | 0.10231 | 21.2537 | 9.394 | 30.4602 | 30 | 42.7273 | 9.1827 | 0.8 | 27.8837 | 3.1295 | 70.611 | 0 | 12.3122 | 70.611 | 0 | 0 | 9.394 | 30.6477 | 3.6637 | 0 | 3.6637 | 8.2889 | 11.9526
2017-01-21 10:00 | 1.35 | 0 | 21.488 | 0 | 9.862 | 50.8738 | 30 | 42.7273 | 9.1827 | 0.8 | 28.0867 | 3.1523 | 70.814 | 0 | 12.335 | 70.814 | 0 | 0 | 9.862 | 9.862 | 3.8462 | 0 | 3.8462 | 0 | 3.8462
2017-01-21 11:00 | 1.2 | 0 | 21.339 | 0 | 9.861 | 71.1459 | 30 | 42.7273 | 9.1827 | 0.8 | 28.0497 | 3.1481 | 70.777 | 0 | 12.3309 | 70.777 | 0 | 0 | 9.861 | 9.861 | 3.8458 | 0 | 3.8458 | 0 | 3.8458
2017-01-21 12:00 | 0.95 | 0 | 5.703 | 0 | 10.247 | 76.5637 | 15 | 21.3636 | 4.5914 | 0.8 | 65.6464 | 7.3677 | 87.01 | 0 | 11.9591 | 69.739 | 10.104 | 3.368 | 13.615 | 13.615 | 3.9963 | 1.3135 | 5.3098 | 0 | 5.3098
2017-01-21 13:00 | 1.5 | 0 | 5.476 | 0 | 11.024 | 81.7659 | 15 | 21.3636 | 4.5914 | 0.8 | 68.4514 | 7.6825 | 89.815 | 0 | 12.2739 | 68.701 | 12.352 | 4.1173 | 15.1413 | 15.1413 | 4.2994 | 1.6058 | 5.9051 | 0 | 5.9051
2017-01-21 14:00 | 0.67 | 0 | 4.724 | 0 | 10.946 | 86.2537 | 15 | 21.3636 | 4.5914 | 0.8 | 1.2304 | 0.13809 | 22.594 | 0 | 4.7295 | 0 | 13.218 | 4.406 | 15.352 | 15.352 | 4.2689 | 1.7183 | 5.9873 | 0 | 5.9873
2017-01-21 15:00 | 1.32 | 0 | 5.429 | 0 | 10.891 | 91.4113 | 15 | 21.3636 | 4.5914 | 0.8 | 69.9144 | 7.8467 | 91.278 | 0 | 12.4381 | 68.159 | 13.525 | 4.5083 | 15.3993 | 15.3993 | 4.2475 | 1.7583 | 6.0057 | 0 | 6.0057
2017-01-21 16:00 | 0.8 | 0 | 4.55 | 0 | 11.25 | 95.7338 | 15 | 21.3636 | 4.5914 | 0.8 | 70.2914 | 7.889 | 91.655 | 0 | 12.4804 | 68.019 | 13.827 | 4.609 | 15.859 | 15.859 | 4.3875 | 1.7975 | 6.185 | 0 | 6.185
2017-01-21 17:00 | 0.8 | 0 | 20.333 | 0 | 10.467 | 115.0501 | 30 | 42.7273 | 9.1827 | 0.8 | 25.1917 | 2.8274 | 67.919 | 0 | 12.0101 | 67.919 | 0 | 0 | 10.467 | 10.467 | 4.0821 | 0 | 4.0821 | 0 | 4.0821
2017-01-21 18:00 | 0.34 | 0 | 19.822 | 0 | 10.518 | 133.881 | 30 | 42.7273 | 9.1827 | 0.8 | 25.3317 | 2.8431 | 68.059 | 0 | 12.0258 | 68.059 | 0 | 0 | 10.518 | 10.518 | 4.102 | 0 | 4.102 | 0 | 4.102
2017-01-21 19:00 | 0.06 | 0 | 18.878 | 0 | 11.182 | 151.8151 | 30 | 42.7273 | 9.1827 | 0.8 | 25.5457 | 2.8671 | 68.273 | 0 | 12.0498 | 68.273 | 0 | 0 | 11.182 | 11.182 | 4.361 | 0 | 4.361 | 0 | 4.361
2017-01-21 20:00 | 0 | 16.707 | 0 | 0 | 16.707 | 134.2288 | 0 | 0 | 0 | 0 | 0 | 0 | 0 | 0 | 0 | 0 | 0 | 0 | 16.707 | 16.707 | 6.5157 | 0 | 6.5157 | 0 | 6.5157
2017-01-21 21:00 | 0 | 19.909 | 0 | 0 | 19.909 | 113.272 | 0 | 0 | 0 | 0 | 0 | 0 | 0 | 0 | 0 | 0 | 0 | 0 | 19.909 | 19.909 | 7.7645 | 0 | 7.7645 | 0 | 7.7645
2017-01-21 22:00 | 0 | 20.083 | 0 | 0 | 20.083 | 92.132 | 0 | 0 | 0 | 0 | 0 | 0 | 0 | 0 | 0 | 0 | 0 | 0 | 20.083 | 20.083 | 7.8324 | 0 | 7.8324 | 0 | 7.8324
2017-01-21 23:00 | 0 | 18.347 | 0 | 0 | 18.347 | 72.8193 | 0 | 0 | 0 | 0 | 0 | 0 | 0 | 0 | 0 | 0 | 0 | 0 | 18.347 | 18.347 | 7.1553 | 0 | 7.1553 | 0 | 7.1553
2017-01-22 | 0 | 4.317 | 0 | 0 | 15.676 | 68.2751 | 11.359 | 16.178 | 3.4769 | 0.8 | 0 | 0 | 16.178 | 0 | 3.4769 | 0 | 9.464 | 3.1547 | 18.8307 | 18.8307 | 6.1136 | 1.2303 | 7.344 | 0 | 7.344
2017-01-22 01:00 | 0 | 1.5585 | 0 | 0 | 13.648 | 66.6346 | 12.0895 | 17.2184 | 3.7005 | 0.74578 | 0 | 0 | 15.232 | 1.9864 | 3.7005 | 0 | 8.91 | 2.97 | 16.618 | 16.618 | 5.3227 | 1.1583 | 6.481 | 0 | 6.481
2017-01-22 02:00 | 0 | 0 | 0 | 0 | 12.781 | 66.6346 | 12.781 | 18.2032 | 3.9122 | 0.70351 | 0 | 0 | 14.466 | 3.7372 | 3.9122 | 0 | 8.462 | 2.8207 | 15.6017 | 15.6017 | 4.9846 | 1.1001 | 6.0846 | 0 | 6.0846
2017-01-22 03:00 | 0 | 0 | 0 | 0 | 12.013 | 66.6346 | 12.013 | 17.1094 | 3.6771 | 0.70785 | 0 | 0 | 13.755 | 3.3544 | 3.6771 | 0 | 8.047 | 2.6823 | 14.6953 | 14.6953 | 4.6851 | 1.0461 | 5.7312 | 0 | 5.7312
2017-01-22 04:00 | 0 | 0 | 0 | 0 | 11.493 | 66.6346 | 11.493 | 16.3688 | 3.5179 | 0.7039 | 0 | 0 | 13.022 | 3.3468 | 3.5179 | 0 | 7.618 | 2.5393 | 14.0323 | 14.0323 | 4.4823 | 0.99034 | 5.4726 | 0 | 5.4726
2017-01-22 05:00 | 0 | 10.379 | 0 | 0 | 10.379 | 55.7093 | 0 | 0 | 0 | 0 | 0 | 0 | 0 | 0 | 0 | 0 | 0 | 0 | 10.379 | 10.379 | 4.0478 | 0 | 4.0478 | 0 | 4.0478
2017-01-22 06:00 | 0 | 9.433 | 0 | 0 | 9.433 | 45.7799 | 0 | 0 | 0 | 0 | 0 | 0 | 0 | 0 | 0 | 0 | 0 | 0 | 9.433 | 9.433 | 3.6789 | 0 | 3.6789 | 0 | 3.6789
2017-01-22 07:00 | 0.1 | 7.36 | 0 | 0 | 7.46 | 38.0325 | 0 | 0 | 0 | 0 | 0 | 0 | 0 | 0 | 0 | 0 | 0 | 0 | 7.46 | 7.46 | 2.9094 | 0 | 2.9094 | 0 | 2.9094
2017-01-22 08:00 | 0.47 | 7.286 | 0 | 0 | 7.756 | 30.363 | 0 | 0 | 0 | 0 | 0 | 0 | 0 | 0 | 0 | 0 | 0 | 0 | 7.756 | 7.756 | 3.0248 | 0 | 3.0248 | 0 | 3.0248
2017-01-22 09:00 | 1 | 0 | 0 | 22.45 | 8.55 | 30.363 | 30 | 42.7273 | 9.1827 | 0.8 | 29.1167 | 3.2679 | 71.844 | 0 | 12.4506 | 71.844 | 0 | 0 | 8.55 | 31 | 3.3345 | 0 | 3.3345 | 8.7555 | 12.09
2017-01-22 10:00 | 1.29 | 0 | 21.715 | 0 | 9.575 | 50.9923 | 30 | 42.7273 | 9.1827 | 0.8 | 29.0347 | 3.2587 | 71.762 | 0 | 12.4414 | 71.762 | 0 | 0 | 9.575 | 9.575 | 3.7342 | 0 | 3.7342 | 0 | 3.7342
2017-01-22 11:00 | 1.55 | 0 | 5.2376 | 16.3254 | 9.987 | 55.968 | 30 | 42.7273 | 9.1827 | 0.8 | 28.5717 | 3.2067 | 71.299 | 0 | 12.3894 | 71.299 | 0 | 0 | 9.987 | 26.3124 | 3.8949 | 0 | 3.8949 | 6.3669 | 10.2618
2017-01-22 12:00 | 1.43 | 0 | 13.213 | 0 | 10.736 | 68.5204 | 22.519 | 32.0726 | 6.8929 | 0.8 | 54.4144 | 6.1071 | 86.487 | 0 | 13 | 69.932 | 9.685 | 3.2283 | 13.9643 | 13.9643 | 4.187 | 1.2591 | 5.4461 | 0 | 5.4461
2017-01-22 13:00 | 1.66 | 0 | 6.258 | 0 | 10.402 | 74.4655 | 15 | 21.3636 | 4.5914 | 0.8 | 69.7794 | 7.8316 | 91.143 | 0 | 12.4229 | 68.209 | 13.416 | 4.472 | 14.874 | 14.874 | 4.0568 | 1.7441 | 5.8009 | 0 | 5.8009
2017-01-22 14:00 | 1.36 | 0 | 13.494 | 0 | 10.366 | 87.2848 | 22.5 | 32.0455 | 6.8871 | 0.74395 | 0 | 0 | 28.224 | 3.8215 | 6.8871 | 0 | 16.511 | 5.5037 | 15.8697 | 15.8697 | 4.0427 | 2.1464 | 6.1892 | 0 | 6.1892
2017-01-22 15:00 | 1.55 | 0 | 4.2546 | 0 | 10.949 | 91.3266 | 13.6536 | 19.446 | 4.1792 | 0.8 | 78.593 | 8.8208 | 98.039 | 0 | 13 | 65.656 | 18.944 | 6.3147 | 17.2637 | 17.2637 | 4.2701 | 2.4627 | 6.7328 | 0 | 6.7328
2017-01-22 16:00 | 1.3 | 0 | 2.3885 | 0 | 11.001 | 93.5957 | 12.0895 | 17.2184 | 3.7005 | 0.8 | 82.8586 | 9.2995 | 100.077 | 0 | 13 | 64.902 | 20.578 | 6.8593 | 17.8603 | 17.8603 | 4.2904 | 2.6751 | 6.9655 | 0 | 6.9655
2017-01-22 17:00 | 1.03 | 0 | 20.252 | 0 | 10.778 | 112.8351 | 30 | 42.7273 | 9.1827 | 0.8 | 21.8637 | 2.4538 | 64.591 | 0 | 11.6366 | 64.591 | 0 | 0 | 10.778 | 10.778 | 4.2034 | 0 | 4.2034 | 0 | 4.2034
2017-01-22 18:00 | 0.34 | 0 | 19.325 | 0 | 11.015 | 131.1939 | 30 | 42.7273 | 9.1827 | 0.8 | 22.0247 | 2.4719 | 64.752 | 0 | 11.6546 | 64.752 | 0 | 0 | 11.015 | 11.015 | 4.2959 | 0 | 4.2959 | 0 | 4.2959
2017-01-22 19:00 | 0.04 | 0 | 18.795 | 0 | 11.245 | 149.0491 | 30 | 42.7273 | 9.1827 | 0.8 | 22.2497 | 2.4972 | 64.977 | 0 | 11.6799 | 64.977 | 0 | 0 | 11.245 | 11.245 | 4.3856 | 0 | 4.3856 | 0 | 4.3856
2017-01-22 20:00 | 0 | 17.384 | 0 | 0 | 17.384 | 130.7502 | 0 | 0 | 0 | 0 | 0 | 0 | 0 | 0 | 0 | 0 | 0 | 0 | 17.384 | 17.384 | 6.7798 | 0 | 6.7798 | 0 | 6.7798
2017-01-22 21:00 | 0 | 19.611 | 0 | 0 | 19.611 | 110.107 | 0 | 0 | 0 | 0 | 0 | 0 | 0 | 0 | 0 | 0 | 0 | 0 | 19.611 | 19.611 | 7.6483 | 0 | 7.6483 | 0 | 7.6483
2017-01-22 22:00 | 0 | 20.352 | 0 | 0 | 20.352 | 88.6838 | 0 | 0 | 0 | 0 | 0 | 0 | 0 | 0 | 0 | 0 | 0 | 0 | 20.352 | 20.352 | 7.9373 | 0 | 7.9373 | 0 | 7.9373
2017-01-22 23:00 | 0 | 18.2 | 0 | 0 | 18.2 | 69.5259 | 0 | 0 | 0 | 0 | 0 | 0 | 0 | 0 | 0 | 0 | 0 | 0 | 18.2 | 18.2 | 7.098 | 0 | 7.098 | 0 | 7.098
2017-01-23 | 0 | 0.471 | 0 | 0 | 15.471 | 69.0302 | 15 | 21.3636 | 4.5914 | 0.8 | 0.65936 | 0.074003 | 22.023 | 0 | 4.6654 | 0 | 12.883 | 4.2943 | 19.7653 | 19.7653 | 6.0337 | 1.6748 | 7.7085 | 0 | 7.7085
2017-01-23 01:00 | 0 | 0 | 0.66283 | 0 | 13.669 | 69.6598 | 14.3318 | 20.412 | 4.3868 | 0.8 | 0 | 0 | 20.412 | 0 | 4.3868 | 0 | 11.941 | 3.9803 | 17.6493 | 17.6493 | 5.3309 | 1.5523 | 6.8832 | 0 | 6.8832
2017-01-23 02:00 | 0 | 0 | 0.86851 | 0 | 12.533 | 70.4849 | 13.4015 | 19.087 | 4.1021 | 0.8 | 0 | 0 | 19.087 | 0 | 4.1021 | 0 | 11.166 | 3.722 | 16.255 | 16.255 | 4.8879 | 1.4516 | 6.3395 | 0 | 6.3395
2017-01-23 03:00 | 0 | 0 | 0.49089 | 0 | 11.915 | 70.9513 | 12.4059 | 17.669 | 3.7973 | 0.8 | 0 | 0 | 17.669 | 0 | 3.7973 | 0 | 10.336 | 3.4453 | 15.3603 | 15.3603 | 4.6468 | 1.3437 | 5.9905 | 0 | 5.9905
2017-01-23 04:00 | 0 | 0.63766 | 0 | 0 | 12.201 | 70.2801 | 11.5633 | 16.469 | 3.5394 | 0.8 | 0 | 0 | 16.469 | 0 | 3.5394 | 0 | 9.634 | 3.2113 | 15.4123 | 15.4123 | 4.7584 | 1.2524 | 6.0108 | 0 | 6.0108
2017-01-23 05:00 | 0 | 11.354 | 0 | 0 | 11.354 | 58.3285 | 0 | 0 | 0 | 0 | 0 | 0 | 0 | 0 | 0 | 0 | 0 | 0 | 11.354 | 11.354 | 4.4281 | 0 | 4.4281 | 0 | 4.4281
2017-01-23 06:00 | 0 | 10.199 | 0 | 0 | 10.199 | 47.5927 | 0 | 0 | 0 | 0 | 0 | 0 | 0 | 0 | 0 | 0 | 0 | 0 | 10.199 | 10.199 | 3.9776 | 0 | 3.9776 | 0 | 3.9776
2017-01-23 07:00 | 0.11 | 8.125 | 0 | 0 | 8.235 | 39.0401 | 0 | 0 | 0 | 0 | 0 | 0 | 0 | 0 | 0 | 0 | 0 | 0 | 8.235 | 8.235 | 3.2117 | 0 | 3.2117 | 0 | 3.2117
2017-01-23 08:00 | 0.38 | 8.205 | 0 | 0 | 8.585 | 30.4032 | 0 | 0 | 0 | 0 | 0 | 0 | 0 | 0 | 0 | 0 | 0 | 0 | 8.585 | 8.585 | 3.3481 | 0 | 3.3481 | 0 | 3.3481
2017-01-23 09:00 | 0.73 | 0 | 0 | 21.486 | 9.244 | 30.4032 | 30 | 42.7273 | 9.1827 | 0.8 | 27.8227 | 3.1226 | 70.55 | 0 | 12.3054 | 70.55 | 0 | 0 | 9.244 | 30.73 | 3.6052 | 0 | 3.6052 | 8.3795 | 11.9847
2017-01-23 10:00 | 1.14 | 0 | 20.975 | 0 | 10.165 | 50.3295 | 30 | 42.7273 | 9.1827 | 0.8 | 27.8187 | 3.1222 | 70.546 | 0 | 12.3049 | 70.546 | 0 | 0 | 10.165 | 10.165 | 3.9644 | 0 | 3.9644 | 0 | 3.9644
2017-01-23 11:00 | 1.4 | 0 | 20.988 | 0 | 10.412 | 70.2681 | 30 | 42.7273 | 9.1827 | 0.8 | 27.5357 | 3.0904 | 70.263 | 0 | 12.2732 | 70.263 | 0 | 0 | 10.412 | 10.412 | 4.0607 | 0 | 4.0607 | 0 | 4.0607
2017-01-23 12:00 | 1.62 | 0 | 5.588 | 0 | 11.032 | 75.5767 | 15 | 21.3636 | 4.5914 | 0.8 | 67.0304 | 7.523 | 88.394 | 0 | 12.1144 | 69.226 | 11.213 | 3.7377 | 14.7697 | 14.7697 | 4.3025 | 1.4577 | 5.7602 | 0 | 5.7602
2017-01-23 13:00 | 1.49 | 0 | 5.111 | 0 | 11.379 | 80.4321 | 15 | 21.3636 | 4.5914 | 0.8 | 69.7084 | 7.8236 | 91.072 | 0 | 12.415 | 68.235 | 13.36 | 4.4533 | 15.8323 | 15.8323 | 4.4378 | 1.7368 | 6.1746 | 0 | 6.1746
2017-01-23 14:00 | 1.01 | 0 | 12.34 | 0 | 11.17 | 92.1551 | 22.5 | 32.0455 | 6.8871 | 0.70971 | 0 | 0 | 25.889 | 6.1565 | 6.8871 | 0 | 15.145 | 5.0483 | 16.2183 | 16.2183 | 4.3563 | 1.9688 | 6.3252 | 0 | 6.3252
2017-01-23 15:00 | 0.58 | 0 | 3.613 | 0 | 11.967 | 95.5875 | 15 | 21.3636 | 4.5914 | 0.8 | 73.6764 | 8.269 | 95.04 | 0 | 12.8603 | 66.766 | 16.54 | 5.5133 | 17.4803 | 17.4803 | 4.6671 | 2.1502 | 6.8173 | 0 | 6.8173
2017-01-23 16:00 | 0.45 | 0 | 3.513 | 0 | 11.937 | 98.9248 | 15 | 21.3636 | 4.5914 | 0.8 | 74.8704 | 8.403 | 96.234 | 0 | 12.9943 | 66.325 | 17.497 | 5.8323 | 17.7693 | 17.7693 | 4.6554 | 2.2746 | 6.93 | 0 | 6.93
2017-01-23 17:00 | 0.3 | 0 | 18.741 | 0 | 11.559 | 116.7288 | 30 | 42.7273 | 9.1827 | 0.8 | 23.3797 | 2.624 | 66.107 | 0 | 11.8067 | 66.107 | 0 | 0 | 11.559 | 11.559 | 4.508 | 0 | 4.508 | 0 | 4.508
2017-01-23 18:00 | 0.28 | 0 | 18.867 | 0 | 11.413 | 134.6524 | 30 | 42.7273 | 9.1827 | 0.8 | 23.2637 | 2.611 | 65.991 | 0 | 11.7937 | 65.991 | 0 | 0 | 11.413 | 11.413 | 4.4511 | 0 | 4.4511 | 0 | 4.4511
2017-01-23 19:00 | 0.11 | 0 | 18.066 | 0 | 12.044 | 151.8151 | 30 | 42.7273 | 9.1827 | 0.8 | 23.3877 | 2.6249 | 66.115 | 0 | 11.8076 | 66.115 | 0 | 0 | 12.044 | 12.044 | 4.6972 | 0 | 4.6972 | 0 | 4.6972
2017-01-23 20:00 | 0 | 18.025 | 0 | 0 | 18.025 | 132.8414 | 0 | 0 | 0 | 0 | 0 | 0 | 0 | 0 | 0 | 0 | 0 | 0 | 18.025 | 18.025 | 7.0297 | 0 | 7.0297 | 0 | 7.0297
2017-01-23 21:00 | 0 | 20.295 | 0 | 0 | 20.295 | 111.4783 | 0 | 0 | 0 | 0 | 0 | 0 | 0 | 0 | 0 | 0 | 0 | 0 | 20.295 | 20.295 | 7.9151 | 0 | 7.9151 | 0 | 7.9151
2017-01-23 22:00 | 0 | 19.577 | 0 | 0 | 19.577 | 90.8709 | 0 | 0 | 0 | 0 | 0 | 0 | 0 | 0 | 0 | 0 | 0 | 0 | 19.577 | 19.577 | 7.635 | 0 | 7.635 | 0 | 7.635
2017-01-23 23:00 | 0 | 17.486 | 0 | 0 | 17.486 | 72.4646 | 0 | 0 | 0 | 0 | 0 | 0 | 0 | 0 | 0 | 0 | 0 | 0 | 17.486 | 17.486 | 6.8195 | 0 | 6.8195 | 0 | 6.8195
2017-01-24 | 0 | 0.79287 | 0 | 0 | 15.784 | 71.63 | 14.9911 | 21.351 | 4.5887 | 0.77744 | 0 | 0 | 20.326 | 1.025 | 4.5887 | 0 | 11.891 | 3.9637 | 19.7477 | 19.7477 | 6.1558 | 1.5458 | 7.7016 | 0 | 7.7016
2017-01-24 01:00 | 0 | 1.1667 | 0 | 0 | 14.604 | 70.4019 | 13.4373 | 19.138 | 4.113 | 0.8 | 0 | 0 | 19.138 | 0 | 4.113 | 0 | 11.196 | 3.732 | 18.336 | 18.336 | 5.6956 | 1.4555 | 7.151 | 0 | 7.151
2017-01-24 02:00 | 0 | 0.079872 | 0 | 0 | 12.86 | 70.3178 | 12.7801 | 18.202 | 3.9119 | 0.8 | 0 | 0 | 18.202 | 0 | 3.9119 | 0 | 10.648 | 3.5493 | 16.4093 | 16.4093 | 5.0154 | 1.3842 | 6.3996 | 0 | 6.3996
2017-01-24 03:00 | 0 | 0.050532 | 0 | 0 | 12.316 | 70.2646 | 12.2655 | 17.469 | 3.7544 | 0.8 | 0 | 0 | 17.469 | 0 | 3.7544 | 0 | 10.219 | 3.4063 | 15.7223 | 15.7223 | 4.8032 | 1.3285 | 6.1317 | 0 | 6.1317
2017-01-24 04:00 | 0 | 0 | 0.35619 | 0 | 11.257 | 70.603 | 11.6132 | 16.54 | 3.5547 | 0.8 | 0 | 0 | 16.54 | 0 | 3.5547 | 0 | 9.676 | 3.2253 | 14.4823 | 14.4823 | 4.3902 | 1.2579 | 5.6481 | 0 | 5.6481
2017-01-24 05:00 | 0 | 11.88 | 0 | 0 | 11.88 | 58.0978 | 0 | 0 | 0 | 0 | 0 | 0 | 0 | 0 | 0 | 0 | 0 | 0 | 11.88 | 11.88 | 4.6332 | 0 | 4.6332 | 0 | 4.6332
2017-01-24 06:00 | 0 | 10.475 | 0 | 0 | 10.475 | 47.0714 | 0 | 0 | 0 | 0 | 0 | 0 | 0 | 0 | 0 | 0 | 0 | 0 | 10.475 | 10.475 | 4.0853 | 0 | 4.0853 | 0 | 4.0853
2017-01-24 07:00 | 0.07 | 8.121 | 0 | 0 | 8.191 | 38.523 | 0 | 0 | 0 | 0 | 0 | 0 | 0 | 0 | 0 | 0 | 0 | 0 | 8.191 | 8.191 | 3.1945 | 0 | 3.1945 | 0 | 3.1945
2017-01-24 08:00 | 0.4 | 7.752 | 0 | 0 | 8.152 | 30.363 | 0 | 0 | 0 | 0 | 0 | 0 | 0 | 0 | 0 | 0 | 0 | 0 | 8.152 | 8.152 | 3.1793 | 0 | 3.1793 | 0 | 3.1793
2017-01-24 09:00 | 0.65 | 0 | 4.5883 | 16.7397 | 9.322 | 34.7219 | 30 | 42.7273 | 9.1827 | 0.8 | 27.7747 | 3.1173 | 70.502 | 0 | 12.3 | 70.502 | 0 | 0 | 9.322 | 26.0617 | 3.6356 | 0 | 3.6356 | 6.5285 | 10.1641
2017-01-24 10:00 | 0.76 | 0 | 20.991 | 0 | 9.769 | 54.6634 | 30 | 42.7273 | 9.1827 | 0.8 | 27.6617 | 3.1046 | 70.389 | 0 | 12.2873 | 70.389 | 0 | 0 | 9.769 | 9.769 | 3.8099 | 0 | 3.8099 | 0 | 3.8099
2017-01-24 11:00 | 1.05 | 0 | 21.019 | 0 | 10.031 | 74.6314 | 30 | 42.7273 | 9.1827 | 0.8 | 27.4257 | 3.0781 | 70.153 | 0 | 12.2608 | 70.153 | 0 | 0 | 10.031 | 10.031 | 3.9121 | 0 | 3.9121 | 0 | 3.9121
2017-01-24 12:00 | 1.38 | 0 | 5.401 | 0 | 10.979 | 79.7624 | 15 | 21.3636 | 4.5914 | 0.8 | 66.6844 | 7.4842 | 88.048 | 0 | 12.0756 | 69.355 | 10.935 | 3.645 | 14.624 | 14.624 | 4.2818 | 1.4216 | 5.7034 | 0 | 5.7034
2017-01-24 13:00 | 1.42 | 0 | 5.698 | 0 | 10.722 | 85.1755 | 15 | 21.3636 | 4.5914 | 0.8 | 68.6074 | 7.7 | 89.971 | 0 | 12.2914 | 68.643 | 12.477 | 4.159 | 14.881 | 14.881 | 4.1816 | 1.622 | 5.8036 | 0 | 5.8036
2017-01-24 14:00 | 1.4 | 0 | 5.775 | 0 | 10.625 | 90.6617 | 15 | 21.3636 | 4.5914 | 0.8 | 2.3754 | 0.2666 | 23.739 | 0 | 4.858 | 0 | 13.887 | 4.629 | 15.254 | 15.254 | 4.1437 | 1.8053 | 5.9491 | 0 | 5.9491
2017-01-24 15:00 | 1.4 | 0 | 4.882 | 0 | 11.518 | 95.2996 | 15 | 21.3636 | 4.5914 | 0.8 | 72.2334 | 8.107 | 93.597 | 0 | 12.6984 | 67.301 | 15.383 | 5.1277 | 16.6457 | 16.6457 | 4.492 | 1.9998 | 6.4918 | 0 | 6.4918
2017-01-24 16:00 | 1.06 | 0 | 4.186 | 0 | 11.874 | 99.2763 | 15 | 21.3636 | 4.5914 | 0.8 | 74.1544 | 8.3226 | 95.518 | 0 | 12.914 | 66.59 | 16.923 | 5.641 | 17.515 | 17.515 | 4.6309 | 2.2 | 6.8309 | 0 | 6.8309
2017-01-24 17:00 | 0.94 | 0 | 18.92 | 0 | 12.02 | 117.2503 | 30 | 42.7273 | 9.1827 | 0.8 | 23.2357 | 2.6078 | 65.963 | 0 | 11.7906 | 65.963 | 0 | 0 | 12.02 | 12.02 | 4.6878 | 0 | 4.6878 | 0 | 4.6878
2017-01-24 18:00 | 0.5 | 0 | 18.379 | 0 | 12.121 | 134.7104 | 30 | 42.7273 | 9.1827 | 0.8 | 22.8317 | 2.5625 | 65.559 | 0 | 11.7452 | 65.559 | 0 | 0 | 12.121 | 12.121 | 4.7272 | 0 | 4.7272 | 0 | 4.7272
2017-01-24 19:00 | 0.02 | 0 | 18.005 | 0 | 12.015 | 151.8151 | 30 | 42.7273 | 9.1827 | 0.8 | 22.8957 | 2.5697 | 65.623 | 0 | 11.7524 | 65.623 | 0 | 0 | 12.015 | 12.015 | 4.6859 | 0 | 4.6859 | 0 | 4.6859
2017-01-24 20:00 | 0 | 9.9998 | 0 | 0 | 17.591 | 141.289 | 7.5912 | 10.8117 | 2.3236 | 0.33 | 0 | 0 | 0 | 10.8117 | 2.3236 | 0 | 0 | 0 | 17.591 | 17.591 | 6.8605 | 0 | 6.8605 | 0 | 6.8605
2017-01-24 21:00 | 0 | 20.486 | 0 | 0 | 20.486 | 119.7248 | 0 | 0 | 0 | 0 | 0 | 0 | 0 | 0 | 0 | 0 | 0 | 0 | 20.486 | 20.486 | 7.9895 | 0 | 7.9895 | 0 | 7.9895
2017-01-24 22:00 | 0 | 19.953 | 0 | 0 | 19.953 | 98.7216 | 0 | 0 | 0 | 0 | 0 | 0 | 0 | 0 | 0 | 0 | 0 | 0 | 19.953 | 19.953 | 7.7817 | 0 | 7.7817 | 0 | 7.7817
2017-01-24 23:00 | 0 | 17.968 | 0 | 0 | 17.968 | 79.808 | 0 | 0 | 0 | 0 | 0 | 0 | 0 | 0 | 0 | 0 | 0 | 0 | 17.968 | 17.968 | 7.0075 | 0 | 7.0075 | 0 | 7.0075
2017-01-25 | 0 | 2.5059 | 0 | 0 | 16.078 | 77.1702 | 13.5721 | 19.33 | 4.1543 | 0.8 | 0 | 0 | 19.33 | 0 | 4.1543 | 0 | 11.308 | 3.7693 | 19.8473 | 19.8473 | 6.2704 | 1.47 | 7.7405 | 0 | 7.7405
2017-01-25 01:00 | 0 | 2.0476 | 0 | 0 | 14.952 | 75.0148 | 12.9044 | 18.379 | 3.9499 | 0.8 | 0 | 0 | 18.379 | 0 | 3.9499 | 0 | 10.752 | 3.584 | 18.536 | 18.536 | 5.8313 | 1.3978 | 7.229 | 0 | 7.229
2017-01-25 02:00 | 0 | 0.98077 | 0 | 0 | 13.367 | 73.9824 | 12.3862 | 17.641 | 3.7913 | 0.8 | 0 | 0 | 17.641 | 0 | 3.7913 | 0 | 10.32 | 3.44 | 16.807 | 16.807 | 5.2131 | 1.3416 | 6.5547 | 0 | 6.5547
2017-01-25 03:00 | 0 | 1.0261 | 0 | 0 | 12.963 | 72.9023 | 11.9369 | 17.001 | 3.6538 | 0.8 | 0 | 0 | 17.001 | 0 | 3.6538 | 0 | 9.946 | 3.3153 | 16.2783 | 16.2783 | 5.0556 | 1.293 | 6.3485 | 0 | 6.3485
2017-01-25 04:00 | 0 | 0.50532 | 0 | 0 | 11.983 | 72.3704 | 11.4777 | 16.347 | 3.5132 | 0.8 | 0 | 0 | 16.347 | 0 | 3.5132 | 0 | 9.563 | 3.1877 | 15.1707 | 15.1707 | 4.6734 | 1.2432 | 5.9166 | 0 | 5.9166
2017-01-25 05:00 | 0 | 12.147 | 0 | 0 | 12.147 | 59.5841 | 0 | 0 | 0 | 0 | 0 | 0 | 0 | 0 | 0 | 0 | 0 | 0 | 12.147 | 12.147 | 4.7373 | 0 | 4.7373 | 0 | 4.7373
2017-01-25 06:00 | 0 | 10.884 | 0 | 0 | 10.884 | 48.1272 | 0 | 0 | 0 | 0 | 0 | 0 | 0 | 0 | 0 | 0 | 0 | 0 | 10.884 | 10.884 | 4.2448 | 0 | 4.2448 | 0 | 4.2448
2017-01-25 07:00 | 0.11 | 8.583 | 0 | 0 | 8.693 | 39.0925 | 0 | 0 | 0 | 0 | 0 | 0 | 0 | 0 | 0 | 0 | 0 | 0 | 8.693 | 8.693 | 3.3903 | 0 | 3.3903 | 0 | 3.3903
2017-01-25 08:00 | 0.44 | 8.293 | 0 | 0 | 8.733 | 30.363 | 0 | 0 | 0 | 0 | 0 | 0 | 0 | 0 | 0 | 0 | 0 | 0 | 8.733 | 8.733 | 3.4059 | 0 | 3.4059 | 0 | 3.4059
2017-01-25 09:00 | 0.87 | 0 | 0 | 21.608 | 9.262 | 30.363 | 30 | 42.7273 | 9.1827 | 0.8 | 27.9197 | 3.1335 | 70.647 | 0 | 12.3163 | 70.647 | 0 | 0 | 9.262 | 30.87 | 3.6122 | 0 | 3.6122 | 8.4271 | 12.0393
2017-01-25 10:00 | 1.2 | 0 | 17.2201 | 4.1299 | 9.85 | 46.7221 | 30 | 42.7273 | 9.1827 | 0.8 | 28.1067 | 3.1545 | 70.834 | 0 | 12.3373 | 70.834 | 0 | 0 | 9.85 | 13.9799 | 3.8415 | 0 | 3.8415 | 1.6107 | 5.4522
2017-01-25 11:00 | 1.32 | 0 | 21.434 | 0 | 9.886 | 67.0844 | 30 | 42.7273 | 9.1827 | 0.8 | 27.9167 | 3.1332 | 70.644 | 0 | 12.3159 | 70.644 | 0 | 0 | 9.886 | 9.886 | 3.8555 | 0 | 3.8555 | 0 | 3.8555
2017-01-25 12:00 | 1.42 | 0 | 6.059 | 0 | 10.361 | 72.8404 | 15 | 21.3636 | 4.5914 | 0.8 | 66.3674 | 7.4486 | 87.731 | 0 | 12.04 | 69.472 | 10.682 | 3.5607 | 13.9217 | 13.9217 | 4.0408 | 1.3887 | 5.4295 | 0 | 5.4295
2017-01-25 13:00 | 1.47 | 0 | 5.824 | 0 | 10.646 | 78.3732 | 15 | 21.3636 | 4.5914 | 0.8 | 70.2844 | 7.8883 | 91.648 | 0 | 12.4796 | 68.022 | 13.821 | 4.607 | 15.253 | 15.253 | 4.1519 | 1.7967 | 5.9487 | 0 | 5.9487
2017-01-25 14:00 | 1.58 | 0 | 13.615 | 0 | 10.465 | 91.3075 | 22.5 | 32.0455 | 6.8871 | 0.74917 | 0 | 0 | 28.58 | 3.4655 | 6.8871 | 0 | 16.72 | 5.5733 | 16.0383 | 16.0383 | 4.0813 | 2.1736 | 6.255 | 0 | 6.255
2017-01-25 15:00 | 0.95 | 0 | 3.879 | 0 | 11.03 | 94.9925 | 13.959 | 19.881 | 4.2727 | 0.8 | 77.76 | 8.7273 | 97.641 | 0 | 13 | 65.804 | 18.624 | 6.208 | 17.238 | 17.238 | 4.3017 | 2.4211 | 6.7228 | 0 | 6.7228
2017-01-25 16:00 | 0.4 | 0 | 2.2752 | 0 | 11.291 | 97.154 | 13.1662 | 18.7519 | 4.0301 | 0.8 | 79.9221 | 8.9699 | 98.674 | 0 | 13 | 65.421 | 19.453 | 6.4843 | 17.7753 | 17.7753 | 4.4035 | 2.5289 | 6.9324 | 0 | 6.9324
2017-01-25 17:00 | 0.54 | 0 | 19.589 | 0 | 10.951 | 115.7636 | 30 | 42.7273 | 9.1827 | 0.8 | 22.5437 | 2.5302 | 65.271 | 0 | 11.7129 | 65.271 | 0 | 0 | 10.951 | 10.951 | 4.2709 | 0 | 4.2709 | 0 | 4.2709
2017-01-25 18:00 | 0.27 | 0 | 19.346 | 0 | 10.924 | 134.1423 | 30 | 42.7273 | 9.1827 | 0.8 | 22.5777 | 2.534 | 65.305 | 0 | 11.7167 | 65.305 | 0 | 0 | 10.924 | 10.924 | 4.2604 | 0 | 4.2604 | 0 | 4.2604
2017-01-25 19:00 | 0.06 | 0 | 18.603 | 0 | 11.457 | 151.8151 | 30 | 42.7273 | 9.1827 | 0.8 | 22.9927 | 2.5806 | 65.72 | 0 | 11.7633 | 65.72 | 0 | 0 | 11.457 | 11.457 | 4.4682 | 0 | 4.4682 | 0 | 4.4682
2017-01-25 20:00 | 0 | 18.203 | 0 | 0 | 18.203 | 132.6541 | 0 | 0 | 0 | 0 | 0 | 0 | 0 | 0 | 0 | 0 | 0 | 0 | 18.203 | 18.203 | 7.0992 | 0 | 7.0992 | 0 | 7.0992
2017-01-25 21:00 | 0 | 19.459 | 0 | 0 | 19.459 | 112.1709 | 0 | 0 | 0 | 0 | 0 | 0 | 0 | 0 | 0 | 0 | 0 | 0 | 19.459 | 19.459 | 7.589 | 0 | 7.589 | 0 | 7.589
2017-01-25 22:00 | 0 | 19.804 | 0 | 0 | 19.804 | 91.3246 | 0 | 0 | 0 | 0 | 0 | 0 | 0 | 0 | 0 | 0 | 0 | 0 | 19.804 | 19.804 | 7.7236 | 0 | 7.7236 | 0 | 7.7236
2017-01-25 23:00 | 0 | 17.425 | 0 | 0 | 17.425 | 72.9825 | 0 | 0 | 0 | 0 | 0 | 0 | 0 | 0 | 0 | 0 | 0 | 0 | 17.425 | 17.425 | 6.7958 | 0 | 6.7958 | 0 | 6.7958
2017-01-26 | 0 | 1.6655 | 0 | 0 | 15.927 | 71.2293 | 14.2615 | 20.3118 | 4.3653 | 0.72047 | 0 | 0 | 16.875 | 3.4368 | 4.3653 | 0 | 9.872 | 3.2907 | 19.2177 | 19.2177 | 6.2115 | 1.2834 | 7.4949 | 0 | 7.4949
2017-01-26 01:00 | 0 | 0 | 0 | 0 | 14.572 | 71.2293 | 14.572 | 20.7541 | 4.4604 | 0.67599 | 0 | 0 | 15.278 | 5.4761 | 4.4604 | 0 | 8.938 | 2.9793 | 17.5513 | 17.5513 | 5.6831 | 1.1619 | 6.845 | 0 | 6.845
2017-01-26 02:00 | 0 | 0 | 0 | 0 | 13.676 | 71.2293 | 13.676 | 19.4779 | 4.1861 | 0.69359 | 0 | 0 | 15.068 | 4.4099 | 4.1861 | 0 | 8.815 | 2.9383 | 16.6143 | 16.6143 | 5.3336 | 1.146 | 6.4796 | 0 | 6.4796
2017-01-26 03:00 | 0 | 0 | 0 | 0 | 12.426 | 71.2293 | 12.426 | 17.6976 | 3.8035 | 0.71386 | 0 | 0 | 14.454 | 3.2436 | 3.8035 | 0 | 8.455 | 2.8183 | 15.2443 | 15.2443 | 4.8461 | 1.0992 | 5.9453 | 0 | 5.9453
2017-01-26 04:00 | 0 | 0 | 0 | 0 | 11.7 | 71.2293 | 11.7 | 16.6636 | 3.5813 | 0.72476 | 0 | 0 | 13.996 | 2.6676 | 3.5813 | 0 | 8.188 | 2.7293 | 14.4293 | 14.4293 | 4.563 | 1.0644 | 5.6274 | 0 | 5.6274
2017-01-26 05:00 | 0 | 10.98 | 0 | 0 | 10.98 | 59.6714 | 0 | 0 | 0 | 0 | 0 | 0 | 0 | 0 | 0 | 0 | 0 | 0 | 10.98 | 10.98 | 4.2822 | 0 | 4.2822 | 0 | 4.2822
2017-01-26 06:00 | 0 | 10.625 | 0 | 0 | 10.625 | 48.4872 | 0 | 0 | 0 | 0 | 0 | 0 | 0 | 0 | 0 | 0 | 0 | 0 | 10.625 | 10.625 | 4.1437 | 0 | 4.1437 | 0 | 4.1437
2017-01-26 07:00 | 0.06 | 8.729 | 0 | 0 | 8.789 | 39.2988 | 0 | 0 | 0 | 0 | 0 | 0 | 0 | 0 | 0 | 0 | 0 | 0 | 8.789 | 8.789 | 3.4277 | 0 | 3.4277 | 0 | 3.4277
2017-01-26 08:00 | 0.29 | 8.489 | 0 | 0 | 8.779 | 30.363 | 0 | 0 | 0 | 0 | 0 | 0 | 0 | 0 | 0 | 0 | 0 | 0 | 8.779 | 8.779 | 3.4238 | 0 | 3.4238 | 0 | 3.4238
2017-01-26 09:00 | 0.81 | 0 | 0 | 21.555 | 9.255 | 30.363 | 30 | 42.7273 | 9.1827 | 0.8 | 28.9087 | 3.2445 | 71.636 | 0 | 12.4273 | 71.636 | 0 | 0 | 9.255 | 30.81 | 3.6094 | 0 | 3.6094 | 8.4064 | 12.0159
2017-01-26 10:00 | 1.38 | 0 | 10.9681 | 10.7049 | 9.707 | 40.7827 | 30 | 42.7273 | 9.1827 | 0.8 | 28.9337 | 3.2473 | 71.661 | 0 | 12.4301 | 71.661 | 0 | 0 | 9.707 | 20.4119 | 3.7857 | 0 | 3.7857 | 4.1749 | 7.9607
2017-01-26 11:00 | 1.47 | 0 | 21.45 | 0 | 10.02 | 61.1602 | 30 | 42.7273 | 9.1827 | 0.8 | 28.6097 | 3.211 | 71.337 | 0 | 12.3937 | 71.337 | 0 | 0 | 10.02 | 10.02 | 3.9078 | 0 | 3.9078 | 0 | 3.9078
2017-01-26 12:00 | 1.45 | 0 | 14.177 | 0 | 10.604 | 74.6283 | 23.331 | 33.229 | 7.1414 | 0.8 | 52.2 | 5.8586 | 85.429 | 0 | 13 | 70.324 | 8.836 | 2.9453 | 13.5493 | 13.5493 | 4.1356 | 1.1487 | 5.2842 | 0 | 5.2842
2017-01-26 13:00 | 1.34 | 0 | 5.158 | 0 | 11.182 | 79.5284 | 15 | 21.3636 | 4.5914 | 0.8 | 68.1084 | 7.644 | 89.472 | 0 | 12.2354 | 68.828 | 12.077 | 4.0257 | 15.2077 | 15.2077 | 4.361 | 1.57 | 5.931 | 0 | 5.931
2017-01-26 14:00 | 1.31 | 0 | 12.869 | 0 | 10.941 | 91.754 | 22.5 | 32.0455 | 6.8871 | 0.72348 | 0 | 0 | 26.828 | 5.2175 | 6.8871 | 0 | 15.695 | 5.2317 | 16.1727 | 16.1727 | 4.267 | 2.0404 | 6.3073 | 0 | 6.3073
2017-01-26 15:00 | 1.44 | 0 | 4.0163 | 0 | 11.573 | 95.5695 | 14.1493 | 20.1521 | 4.331 | 0.8 | 77.2409 | 8.669 | 97.393 | 0 | 13 | 65.895 | 18.426 | 6.142 | 17.715 | 17.715 | 4.5135 | 2.3954 | 6.9089 | 0 | 6.9089
2017-01-26 16:00 | 1.07 | 0 | 2.2399 | 0 | 11.301 | 97.6974 | 12.4709 | 17.7616 | 3.8172 | 0.8 | 81.8184 | 9.1828 | 99.58 | 0 | 13 | 65.086 | 20.179 | 6.7263 | 18.0273 | 18.0273 | 4.4074 | 2.6233 | 7.0307 | 0 | 7.0307
2017-01-26 17:00 | 0.94 | 0 | 19.641 | 0 | 11.299 | 116.3564 | 30 | 42.7273 | 9.1827 | 0.8 | 22.0277 | 2.4722 | 64.755 | 0 | 11.655 | 64.755 | 0 | 0 | 11.299 | 11.299 | 4.4066 | 0 | 4.4066 | 0 | 4.4066
2017-01-26 18:00 | 0.35 | 0 | 19.201 | 0 | 11.149 | 134.5973 | 30 | 42.7273 | 9.1827 | 0.8 | 22.0307 | 2.4726 | 64.758 | 0 | 11.6553 | 64.758 | 0 | 0 | 11.149 | 11.149 | 4.3481 | 0 | 4.3481 | 0 | 4.3481
2017-01-26 19:00 | 0.05 | 0 | 18.124 | 0 | 11.926 | 151.8151 | 30 | 42.7273 | 9.1827 | 0.8 | 22.3887 | 2.5128 | 65.116 | 0 | 11.6955 | 65.116 | 0 | 0 | 11.926 | 11.926 | 4.6511 | 0 | 4.6511 | 0 | 4.6511
2017-01-26 20:00 | 0 | 17.481 | 0 | 0 | 17.481 | 133.4141 | 0 | 0 | 0 | 0 | 0 | 0 | 0 | 0 | 0 | 0 | 0 | 0 | 17.481 | 17.481 | 6.8176 | 0 | 6.8176 | 0 | 6.8176
2017-01-26 21:00 | 0 | 20.47 | 0 | 0 | 20.47 | 111.8667 | 0 | 0 | 0 | 0 | 0 | 0 | 0 | 0 | 0 | 0 | 0 | 0 | 20.47 | 20.47 | 7.9833 | 0 | 7.9833 | 0 | 7.9833
2017-01-26 22:00 | 0 | 21.106 | 0 | 0 | 21.106 | 89.6499 | 0 | 0 | 0 | 0 | 0 | 0 | 0 | 0 | 0 | 0 | 0 | 0 | 21.106 | 21.106 | 8.2313 | 0 | 8.2313 | 0 | 8.2313
2017-01-26 23:00 | 0 | 18.72 | 0 | 0 | 18.72 | 69.9446 | 0 | 0 | 0 | 0 | 0 | 0 | 0 | 0 | 0 | 0 | 0 | 0 | 18.72 | 18.72 | 7.3008 | 0 | 7.3008 | 0 | 7.3008
2017-01-27 | 0 | 1.19 | 0 | 0 | 16.19 | 68.692 | 15 | 21.3636 | 4.5914 | 0.79508 | 0 | 0 | 21.14 | 0.22364 | 4.5914 | 0 | 12.367 | 4.1223 | 20.3123 | 20.3123 | 6.3141 | 1.6077 | 7.9218 | 0 | 7.9218
2017-01-27 01:00 | 0 | 0.211 | 0 | 0 | 15.211 | 68.4699 | 15 | 21.3636 | 4.5914 | 0.76404 | 0 | 0 | 19.729 | 1.6346 | 4.5914 | 0 | 11.541 | 3.847 | 19.058 | 19.058 | 5.9323 | 1.5003 | 7.4326 | 0 | 7.4326
2017-01-27 02:00 | 0 | 0 | 0 | 0 | 13.822 | 68.4699 | 13.822 | 19.6859 | 4.2308 | 0.77653 | 0 | 0 | 18.703 | 0.98288 | 4.2308 | 0 | 10.941 | 3.647 | 17.469 | 17.469 | 5.3906 | 1.4223 | 6.8129 | 0 | 6.8129
2017-01-27 03:00 | 0 | 0 | 0.4347 | 0 | 12.614 | 68.8828 | 13.0487 | 18.5845 | 3.9941 | 0.78067 | 0 | 0 | 17.82 | 0.76452 | 3.9941 | 0 | 10.425 | 3.475 | 16.089 | 16.089 | 4.9195 | 1.3553 | 6.2747 | 0 | 6.2747
2017-01-27 04:00 | 0 | 0 | 3.116 | 0 | 11.884 | 71.843 | 15 | 21.3636 | 4.5914 | 0.69872 | 0 | 0 | 16.76 | 4.6036 | 4.5914 | 0 | 9.805 | 3.2683 | 15.1523 | 15.1523 | 4.6348 | 1.2747 | 5.9094 | 0 | 5.9094
2017-01-27 05:00 | 0 | 11.422 | 0 | 0 | 11.422 | 59.8199 | 0 | 0 | 0 | 0 | 0 | 0 | 0 | 0 | 0 | 0 | 0 | 0 | 11.422 | 11.422 | 4.4546 | 0 | 4.4546 | 0 | 4.4546
2017-01-27 06:00 | 0 | 10.844 | 0 | 0 | 10.844 | 48.4051 | 0 | 0 | 0 | 0 | 0 | 0 | 0 | 0 | 0 | 0 | 0 | 0 | 10.844 | 10.844 | 4.2292 | 0 | 4.2292 | 0 | 4.2292
2017-01-27 07:00 | 0.07 | 8.777 | 0 | 0 | 8.847 | 39.1662 | 0 | 0 | 0 | 0 | 0 | 0 | 0 | 0 | 0 | 0 | 0 | 0 | 8.847 | 8.847 | 3.4503 | 0 | 3.4503 | 0 | 3.4503
2017-01-27 08:00 | 0.52 | 8.363 | 0 | 0 | 8.883 | 30.363 | 0 | 0 | 0 | 0 | 0 | 0 | 0 | 0 | 0 | 0 | 0 | 0 | 8.883 | 8.883 | 3.4644 | 0 | 3.4644 | 0 | 3.4644
2017-01-27 09:00 | 1 | 0 | 0 | 21.384 | 9.616 | 30.363 | 30 | 42.7273 | 9.1827 | 0.8 | 28.4077 | 3.1883 | 71.135 | 0 | 12.371 | 71.135 | 0 | 0 | 9.616 | 31 | 3.7502 | 0 | 3.7502 | 8.3398 | 12.09
2017-01-27 10:00 | 1.29 | 0 | 5.9913 | 15.3907 | 9.908 | 36.0548 | 30 | 42.7273 | 9.1827 | 0.8 | 28.4427 | 3.1922 | 71.17 | 0 | 12.375 | 71.17 | 0 | 0 | 9.908 | 25.2987 | 3.8641 | 0 | 3.8641 | 6.0024 | 9.8665
2017-01-27 11:00 | 1.58 | 0 | 21.552 | 0 | 10.028 | 56.5292 | 30 | 42.7273 | 9.1827 | 0.8 | 28.3577 | 3.1827 | 71.085 | 0 | 12.3654 | 71.085 | 0 | 0 | 10.028 | 10.028 | 3.9109 | 0 | 3.9109 | 0 | 3.9109
2017-01-27 12:00 | 1.81 | 0 | 14.6873 | 0 | 10.687 | 70.4821 | 23.5643 | 33.5613 | 7.2128 | 0.8 | 51.5637 | 5.7872 | 85.125 | 0 | 13 | 70.437 | 8.592 | 2.864 | 13.551 | 13.551 | 4.1679 | 1.117 | 5.2849 | 0 | 5.2849
2017-01-27 13:00 | 1.85 | 0 | 6.013 | 0 | 10.837 | 76.1945 | 15 | 21.3636 | 4.5914 | 0.8 | 67.5114 | 7.577 | 88.875 | 0 | 12.1684 | 69.048 | 11.599 | 3.8663 | 14.7033 | 14.7033 | 4.2264 | 1.5079 | 5.7343 | 0 | 5.7343
2017-01-27 14:00 | 1.63 | 0 | 12.875 | 0 | 11.255 | 88.4257 | 22.5 | 32.0455 | 6.8871 | 0.7022 | 0 | 0 | 25.377 | 6.6685 | 6.8871 | 0 | 14.846 | 4.9487 | 16.2037 | 16.2037 | 4.3895 | 1.93 | 6.3194 | 0 | 6.3194
2017-01-27 15:00 | 1.56 | 0 | 5.635 | 0 | 10.798 | 93.779 | 14.873 | 21.1828 | 4.5525 | 0.8 | 75.2672 | 8.4475 | 96.45 | 0 | 13 | 66.245 | 17.67 | 5.89 | 16.688 | 16.688 | 4.2112 | 2.2971 | 6.5083 | 0 | 6.5083
2017-01-27 16:00 | 1.35 | 0 | 3.8577 | 0 | 10.931 | 97.4438 | 13.4387 | 19.1399 | 4.1135 | 0.8 | 79.1791 | 8.8865 | 98.319 | 0 | 13 | 65.553 | 19.168 | 6.3893 | 17.3203 | 17.3203 | 4.2631 | 2.4918 | 6.7549 | 0 | 6.7549
2017-01-27 17:00 | 1.04 | 0 | 19.822 | 0 | 11.218 | 116.2747 | 30 | 42.7273 | 9.1827 | 0.8 | 22.6627 | 2.5435 | 65.39 | 0 | 11.7263 | 65.39 | 0 | 0 | 11.218 | 11.218 | 4.375 | 0 | 4.375 | 0 | 4.375
2017-01-27 18:00 | 0.51 | 0 | 19.122 | 0 | 11.388 | 134.4406 | 30 | 42.7273 | 9.1827 | 0.8 | 22.8827 | 2.5682 | 65.61 | 0 | 11.7509 | 65.61 | 0 | 0 | 11.388 | 11.388 | 4.4413 | 0 | 4.4413 | 0 | 4.4413
2017-01-27 19:00 | 0.04 | 0 | 18.289 | 0 | 11.751 | 151.8151 | 30 | 42.7273 | 9.1827 | 0.8 | 23.2257 | 2.6067 | 65.953 | 0 | 11.7894 | 65.953 | 0 | 0 | 11.751 | 11.751 | 4.5829 | 0 | 4.5829 | 0 | 4.5829
2017-01-27 20:00 | 0 | 17.179 | 0 | 0 | 17.179 | 133.732 | 0 | 0 | 0 | 0 | 0 | 0 | 0 | 0 | 0 | 0 | 0 | 0 | 17.179 | 17.179 | 6.6998 | 0 | 6.6998 | 0 | 6.6998
2017-01-27 21:00 | 0 | 20.101 | 0 | 0 | 20.101 | 112.573 | 0 | 0 | 0 | 0 | 0 | 0 | 0 | 0 | 0 | 0 | 0 | 0 | 20.101 | 20.101 | 7.8394 | 0 | 7.8394 | 0 | 7.8394
2017-01-27 22:00 | 0 | 19.976 | 0 | 0 | 19.976 | 91.5456 | 0 | 0 | 0 | 0 | 0 | 0 | 0 | 0 | 0 | 0 | 0 | 0 | 19.976 | 19.976 | 7.7906 | 0 | 7.7906 | 0 | 7.7906
2017-01-27 23:00 | 0 | 18.109 | 0 | 0 | 18.109 | 72.4835 | 0 | 0 | 0 | 0 | 0 | 0 | 0 | 0 | 0 | 0 | 0 | 0 | 18.109 | 18.109 | 7.0625 | 0 | 7.0625 | 0 | 7.0625
2017-01-28 | 0 | 0.41 | 0 | 0 | 15.41 | 72.052 | 15 | 21.3636 | 4.5914 | 0.78657 | 0 | 0 | 20.753 | 0.61064 | 4.5914 | 0 | 12.14 | 4.0467 | 19.4567 | 19.4567 | 6.0099 | 1.5782 | 7.5881 | 0 | 7.5881
2017-01-28 01:00 | 0 | 0 | 0 | 0 | 13.98 | 72.052 | 13.98 | 19.9109 | 4.2792 | 0.79953 | 0 | 0 | 19.891 | 0.019909 | 4.2792 | 0 | 11.636 | 3.8787 | 17.8587 | 17.8587 | 5.4522 | 1.5127 | 6.9649 | 0 | 6.9649
2017-01-28 02:00 | 0 | 0 | 1.0655 | 0 | 12.912 | 73.0642 | 13.9775 | 19.9074 | 4.2784 | 0.79161 | 0 | 0 | 19.552 | 0.35539 | 4.2784 | 0 | 11.438 | 3.8127 | 16.7247 | 16.7247 | 5.0357 | 1.4869 | 6.5226 | 0 | 6.5226
2017-01-28 03:00 | 0 | 0 | 1.001 | 0 | 12.444 | 74.0152 | 13.445 | 19.149 | 4.1154 | 0.8 | 0 | 0 | 19.149 | 0 | 4.1154 | 0 | 11.202 | 3.734 | 16.178 | 16.178 | 4.8532 | 1.4563 | 6.3094 | 0 | 6.3094
2017-01-28 04:00 | 0 | 0 | 0.55338 | 0 | 12.476 | 74.5409 | 13.0294 | 18.557 | 3.9882 | 0.8 | 0 | 0 | 18.557 | 0 | 3.9882 | 0 | 10.856 | 3.6187 | 16.0947 | 16.0947 | 4.8656 | 1.4113 | 6.2769 | 0 | 6.2769
2017-01-28 05:00 | 0 | 12.765 | 0 | 0 | 12.765 | 61.1041 | 0 | 0 | 0 | 0 | 0 | 0 | 0 | 0 | 0 | 0 | 0 | 0 | 12.765 | 12.765 | 4.9784 | 0 | 4.9784 | 0 | 4.9784
2017-01-28 06:00 | 0 | 11.743 | 0 | 0 | 11.743 | 48.743 | 0 | 0 | 0 | 0 | 0 | 0 | 0 | 0 | 0 | 0 | 0 | 0 | 11.743 | 11.743 | 4.5798 | 0 | 4.5798 | 0 | 4.5798
2017-01-28 07:00 | 0.11 | 9.185 | 0 | 0 | 9.295 | 39.0746 | 0 | 0 | 0 | 0 | 0 | 0 | 0 | 0 | 0 | 0 | 0 | 0 | 9.295 | 9.295 | 3.625 | 0 | 3.625 | 0 | 3.625
2017-01-28 08:00 | 0.51 | 8.276 | 0 | 0 | 8.786 | 30.363 | 0 | 0 | 0 | 0 | 0 | 0 | 0 | 0 | 0 | 0 | 0 | 0 | 8.786 | 8.786 | 3.4265 | 0 | 3.4265 | 0 | 3.4265
2017-01-28 09:00 | 0.99 | 0 | 0 | 21.403 | 9.587 | 30.363 | 30 | 42.7273 | 9.1827 | 0.8 | 27.0747 | 3.0387 | 69.802 | 0 | 12.2214 | 69.802 | 0 | 0 | 9.587 | 30.99 | 3.7389 | 0 | 3.7389 | 8.3472 | 12.0861
2017-01-28 10:00 | 1.36 | 0 | 4.9812 | 16.4948 | 9.884 | 35.0952 | 30 | 42.7273 | 9.1827 | 0.8 | 27.4087 | 3.0762 | 70.136 | 0 | 12.2589 | 70.136 | 0 | 0 | 9.884 | 26.3788 | 3.8548 | 0 | 3.8548 | 6.433 | 10.2877
2017-01-28 11:00 | 1.67 | 0 | 21.709 | 0 | 9.961 | 55.7187 | 30 | 42.7273 | 9.1827 | 0.8 | 27.3637 | 3.0711 | 70.091 | 0 | 12.2539 | 70.091 | 0 | 0 | 9.961 | 9.961 | 3.8848 | 0 | 3.8848 | 0 | 3.8848
2017-01-28 12:00 | 1.77 | 0 | 14.8327 | 0 | 9.794 | 69.8098 | 22.8567 | 32.5535 | 6.9962 | 0.8 | 53.4935 | 6.0038 | 86.047 | 0 | 13 | 70.096 | 9.331 | 3.1103 | 12.9043 | 12.9043 | 3.8197 | 1.213 | 5.0327 | 0 | 5.0327
2017-01-28 13:00 | 1.74 | 0 | 14.1904 | 0 | 10.338 | 83.2907 | 22.7884 | 32.4562 | 6.9753 | 0.8 | 53.6798 | 6.0247 | 86.136 | 0 | 13 | 70.063 | 9.403 | 3.1343 | 13.4723 | 13.4723 | 4.0318 | 1.2224 | 5.2542 | 0 | 5.2542
2017-01-28 14:00 | 1.74 | 0 | 2.6089 | 0 | 10.594 | 85.7692 | 11.4629 | 16.326 | 3.5087 | 0.8 | 0 | 0 | 16.326 | 0 | 3.5087 | 0 | 9.551 | 3.1837 | 13.7777 | 13.7777 | 4.1317 | 1.2416 | 5.3733 | 0 | 5.3733
2017-01-28 15:00 | 1.61 | 0 | 5.461 | 0 | 11.149 | 90.9572 | 15 | 21.3636 | 4.5914 | 0.8 | 65.4434 | 7.3449 | 86.807 | 0 | 11.9363 | 69.814 | 9.94 | 3.3133 | 14.4623 | 14.4623 | 4.3481 | 1.2922 | 5.6403 | 0 | 5.6403
2017-01-28 16:00 | 1.39 | 0 | 5.146 | 0 | 11.244 | 95.8459 | 15 | 21.3636 | 4.5914 | 0.8 | 65.6764 | 7.3711 | 87.04 | 0 | 11.9625 | 69.728 | 10.128 | 3.376 | 14.62 | 14.62 | 4.3852 | 1.3166 | 5.7018 | 0 | 5.7018
2017-01-28 17:00 | 0.97 | 0 | 20.171 | 0 | 10.799 | 115.0083 | 30 | 42.7273 | 9.1827 | 0.8 | 26.8817 | 3.017 | 69.609 | 0 | 12.1998 | 69.609 | 0 | 0 | 10.799 | 10.799 | 4.2116 | 0 | 4.2116 | 0 | 4.2116
2017-01-28 18:00 | 0.54 | 0 | 19.751 | 0 | 10.789 | 133.7718 | 30 | 42.7273 | 9.1827 | 0.8 | 26.7497 | 3.0022 | 69.477 | 0 | 12.185 | 69.477 | 0 | 0 | 10.789 | 10.789 | 4.2077 | 0 | 4.2077 | 0 | 4.2077
2017-01-28 19:00 | 0.04 | 0 | 18.993 | 0 | 11.047 | 151.8151 | 30 | 42.7273 | 9.1827 | 0.8 | 26.7767 | 3.0052 | 69.504 | 0 | 12.188 | 69.504 | 0 | 0 | 11.047 | 11.047 | 4.3083 | 0 | 4.3083 | 0 | 4.3083
2017-01-28 20:00 | 0 | 16.831 | 0 | 0 | 16.831 | 134.0983 | 0 | 0 | 0 | 0 | 0 | 0 | 0 | 0 | 0 | 0 | 0 | 0 | 16.831 | 16.831 | 6.5641 | 0 | 6.5641 | 0 | 6.5641
2017-01-28 21:00 | 0 | 20.009 | 0 | 0 | 20.009 | 113.0362 | 0 | 0 | 0 | 0 | 0 | 0 | 0 | 0 | 0 | 0 | 0 | 0 | 20.009 | 20.009 | 7.8035 | 0 | 7.8035 | 0 | 7.8035
2017-01-28 22:00 | 0 | 20.647 | 0 | 0 | 20.647 | 91.3025 | 0 | 0 | 0 | 0 | 0 | 0 | 0 | 0 | 0 | 0 | 0 | 0 | 20.647 | 20.647 | 8.0523 | 0 | 8.0523 | 0 | 8.0523
2017-01-28 23:00 | 0 | 19.422 | 0 | 0 | 19.422 | 70.8583 | 0 | 0 | 0 | 0 | 0 | 0 | 0 | 0 | 0 | 0 | 0 | 0 | 19.422 | 19.422 | 7.5746 | 0 | 7.5746 | 0 | 7.5746
2017-01-29 | 0 | 6.7528 | 0 | 0 | 15.74 | 63.7501 | 8.9872 | 12.8 | 2.7509 | 0.8 | 0 | 0 | 12.8 | 0 | 2.7509 | 0 | 7.488 | 2.496 | 18.236 | 18.236 | 6.1386 | 0.97344 | 7.112 | 0 | 7.112
2017-01-29 01:00 | 0 | 5.195 | 0 | 0 | 13.933 | 58.2817 | 8.738 | 12.445 | 2.6746 | 0.8 | 0 | 0 | 12.445 | 0 | 2.6746 | 0 | 7.28 | 2.4267 | 16.3597 | 16.3597 | 5.4339 | 0.9464 | 6.3803 | 0 | 6.3803
2017-01-29 02:00 | 0 | 4.7787 | 0 | 0 | 13.391 | 53.2514 | 8.6123 | 12.266 | 2.6361 | 0.8 | 0 | 0 | 12.266 | 0 | 2.6361 | 0 | 7.176 | 2.392 | 15.783 | 15.783 | 5.2225 | 0.93288 | 6.1554 | 0 | 6.1554
2017-01-29 03:00 | 0 | 3.786 | 0 | 0 | 13.201 | 49.2662 | 9.415 | 13.4092 | 2.8818 | 0.74889 | 0 | 0 | 11.951 | 1.4582 | 2.8818 | 0 | 6.991 | 2.3303 | 15.5313 | 15.5313 | 5.1484 | 0.90883 | 6.0572 | 0 | 6.0572
2017-01-29 04:00 | 0 | 0 | 0 | 0 | 12.598 | 49.2662 | 12.598 | 17.9426 | 3.8561 | 0.62616 | 0 | 0 | 11.306 | 6.6366 | 3.8561 | 0 | 6.614 | 2.2047 | 14.8027 | 14.8027 | 4.9132 | 0.85982 | 5.773 | 0 | 5.773
2017-01-29 05:00 | 0 | 0 | 0 | 0 | 11.655 | 49.2662 | 11.655 | 16.5995 | 3.5675 | 0.33 | 0 | 0 | 0 | 16.5995 | 3.5675 | 0 | 0 | 0 | 11.655 | 11.655 | 4.5454 | 0 | 4.5454 | 0 | 4.5454
2017-01-29 06:00 | 0 | 10.487 | 0 | 0 | 10.487 | 38.2272 | 0 | 0 | 0 | 0 | 0 | 0 | 0 | 0 | 0 | 0 | 0 | 0 | 10.487 | 10.487 | 4.0899 | 0 | 4.0899 | 0 | 4.0899
2017-01-29 07:00 | 0.1 | 0 | 0 | 0 | 8.276 | 38.2272 | 8.176 | 11.6446 | 2.5026 | 0.33 | 0 | 0 | 0 | 11.6446 | 2.5026 | 0 | 0 | 0 | 8.276 | 8.276 | 3.2276 | 0 | 3.2276 | 0 | 3.2276
2017-01-29 08:00 | 0.51 | 7.471 | 0 | 0 | 7.981 | 30.363 | 0 | 0 | 0 | 0 | 0 | 0 | 0 | 0 | 0 | 0 | 0 | 0 | 7.981 | 7.981 | 3.1126 | 0 | 3.1126 | 0 | 3.1126
2017-01-29 09:00 | 0.98 | 0 | 0 | 21.983 | 8.997 | 30.363 | 30 | 42.7273 | 9.1827 | 0.8 | 29.3297 | 3.2918 | 72.057 | 0 | 12.4745 | 72.057 | 0 | 0 | 8.997 | 30.98 | 3.5088 | 0 | 3.5088 | 8.5734 | 12.0822
2017-01-29 10:00 | 1.33 | 0 | 1.7605 | 20.3285 | 9.241 | 32.0355 | 30 | 42.7273 | 9.1827 | 0.8 | 29.3607 | 3.2953 | 72.088 | 0 | 12.478 | 72.088 | 0 | 0 | 9.241 | 29.5695 | 3.604 | 0 | 3.604 | 7.9281 | 11.5321
2017-01-29 11:00 | 1.63 | 0 | 22.031 | 0 | 9.599 | 52.965 | 30 | 42.7273 | 9.1827 | 0.8 | 29.1917 | 3.2763 | 71.919 | 0 | 12.459 | 71.919 | 0 | 0 | 9.599 | 9.599 | 3.7436 | 0 | 3.7436 | 0 | 3.7436
2017-01-29 12:00 | 1.77 | 0 | 17.1723 | 0 | 10.023 | 69.2787 | 25.4253 | 36.2119 | 7.7825 | 0.8 | 46.4881 | 5.2175 | 82.7 | 0 | 13 | 71.334 | 6.649 | 2.2163 | 12.2393 | 12.2393 | 3.909 | 0.86437 | 4.7733 | 0 | 4.7733
2017-01-29 13:00 | 1.82 | 0 | 15.2227 | 0 | 10.553 | 83.7403 | 23.9557 | 34.1187 | 7.3326 | 0.8 | 50.4963 | 5.6674 | 84.615 | 0 | 13 | 70.626 | 8.184 | 2.728 | 13.281 | 13.281 | 4.1157 | 1.0639 | 5.1796 | 0 | 5.1796
2017-01-29 14:00 | 1.75 | 0 | 2.8737 | 0 | 10.83 | 86.4703 | 11.9537 | 17.025 | 3.6589 | 0.8 | 0 | 0 | 17.025 | 0 | 3.6589 | 0 | 9.96 | 3.32 | 14.15 | 14.15 | 4.2237 | 1.2948 | 5.5185 | 0 | 5.5185
2017-01-29 15:00 | 1.56 | 0 | 5.24 | 0 | 11.32 | 91.4483 | 15 | 21.3636 | 4.5914 | 0.8 | 66.7854 | 7.4956 | 88.149 | 0 | 12.0869 | 69.317 | 11.017 | 3.6723 | 14.9923 | 14.9923 | 4.4148 | 1.4322 | 5.847 | 0 | 5.847
2017-01-29 16:00 | 1.34 | 0 | 4.95 | 0 | 11.39 | 96.1508 | 15 | 21.3636 | 4.5914 | 0.8 | 67.3584 | 7.5599 | 88.722 | 0 | 12.1512 | 69.105 | 11.476 | 3.8253 | 15.2153 | 15.2153 | 4.4421 | 1.4919 | 5.934 | 0 | 5.934
2017-01-29 17:00 | 1.02 | 0 | 19.958 | 0 | 11.062 | 115.1109 | 30 | 42.7273 | 9.1827 | 0.8 | 26.2257 | 2.9434 | 68.953 | 0 | 12.1261 | 68.953 | 0 | 0 | 11.062 | 11.062 | 4.3142 | 0 | 4.3142 | 0 | 4.3142
2017-01-29 18:00 | 0.49 | 0 | 19.78 | 0 | 10.71 | 133.9019 | 30 | 42.7273 | 9.1827 | 0.8 | 26.0777 | 2.9268 | 68.805 | 0 | 12.1095 | 68.805 | 0 | 0 | 10.71 | 10.71 | 4.1769 | 0 | 4.1769 | 0 | 4.1769
2017-01-29 19:00 | 0.05 | 0 | 18.856 | 0 | 11.194 | 151.8151 | 30 | 42.7273 | 9.1827 | 0.8 | 25.8937 | 2.9061 | 68.621 | 0 | 12.0889 | 68.621 | 0 | 0 | 11.194 | 11.194 | 4.3657 | 0 | 4.3657 | 0 | 4.3657
2017-01-29 20:00 | 0 | 16.788 | 0 | 0 | 16.788 | 134.1435 | 0 | 0 | 0 | 0 | 0 | 0 | 0 | 0 | 0 | 0 | 0 | 0 | 16.788 | 16.788 | 6.5473 | 0 | 6.5473 | 0 | 6.5473
2017-01-29 21:00 | 0 | 20.044 | 0 | 0 | 20.044 | 113.0446 | 0 | 0 | 0 | 0 | 0 | 0 | 0 | 0 | 0 | 0 | 0 | 0 | 20.044 | 20.044 | 7.8172 | 0 | 7.8172 | 0 | 7.8172
2017-01-29 22:00 | 0 | 19.617 | 0 | 0 | 19.617 | 92.3951 | 0 | 0 | 0 | 0 | 0 | 0 | 0 | 0 | 0 | 0 | 0 | 0 | 19.617 | 19.617 | 7.6506 | 0 | 7.6506 | 0 | 7.6506
2017-01-29 23:00 | 0 | 18.601 | 0 | 0 | 18.601 | 72.8151 | 0 | 0 | 0 | 0 | 0 | 0 | 0 | 0 | 0 | 0 | 0 | 0 | 18.601 | 18.601 | 7.2544 | 0 | 7.2544 | 0 | 7.2544
2017-01-30 | 0 | 0.94128 | 0 | 0 | 15.472 | 71.8243 | 14.5307 | 20.6953 | 4.4477 | 0.66151 | 0 | 0 | 14.597 | 6.0983 | 4.4477 | 0 | 8.539 | 2.8463 | 18.3183 | 18.3183 | 6.0341 | 1.1101 | 7.1441 | 0 | 7.1441
2017-01-30 01:00 | 0 | 0 | 0 | 0 | 13.493 | 71.8243 | 13.493 | 19.2173 | 4.1301 | 0.65887 | 0 | 0 | 13.447 | 5.7703 | 4.1301 | 0 | 7.866 | 2.622 | 16.115 | 16.115 | 5.2623 | 1.0226 | 6.2849 | 0 | 6.2849
2017-01-30 02:00 | 0 | 3.5772 | 0 | 0 | 12.417 | 68.0588 | 8.8398 | 12.59 | 2.7058 | 0.8 | 0 | 0 | 12.59 | 0 | 2.7058 | 0 | 7.365 | 2.455 | 14.872 | 14.872 | 4.8426 | 0.95745 | 5.8001 | 0 | 5.8001
2017-01-30 03:00 | 0 | 0 | 0 | 0 | 11.681 | 68.0588 | 11.681 | 16.6366 | 3.5755 | 0.67212 | 0 | 0 | 12.11 | 4.5266 | 3.5755 | 0 | 7.084 | 2.3613 | 14.0423 | 14.0423 | 4.5556 | 0.92092 | 5.4765 | 0 | 5.4765
2017-01-30 04:00 | 0 | 0 | 0 | 0 | 11.059 | 68.0588 | 11.059 | 15.7507 | 3.3851 | 0.68453 | 0 | 0 | 11.881 | 3.8697 | 3.3851 | 0 | 6.95 | 2.3167 | 13.3757 | 13.3757 | 4.313 | 0.9035 | 5.2165 | 0 | 5.2165
2017-01-30 05:00 | 0 | 10.507 | 0 | 0 | 10.507 | 56.9988 | 0 | 0 | 0 | 0 | 0 | 0 | 0 | 0 | 0 | 0 | 0 | 0 | 10.507 | 10.507 | 4.0977 | 0 | 4.0977 | 0 | 4.0977
2017-01-30 06:00 | 0 | 9.824 | 0 | 0 | 9.824 | 46.6578 | 0 | 0 | 0 | 0 | 0 | 0 | 0 | 0 | 0 | 0 | 0 | 0 | 9.824 | 9.824 | 3.8314 | 0 | 3.8314 | 0 | 3.8314
2017-01-30 07:00 | 0.1 | 8.041 | 0 | 0 | 8.141 | 38.1935 | 0 | 0 | 0 | 0 | 0 | 0 | 0 | 0 | 0 | 0 | 0 | 0 | 8.141 | 8.141 | 3.175 | 0 | 3.175 | 0 | 3.175
2017-01-30 08:00 | 0.52 | 7.439 | 0 | 0 | 7.959 | 30.363 | 0 | 0 | 0 | 0 | 0 | 0 | 0 | 0 | 0 | 0 | 0 | 0 | 7.959 | 7.959 | 3.104 | 0 | 3.104 | 0 | 3.104
2017-01-30 09:00 | 0.98 | 0 | 21.625 | 0 | 9.355 | 50.9068 | 30 | 42.7273 | 9.1827 | 0.8 | 28.8937 | 3.2428 | 71.621 | 0 | 12.4256 | 71.621 | 0 | 0 | 9.355 | 9.355 | 3.6484 | 0 | 3.6484 | 0 | 3.6484
2017-01-30 10:00 | 1.34 | 0 | 0 | 21.544 | 9.796 | 50.9068 | 30 | 42.7273 | 9.1827 | 0.8 | 28.9457 | 3.2487 | 71.673 | 0 | 12.4314 | 71.673 | 0 | 0 | 9.796 | 31.34 | 3.8204 | 0 | 3.8204 | 8.4022 | 12.2226
2017-01-30 11:00 | 1.54 | 0 | 11.6908 | 9.7402 | 10.109 | 62.013 | 30 | 42.7273 | 9.1827 | 0.8 | 28.6977 | 3.2208 | 71.425 | 0 | 12.4036 | 71.425 | 0 | 0 | 10.109 | 19.8492 | 3.9425 | 0 | 3.9425 | 3.7987 | 7.7412
2017-01-30 12:00 | 1.57 | 0 | 14.8205 | 0 | 10.313 | 76.0925 | 23.5635 | 33.5602 | 7.2126 | 0.8 | 51.5658 | 5.7874 | 85.126 | 0 | 13 | 70.436 | 8.593 | 2.8643 | 13.1773 | 13.1773 | 4.0221 | 1.1171 | 5.1392 | 0 | 5.1392
2017-01-30 13:00 | 1.68 | 0 | 6.632 | 0 | 10.048 | 82.3929 | 15 | 21.3636 | 4.5914 | 0.8 | 66.8184 | 7.4993 | 88.182 | 0 | 12.0906 | 69.305 | 11.043 | 3.681 | 13.729 | 13.729 | 3.9187 | 1.4356 | 5.3543 | 0 | 5.3543
2017-01-30 14:00 | 1.31 | 0 | 5.918 | 0 | 10.392 | 88.015 | 15 | 21.3636 | 4.5914 | 0.8 | 2.0914 | 0.23472 | 23.455 | 0 | 4.8261 | 0 | 13.721 | 4.5737 | 14.9657 | 14.9657 | 4.0529 | 1.7837 | 5.8366 | 0 | 5.8366
2017-01-30 15:00 | 1.02 | 0 | 5.388 | 0 | 10.632 | 93.1336 | 15 | 21.3636 | 4.5914 | 0.8 | 72.8804 | 8.1796 | 94.244 | 0 | 12.771 | 67.061 | 15.902 | 5.3007 | 15.9327 | 15.9327 | 4.1465 | 2.0673 | 6.2137 | 0 | 6.2137
2017-01-30 16:00 | 0.81 | 0 | 4.646 | 0 | 11.164 | 97.5473 | 15 | 21.3636 | 4.5914 | 0.8 | 74.7594 | 8.3905 | 96.123 | 0 | 12.9819 | 66.366 | 17.408 | 5.8027 | 16.9667 | 16.9667 | 4.354 | 2.263 | 6.617 | 0 | 6.617
2017-01-30 17:00 | 0.97 | 0 | 19.477 | 0 | 11.493 | 116.0505 | 30 | 42.7273 | 9.1827 | 0.8 | 23.4027 | 2.6266 | 66.13 | 0 | 11.8093 | 66.13 | 0 | 0 | 11.493 | 11.493 | 4.4823 | 0 | 4.4823 | 0 | 4.4823
2017-01-30 18:00 | 0.48 | 0 | 19.329 | 0 | 11.151 | 134.413 | 30 | 42.7273 | 9.1827 | 0.8 | 23.4437 | 2.6312 | 66.171 | 0 | 11.8139 | 66.171 | 0 | 0 | 11.151 | 11.151 | 4.3489 | 0 | 4.3489 | 0 | 4.3489
2017-01-30 19:00 | 0.07 | 0 | 18.318 | 0 | 11.752 | 151.8151 | 30 | 42.7273 | 9.1827 | 0.8 | 23.6107 | 2.6499 | 66.338 | 0 | 11.8326 | 66.338 | 0 | 0 | 11.752 | 11.752 | 4.5833 | 0 | 4.5833 | 0 | 4.5833
2017-01-30 20:00 | 0 | 17.822 | 0 | 0 | 17.822 | 133.0551 | 0 | 0 | 0 | 0 | 0 | 0 | 0 | 0 | 0 | 0 | 0 | 0 | 17.822 | 17.822 | 6.9506 | 0 | 6.9506 | 0 | 6.9506
2017-01-30 21:00 | 0 | 20.475 | 0 | 0 | 20.475 | 111.5025 | 0 | 0 | 0 | 0 | 0 | 0 | 0 | 0 | 0 | 0 | 0 | 0 | 20.475 | 20.475 | 7.9853 | 0 | 7.9853 | 0 | 7.9853
2017-01-30 22:00 | 0 | 20.646 | 0 | 0 | 20.646 | 89.7699 | 0 | 0 | 0 | 0 | 0 | 0 | 0 | 0 | 0 | 0 | 0 | 0 | 20.646 | 20.646 | 8.0519 | 0 | 8.0519 | 0 | 8.0519
2017-01-30 23:00 | 0 | 18.977 | 0 | 0 | 18.977 | 69.7941 | 0 | 0 | 0 | 0 | 0 | 0 | 0 | 0 | 0 | 0 | 0 | 0 | 18.977 | 18.977 | 7.401 | 0 | 7.401 | 0 | 7.401
2017-01-31 | 0 | 1.451 | 0 | 0 | 16.451 | 68.2667 | 15 | 21.3636 | 4.5914 | 0.74672 | 0 | 0 | 18.942 | 2.4216 | 4.5914 | 0 | 11.081 | 3.6937 | 20.1447 | 20.1447 | 6.4159 | 1.4405 | 7.8564 | 0 | 7.8564
2017-01-31 01:00 | 0 | 0.14 | 0 | 0 | 15.14 | 68.1193 | 15 | 21.3636 | 4.5914 | 0.72701 | 0 | 0 | 18.046 | 3.3176 | 4.5914 | 0 | 10.557 | 3.519 | 18.659 | 18.659 | 5.9046 | 1.3724 | 7.277 | 0 | 7.277
2017-01-31 02:00 | 0 | 0 | 0 | 0 | 13.487 | 68.1193 | 13.487 | 19.2088 | 4.1283 | 0.75596 | 0 | 0 | 17.409 | 1.7998 | 4.1283 | 0 | 10.184 | 3.3947 | 16.8817 | 16.8817 | 5.2599 | 1.3239 | 6.5839 | 0 | 6.5839
2017-01-31 03:00 | 0 | 0 | 2.6133 | 0 | 12.12 | 70.602 | 14.7333 | 20.9838 | 4.5097 | 0.70598 | 0 | 0 | 16.786 | 4.1978 | 4.5097 | 0 | 9.82 | 3.2733 | 15.3933 | 15.3933 | 4.7268 | 1.2766 | 6.0034 | 0 | 6.0034
2017-01-31 04:00 | 0 | 0 | 0 | 0 | 11.46 | 70.602 | 11.46 | 16.3218 | 3.5078 | 0.79597 | 0 | 0 | 16.182 | 0.13982 | 3.5078 | 0 | 9.466 | 3.1553 | 14.6153 | 14.6153 | 4.4694 | 1.2306 | 5.7 | 0 | 5.7
2017-01-31 05:00 | 0 | 11.96 | 0 | 0 | 11.96 | 58.0125 | 0 | 0 | 0 | 0 | 0 | 0 | 0 | 0 | 0 | 0 | 0 | 0 | 11.96 | 11.96 | 4.6644 | 0 | 4.6644 | 0 | 4.6644
2017-01-31 06:00 | 0 | 10.433 | 0 | 0 | 10.433 | 47.0304 | 0 | 0 | 0 | 0 | 0 | 0 | 0 | 0 | 0 | 0 | 0 | 0 | 10.433 | 10.433 | 4.0689 | 0 | 4.0689 | 0 | 4.0689
2017-01-31 07:00 | 0.08 | 8.137 | 0 | 0 | 8.217 | 38.4651 | 0 | 0 | 0 | 0 | 0 | 0 | 0 | 0 | 0 | 0 | 0 | 0 | 8.217 | 8.217 | 3.2046 | 0 | 3.2046 | 0 | 3.2046
2017-01-31 08:00 | 0.49 | 7.697 | 0 | 0 | 8.187 | 30.363 | 0 | 0 | 0 | 0 | 0 | 0 | 0 | 0 | 0 | 0 | 0 | 0 | 8.187 | 8.187 | 3.1929 | 0 | 3.1929 | 0 | 3.1929
2017-01-31 09:00 | 0.92 | 0 | 0 | 21.661 | 9.259 | 30.363 | 30 | 42.7273 | 9.1827 | 0.8 | 28.5747 | 3.207 | 71.302 | 0 | 12.3898 | 71.302 | 0 | 0 | 9.259 | 30.92 | 3.611 | 0 | 3.611 | 8.4478 | 12.0588
2017-01-31 10:00 | 1.36 | 0 | 9.8714 | 11.8436 | 9.645 | 39.7408 | 30 | 42.7273 | 9.1827 | 0.8 | 28.9227 | 3.2461 | 71.65 | 0 | 12.4288 | 71.65 | 0 | 0 | 9.645 | 21.4886 | 3.7616 | 0 | 3.7616 | 4.619 | 8.3806
2017-01-31 11:00 | 1.45 | 0 | 21.54 | 0 | 9.91 | 60.2038 | 30 | 42.7273 | 9.1827 | 0.8 | 28.8627 | 3.2394 | 71.59 | 0 | 12.4221 | 71.59 | 0 | 0 | 9.91 | 9.91 | 3.8649 | 0 | 3.8649 | 0 | 3.8649
2017-01-31 12:00 | 1.4 | 0 | 15.1176 | 0 | 10.496 | 74.5655 | 24.2136 | 34.486 | 7.4116 | 0.8 | 49.793 | 5.5884 | 84.279 | 0 | 13 | 70.75 | 7.915 | 2.6383 | 13.1343 | 13.1343 | 4.0934 | 1.029 | 5.1224 | 0 | 5.1224
2017-01-31 13:00 | 1.51 | 0 | 5.761 | 0 | 10.749 | 80.0385 | 15 | 21.3636 | 4.5914 | 0.8 | 66.7054 | 7.4866 | 88.069 | 0 | 12.0779 | 69.347 | 10.952 | 3.6507 | 14.3997 | 14.3997 | 4.1921 | 1.4238 | 5.6159 | 0 | 5.6159
2017-01-31 14:00 | 1.34 | 0 | 5.484 | 0 | 10.856 | 85.2483 | 15 | 21.3636 | 4.5914 | 0.8 | 1.9484 | 0.21867 | 23.312 | 0 | 4.81 | 0 | 13.638 | 4.546 | 15.402 | 15.402 | 4.2338 | 1.7729 | 6.0068 | 0 | 6.0068
2017-01-31 15:00 | 1.48 | 0 | 5.376 | 0 | 11.104 | 90.3555 | 15 | 21.3636 | 4.5914 | 0.8 | 72.4484 | 8.1311 | 93.812 | 0 | 12.7225 | 67.221 | 15.556 | 5.1853 | 16.2893 | 16.2893 | 4.3306 | 2.0223 | 6.3528 | 0 | 6.3528
2017-01-31 16:00 | 1.3 | 0 | 5.136 | 0 | 11.164 | 95.2347 | 15 | 21.3636 | 4.5914 | 0.8 | 74.3214 | 8.3413 | 95.685 | 0 | 12.9327 | 66.528 | 17.057 | 5.6857 | 16.8497 | 16.8497 | 4.354 | 2.2174 | 6.5714 | 0 | 6.5714
2017-01-31 17:00 | 0.93 | 0 | 19.87 | 0 | 11.06 | 114.1112 | 30 | 42.7273 | 9.1827 | 0.8 | 23.2687 | 2.6115 | 65.996 | 0 | 11.7943 | 65.996 | 0 | 0 | 11.06 | 11.06 | 4.3134 | 0 | 4.3134 | 0 | 4.3134
2017-01-31 18:00 | 0.39 | 0 | 19.731 | 0 | 10.659 | 132.8556 | 30 | 42.7273 | 9.1827 | 0.8 | 22.9127 | 2.5716 | 65.64 | 0 | 11.7543 | 65.64 | 0 | 0 | 10.659 | 10.659 | 4.157 | 0 | 4.157 | 0 | 4.157
2017-01-31 19:00 | 0.05 | 0 | 18.473 | 0 | 11.577 | 150.405 | 30 | 42.7273 | 9.1827 | 0.8 | 22.7627 | 2.5547 | 65.49 | 0 | 11.7375 | 65.49 | 0 | 0 | 11.577 | 11.577 | 4.515 | 0 | 4.515 | 0 | 4.515
2017-01-31 20:00 | 0 | 17.752 | 0 | 0 | 17.752 | 131.7187 | 0 | 0 | 0 | 0 | 0 | 0 | 0 | 0 | 0 | 0 | 0 | 0 | 17.752 | 17.752 | 6.9233 | 0 | 6.9233 | 0 | 6.9233
2017-01-31 21:00 | 0 | 20.587 | 0 | 0 | 20.587 | 110.0481 | 0 | 0 | 0 | 0 | 0 | 0 | 0 | 0 | 0 | 0 | 0 | 0 | 20.587 | 20.587 | 8.0289 | 0 | 8.0289 | 0 | 8.0289
2017-01-31 22:00 | 0 | 19.344 | 0 | 0 | 19.344 | 89.686 | 0 | 0 | 0 | 0 | 0 | 0 | 0 | 0 | 0 | 0 | 0 | 0 | 19.344 | 19.344 | 7.5442 | 0 | 7.5442 | 0 | 7.5442
2017-01-31 23:00 | 0 | 17.705 | 0 | 0 | 17.705 | 71.0492 | 0 | 0 | 0 | 0 | 0 | 0 | 0 | 0 | 0 | 0 | 0 | 0 | 17.705 | 17.705 | 6.9049 | 0 | 6.9049 | 0 | 6.9049
2017-02-01 | 0 | 1.2478 | 0 | 0 | 15.362 | 69.7357 | 14.1142 | 20.102 | 4.3202 | 0.8 | 0 | 0 | 20.102 | 0 | 4.3202 | 0 | 11.76 | 3.92 | 19.282 | 19.282 | 5.9912 | 1.5288 | 7.52 | 0 | 7.52
2017-02-01 01:00 | 0 | 0.66509 | 0 | 0 | 13.738 | 69.0356 | 13.0729 | 18.619 | 4.0015 | 0.8 | 0 | 0 | 18.619 | 0 | 4.0015 | 0 | 10.892 | 3.6307 | 17.3687 | 17.3687 | 5.3578 | 1.416 | 6.7738 | 0 | 6.7738
2017-02-01 02:00 | 0 | 0 | 0.0091489 | 0 | 12.679 | 69.0443 | 12.6881 | 18.071 | 3.8837 | 0.8 | 0 | 0 | 18.071 | 0 | 3.8837 | 0 | 10.572 | 3.524 | 16.203 | 16.203 | 4.9448 | 1.3744 | 6.3192 | 0 | 6.3192
2017-02-01 03:00 | 0 | 0 | 0.97202 | 0 | 12.103 | 69.9677 | 13.075 | 18.622 | 4.0021 | 0.8 | 0 | 0 | 18.622 | 0 | 4.0021 | 0 | 10.894 | 3.6313 | 15.7343 | 15.7343 | 4.7202 | 1.4162 | 6.1364 | 0 | 6.1364
2017-02-01 04:00 | 0 | 0 | 1.1607 | 0 | 11.75 | 71.0704 | 12.9107 | 18.388 | 3.9519 | 0.8 | 0 | 0 | 18.388 | 0 | 3.9519 | 0 | 10.757 | 3.5857 | 15.3357 | 15.3357 | 4.5825 | 1.3984 | 5.9809 | 0 | 5.9809
2017-02-01 05:00 | 0 | 10.923 | 0 | 0 | 10.923 | 59.5725 | 0 | 0 | 0 | 0 | 0 | 0 | 0 | 0 | 0 | 0 | 0 | 0 | 10.923 | 10.923 | 4.26 | 0 | 4.26 | 0 | 4.26
2017-02-01 06:00 | 0 | 11.039 | 0 | 0 | 11.039 | 47.9525 | 0 | 0 | 0 | 0 | 0 | 0 | 0 | 0 | 0 | 0 | 0 | 0 | 11.039 | 11.039 | 4.3052 | 0 | 4.3052 | 0 | 4.3052
2017-02-01 07:00 | 0.11 | 8.721 | 0 | 0 | 8.831 | 38.7725 | 0 | 0 | 0 | 0 | 0 | 0 | 0 | 0 | 0 | 0 | 0 | 0 | 8.831 | 8.831 | 3.4441 | 0 | 3.4441 | 0 | 3.4441
2017-02-01 08:00 | 0.55 | 7.989 | 0 | 0 | 8.539 | 30.363 | 0 | 0 | 0 | 0 | 0 | 0 | 0 | 0 | 0 | 0 | 0 | 0 | 8.539 | 8.539 | 3.3302 | 0 | 3.3302 | 0 | 3.3302
2017-02-01 09:00 | 0.89 | 0 | 21.596 | 0 | 9.294 | 50.8792 | 30 | 42.7273 | 9.1827 | 0.8 | 28.1357 | 3.1578 | 70.863 | 0 | 12.3405 | 70.863 | 0 | 0 | 9.294 | 9.294 | 3.6247 | 0 | 3.6247 | 0 | 3.6247
2017-02-01 10:00 | 1.32 | 0 | 21.433 | 0 | 9.887 | 71.2406 | 30 | 42.7273 | 9.1827 | 0.8 | 28.4497 | 3.193 | 71.177 | 0 | 12.3757 | 71.177 | 0 | 0 | 9.887 | 9.887 | 3.8559 | 0 | 3.8559 | 0 | 3.8559
2017-02-01 11:00 | 1.53 | 0 | 3.7904 | 17.8386 | 9.901 | 74.8414 | 30 | 42.7273 | 9.1827 | 0.8 | 28.4277 | 3.1905 | 71.155 | 0 | 12.3733 | 71.155 | 0 | 0 | 9.901 | 27.7396 | 3.8614 | 0 | 3.8614 | 6.9571 | 10.8185
2017-02-01 12:00 | 1.72 | 0 | 0 | 16.2903 | 9.829 | 74.8414 | 24.3993 | 34.7505 | 7.4684 | 0.8 | 49.2865 | 5.5316 | 84.037 | 0 | 13 | 70.839 | 7.72 | 2.5733 | 12.4023 | 28.6926 | 3.8333 | 1.0036 | 4.8369 | 6.3532 | 11.1901
2017-02-01 13:00 | 1.1 | 0 | 13.9514 | 0 | 10.056 | 88.0952 | 22.9074 | 32.6257 | 7.0117 | 0.8 | 53.3553 | 5.9883 | 85.981 | 0 | 13 | 70.12 | 9.279 | 3.093 | 13.149 | 13.149 | 3.9218 | 1.2063 | 5.1281 | 0 | 5.1281
2017-02-01 14:00 | 0.96 | 0 | 3.2716 | 0 | 10.649 | 91.2032 | 12.9606 | 18.459 | 3.9671 | 0.8 | 0 | 0 | 18.459 | 0 | 3.9671 | 0 | 10.798 | 3.5993 | 14.2483 | 14.2483 | 4.1531 | 1.4037 | 5.5568 | 0 | 5.5568
2017-02-01 15:00 | 0.88 | 0 | 0 | 5.498 | 10.382 | 91.2032 | 15 | 21.3636 | 4.5914 | 0.8 | 68.8264 | 7.7246 | 90.19 | 0 | 12.316 | 68.562 | 12.653 | 4.2177 | 14.5997 | 20.0977 | 4.049 | 1.6449 | 5.6939 | 2.1442 | 7.8381
2017-02-01 16:00 | 0.66 | 0 | 5.19 | 0 | 10.47 | 96.1337 | 15 | 21.3636 | 4.5914 | 0.8 | 71.0554 | 7.9748 | 92.419 | 0 | 12.5662 | 67.737 | 14.439 | 4.813 | 15.283 | 15.283 | 4.0833 | 1.8771 | 5.9604 | 0 | 5.9604
2017-02-01 17:00 | 0.64 | 0 | 20.599 | 0 | 10.041 | 115.7028 | 30 | 42.7273 | 9.1827 | 0.8 | 24.3907 | 2.7375 | 67.118 | 0 | 11.9202 | 67.118 | 0 | 0 | 10.041 | 10.041 | 3.916 | 0 | 3.916 | 0 | 3.916
2017-02-01 18:00 | 0.26 | 0 | 19.856 | 0 | 10.404 | 134.566 | 30 | 42.7273 | 9.1827 | 0.8 | 24.2637 | 2.7232 | 66.991 | 0 | 11.9059 | 66.991 | 0 | 0 | 10.404 | 10.404 | 4.0576 | 0 | 4.0576 | 0 | 4.0576
2017-02-01 19:00 | 0.03 | 0 | 18.157 | 0 | 11.873 | 151.8151 | 30 | 42.7273 | 9.1827 | 0.8 | 24.4567 | 2.7449 | 67.184 | 0 | 11.9276 | 67.184 | 0 | 0 | 11.873 | 11.873 | 4.6305 | 0 | 4.6305 | 0 | 4.6305
2017-02-01 20:00 | 0 | 18.328 | 0 | 0 | 18.328 | 132.5225 | 0 | 0 | 0 | 0 | 0 | 0 | 0 | 0 | 0 | 0 | 0 | 0 | 18.328 | 18.328 | 7.1479 | 0 | 7.1479 | 0 | 7.1479
2017-02-01 21:00 | 0 | 19.017 | 0 | 0 | 19.017 | 112.5046 | 0 | 0 | 0 | 0 | 0 | 0 | 0 | 0 | 0 | 0 | 0 | 0 | 19.017 | 19.017 | 7.4166 | 0 | 7.4166 | 0 | 7.4166
2017-02-01 22:00 | 0 | 18.574 | 0 | 0 | 18.574 | 92.953 | 0 | 0 | 0 | 0 | 0 | 0 | 0 | 0 | 0 | 0 | 0 | 0 | 18.574 | 18.574 | 7.2439 | 0 | 7.2439 | 0 | 7.2439
2017-02-01 23:00 | 0 | 17.073 | 0 | 0 | 17.073 | 74.9814 | 0 | 0 | 0 | 0 | 0 | 0 | 0 | 0 | 0 | 0 | 0 | 0 | 17.073 | 17.073 | 6.6585 | 0 | 6.6585 | 0 | 6.6585
2017-02-02 | 0 | 3.0195 | 0 | 0 | 14.158 | 71.803 | 11.1385 | 15.8639 | 3.4094 | 0.79354 | 0 | 0 | 15.646 | 0.21794 | 3.4094 | 0 | 9.153 | 3.051 | 17.209 | 17.209 | 5.5216 | 1.1899 | 6.7115 | 0 | 6.7115
2017-02-02 01:00 | 0 | 0 | 0 | 0 | 12.607 | 71.803 | 12.607 | 17.9554 | 3.8589 | 0.69162 | 0 | 0 | 13.815 | 4.1404 | 3.8589 | 0 | 8.082 | 2.694 | 15.301 | 15.301 | 4.9167 | 1.0507 | 5.9674 | 0 | 5.9674
2017-02-02 02:00 | 0 | 0 | 0 | 0 | 12.069 | 71.803 | 12.069 | 17.1892 | 3.6942 | 0.67137 | 0 | 0 | 12.485 | 4.7042 | 3.6942 | 0 | 7.304 | 2.4347 | 14.5037 | 14.5037 | 4.7069 | 0.94952 | 5.6564 | 0 | 5.6564
2017-02-02 03:00 | 0 | 0 | 0 | 0 | 12.111 | 71.803 | 12.111 | 17.249 | 3.7071 | 0.64417 | 0 | 0 | 11.53 | 5.719 | 3.7071 | 0 | 6.745 | 2.2483 | 14.3593 | 14.3593 | 4.7233 | 0.87685 | 5.6001 | 0 | 5.6001
2017-02-02 04:00 | 0 | 0 | 0 | 0 | 12.409 | 71.803 | 12.409 | 17.6734 | 3.7983 | 0.60413 | 0 | 0 | 10.308 | 7.3654 | 3.7983 | 0 | 6.03 | 2.01 | 14.419 | 14.419 | 4.8395 | 0.7839 | 5.6234 | 0 | 5.6234
2017-02-02 05:00 | 0 | 11.506 | 0 | 0 | 11.506 | 59.6914 | 0 | 0 | 0 | 0 | 0 | 0 | 0 | 0 | 0 | 0 | 0 | 0 | 11.506 | 11.506 | 4.4873 | 0 | 4.4873 | 0 | 4.4873
2017-02-02 06:00 | 0 | 11.255 | 0 | 0 | 11.255 | 47.8441 | 0 | 0 | 0 | 0 | 0 | 0 | 0 | 0 | 0 | 0 | 0 | 0 | 11.255 | 11.255 | 4.3895 | 0 | 4.3895 | 0 | 4.3895
2017-02-02 07:00 | 0.08 | 8.743 | 0 | 0 | 8.823 | 38.6409 | 0 | 0 | 0 | 0 | 0 | 0 | 0 | 0 | 0 | 0 | 0 | 0 | 8.823 | 8.823 | 3.441 | 0 | 3.441 | 0 | 3.441
2017-02-02 08:00 | 0.47 | 7.864 | 0 | 0 | 8.334 | 30.363 | 0 | 0 | 0 | 0 | 0 | 0 | 0 | 0 | 0 | 0 | 0 | 0 | 8.334 | 8.334 | 3.2503 | 0 | 3.2503 | 0 | 3.2503
2017-02-02 09:00 | 0.85 | 0 | 18.1436 | 3.7854 | 8.921 | 47.5994 | 30 | 42.7273 | 9.1827 | 0.8 | 30.2757 | 3.3979 | 73.003 | 0 | 12.5807 | 73.003 | 0 | 0 | 8.921 | 12.7064 | 3.4792 | 0 | 3.4792 | 1.4763 | 4.9555
2017-02-02 10:00 | 1.14 | 0 | 0 | 21.653 | 9.487 | 47.5994 | 30 | 42.7273 | 9.1827 | 0.8 | 30.5057 | 3.4238 | 73.233 | 0 | 12.6065 | 73.233 | 0 | 0 | 9.487 | 31.14 | 3.6999 | 0 | 3.6999 | 8.4447 | 12.1446
2017-02-02 11:00 | 1.16 | 0 | 0 | 21.557 | 9.603 | 47.5994 | 30 | 42.7273 | 9.1827 | 0.8 | 30.4407 | 3.4165 | 73.168 | 0 | 12.5992 | 73.168 | 0 | 0 | 9.603 | 31.16 | 3.7452 | 0 | 3.7452 | 8.4072 | 12.1524
2017-02-02 12:00 | 0.89 | 0 | 19.0004 | 0 | 9.519 | 65.6498 | 27.6294 | 39.351 | 8.4571 | 0.8 | 40.477 | 4.5429 | 79.828 | 0 | 13 | 72.398 | 4.347 | 1.449 | 10.968 | 10.968 | 3.7124 | 0.56511 | 4.2775 | 0 | 4.2775
2017-02-02 13:00 | 1.64 | 0 | 16.2203 | 0 | 9.961 | 81.0591 | 24.5413 | 34.9527 | 7.5119 | 0.8 | 48.8993 | 5.4881 | 83.852 | 0 | 13 | 70.908 | 7.572 | 2.524 | 12.485 | 12.485 | 3.8848 | 0.98436 | 4.8692 | 0 | 4.8692
2017-02-02 14:00 | 1.6 | 0 | 5.084 | 0 | 9.763 | 85.8889 | 13.247 | 18.867 | 4.0548 | 0.8 | 0 | 0 | 18.867 | 0 | 4.0548 | 0 | 11.037 | 3.679 | 13.442 | 13.442 | 3.8076 | 1.4348 | 5.2424 | 0 | 5.2424
2017-02-02 15:00 | 1.43 | 0 | 5.943 | 0 | 10.487 | 91.5348 | 15 | 21.3636 | 4.5914 | 0.8 | 69.6394 | 7.8159 | 91.003 | 0 | 12.4072 | 68.261 | 13.304 | 4.4347 | 14.9217 | 14.9217 | 4.0899 | 1.7295 | 5.8195 | 0 | 5.8195
2017-02-02 16:00 | 1.16 | 0 | 5.196 | 0 | 10.964 | 96.471 | 15 | 21.3636 | 4.5914 | 0.8 | 71.6204 | 8.0382 | 92.984 | 0 | 12.6296 | 67.527 | 14.892 | 4.964 | 15.928 | 15.928 | 4.276 | 1.936 | 6.2119 | 0 | 6.2119
2017-02-02 17:00 | 0.92 | 0 | 20.365 | 0 | 10.555 | 115.8177 | 30 | 42.7273 | 9.1827 | 0.8 | 24.3547 | 2.7334 | 67.082 | 0 | 11.9162 | 67.082 | 0 | 0 | 10.555 | 10.555 | 4.1165 | 0 | 4.1165 | 0 | 4.1165
2017-02-02 18:00 | 0.37 | 0 | 19.771 | 0 | 10.599 | 134.6002 | 30 | 42.7273 | 9.1827 | 0.8 | 24.2077 | 2.7169 | 66.935 | 0 | 11.8997 | 66.935 | 0 | 0 | 10.599 | 10.599 | 4.1336 | 0 | 4.1336 | 0 | 4.1336
2017-02-02 19:00 | 0.05 | 0 | 18.121 | 0 | 11.929 | 151.8151 | 30 | 42.7273 | 9.1827 | 0.8 | 24.3417 | 2.732 | 67.069 | 0 | 11.9147 | 67.069 | 0 | 0 | 11.929 | 11.929 | 4.6523 | 0 | 4.6523 | 0 | 4.6523
2017-02-02 20:00 | 0 | 18.127 | 0 | 0 | 18.127 | 132.7341 | 0 | 0 | 0 | 0 | 0 | 0 | 0 | 0 | 0 | 0 | 0 | 0 | 18.127 | 18.127 | 7.0695 | 0 | 7.0695 | 0 | 7.0695
2017-02-02 21:00 | 0 | 20.053 | 0 | 0 | 20.053 | 111.6256 | 0 | 0 | 0 | 0 | 0 | 0 | 0 | 0 | 0 | 0 | 0 | 0 | 20.053 | 20.053 | 7.8207 | 0 | 7.8207 | 0 | 7.8207
2017-02-02 22:00 | 0 | 19.245 | 0 | 0 | 19.245 | 91.3677 | 0 | 0 | 0 | 0 | 0 | 0 | 0 | 0 | 0 | 0 | 0 | 0 | 19.245 | 19.245 | 7.5056 | 0 | 7.5056 | 0 | 7.5056
2017-02-02 23:00 | 0 | 17.339 | 0 | 0 | 17.339 | 73.1162 | 0 | 0 | 0 | 0 | 0 | 0 | 0 | 0 | 0 | 0 | 0 | 0 | 17.339 | 17.339 | 6.7622 | 0 | 6.7622 | 0 | 6.7622
2017-02-03 | 0 | 0 | 0 | 0 | 14.34 | 73.1162 | 14.34 | 20.4236 | 4.3893 | 0.6583 | 0 | 0 | 14.266 | 6.1576 | 4.3893 | 0 | 8.346 | 2.782 | 17.122 | 17.122 | 5.5926 | 1.085 | 6.6776 | 0 | 6.6776
2017-02-03 01:00 | 0 | 0 | 0 | 0 | 13.073 | 73.1162 | 13.073 | 18.6191 | 4.0015 | 0.66709 | 0 | 0 | 13.354 | 5.2651 | 4.0015 | 0 | 7.812 | 2.604 | 15.677 | 15.677 | 5.0985 | 1.0156 | 6.114 | 0 | 6.114
2017-02-03 02:00 | 0 | 0 | 0 | 0 | 12.228 | 73.1162 | 12.228 | 17.4156 | 3.7429 | 0.66739 | 0 | 0 | 12.502 | 4.9136 | 3.7429 | 0 | 7.314 | 2.438 | 14.666 | 14.666 | 4.7689 | 0.95082 | 5.7197 | 0 | 5.7197
2017-02-03 03:00 | 0 | 0 | 0 | 0 | 11.992 | 73.1162 | 11.992 | 17.0795 | 3.6706 | 0.65202 | 0 | 0 | 11.702 | 5.3775 | 3.6706 | 0 | 6.845 | 2.2817 | 14.2737 | 14.2737 | 4.6769 | 0.88985 | 5.5667 | 0 | 5.5667
2017-02-03 04:00 | 0 | 0 | 0.19336 | 0 | 11.974 | 73.2999 | 12.1674 | 17.3293 | 3.7243 | 0.62972 | 0 | 0 | 11.051 | 6.2783 | 3.7243 | 0 | 6.465 | 2.155 | 14.129 | 14.129 | 4.6699 | 0.84045 | 5.5103 | 0 | 5.5103
2017-02-03 05:00 | 0 | 11.596 | 0 | 0 | 11.596 | 61.0935 | 0 | 0 | 0 | 0 | 0 | 0 | 0 | 0 | 0 | 0 | 0 | 0 | 11.596 | 11.596 | 4.5224 | 0 | 4.5224 | 0 | 4.5224
2017-02-03 06:00 | 0 | 11.696 | 0 | 0 | 11.696 | 48.782 | 0 | 0 | 0 | 0 | 0 | 0 | 0 | 0 | 0 | 0 | 0 | 0 | 11.696 | 11.696 | 4.5614 | 0 | 4.5614 | 0 | 4.5614
2017-02-03 07:00 | 0.06 | 9.206 | 0 | 0 | 9.266 | 39.0914 | 0 | 0 | 0 | 0 | 0 | 0 | 0 | 0 | 0 | 0 | 0 | 0 | 9.266 | 9.266 | 3.6137 | 0 | 3.6137 | 0 | 3.6137
2017-02-03 08:00 | 0.34 | 8.292 | 0 | 0 | 8.632 | 30.363 | 0 | 0 | 0 | 0 | 0 | 0 | 0 | 0 | 0 | 0 | 0 | 0 | 8.632 | 8.632 | 3.3665 | 0 | 3.3665 | 0 | 3.3665
2017-02-03 09:00 | 0.8 | 0 | 0 | 21.443 | 9.357 | 30.363 | 30 | 42.7273 | 9.1827 | 0.8 | 29.6507 | 3.3278 | 72.378 | 0 | 12.5105 | 72.378 | 0 | 0 | 9.357 | 30.8 | 3.6492 | 0 | 3.6492 | 8.3628 | 12.012
2017-02-03 10:00 | 1 | 0 | 21.459 | 0 | 9.541 | 50.7491 | 30 | 42.7273 | 9.1827 | 0.8 | 29.8857 | 3.3542 | 72.613 | 0 | 12.5369 | 72.613 | 0 | 0 | 9.541 | 9.541 | 3.721 | 0 | 3.721 | 0 | 3.721
2017-02-03 11:00 | 1.15 | 0 | 5.1505 | 16.1395 | 9.86 | 55.6421 | 30 | 42.7273 | 9.1827 | 0.8 | 29.5257 | 3.3138 | 72.253 | 0 | 12.4965 | 72.253 | 0 | 0 | 9.86 | 25.9995 | 3.8454 | 0 | 3.8454 | 6.2944 | 10.1398
2017-02-03 12:00 | 1.1 | 0 | 15.1306 | 0 | 10.315 | 70.0161 | 24.3456 | 34.674 | 7.452 | 0.8 | 49.433 | 5.548 | 84.107 | 0 | 13 | 70.813 | 7.777 | 2.5923 | 12.9073 | 12.9073 | 4.0229 | 1.011 | 5.0339 | 0 | 5.0339
2017-02-03 13:00 | 1.33 | 0 | 5.494 | 0 | 10.836 | 75.2354 | 15 | 21.3636 | 4.5914 | 0.8 | 67.2164 | 7.5439 | 88.58 | 0 | 12.1353 | 69.158 | 11.362 | 3.7873 | 14.6233 | 14.6233 | 4.226 | 1.4771 | 5.7031 | 0 | 5.7031
2017-02-03 14:00 | 1.31 | 0 | 13.737 | 0 | 10.073 | 88.2855 | 22.5 | 32.0455 | 6.8871 | 0.69623 | 0 | 0 | 24.97 | 7.0755 | 6.8871 | 0 | 14.607 | 4.869 | 14.942 | 14.942 | 3.9285 | 1.8989 | 5.8274 | 0 | 5.8274
2017-02-03 15:00 | 1.26 | 0 | 5.488 | 0 | 10.772 | 93.4991 | 15 | 21.3636 | 4.5914 | 0.8 | 73.9194 | 8.2962 | 95.283 | 0 | 12.8876 | 66.677 | 16.735 | 5.5783 | 16.3503 | 16.3503 | 4.2011 | 2.1755 | 6.3766 | 0 | 6.3766
2017-02-03 16:00 | 1.01 | 0 | 4.6482 | 0 | 10.65 | 97.915 | 14.2882 | 20.3499 | 4.3735 | 0.8 | 76.8621 | 8.6265 | 97.212 | 0 | 13 | 65.962 | 18.281 | 6.0937 | 16.7437 | 16.7437 | 4.1535 | 2.3765 | 6.53 | 0 | 6.53
2017-02-03 17:00 | 0.61 | 0 | 20.105 | 0 | 10.505 | 117.0147 | 30 | 42.7273 | 9.1827 | 0.8 | 22.7827 | 2.557 | 65.51 | 0 | 11.7397 | 65.51 | 0 | 0 | 10.505 | 10.505 | 4.097 | 0 | 4.097 | 0 | 4.097
2017-02-03 18:00 | 0.23 | 0 | 19.236 | 0 | 10.994 | 135.2889 | 30 | 42.7273 | 9.1827 | 0.8 | 22.5717 | 2.5333 | 65.299 | 0 | 11.716 | 65.299 | 0 | 0 | 10.994 | 10.994 | 4.2877 | 0 | 4.2877 | 0 | 4.2877
2017-02-03 19:00 | 0.05 | 0 | 17.396 | 0 | 12.654 | 151.8151 | 30 | 42.7273 | 9.1827 | 0.8 | 22.6727 | 2.5446 | 65.4 | 0 | 11.7274 | 65.4 | 0 | 0 | 12.654 | 12.654 | 4.9351 | 0 | 4.9351 | 0 | 4.9351
2017-02-03 20:00 | 0 | 19.796 | 0 | 0 | 19.796 | 130.9772 | 0 | 0 | 0 | 0 | 0 | 0 | 0 | 0 | 0 | 0 | 0 | 0 | 19.796 | 19.796 | 7.7204 | 0 | 7.7204 | 0 | 7.7204
2017-02-03 21:00 | 0 | 21.178 | 0 | 0 | 21.178 | 108.6846 | 0 | 0 | 0 | 0 | 0 | 0 | 0 | 0 | 0 | 0 | 0 | 0 | 21.178 | 21.178 | 8.2594 | 0 | 8.2594 | 0 | 8.2594
2017-02-03 22:00 | 0 | 19.536 | 0 | 0 | 19.536 | 88.1204 | 0 | 0 | 0 | 0 | 0 | 0 | 0 | 0 | 0 | 0 | 0 | 0 | 19.536 | 19.536 | 7.619 | 0 | 7.619 | 0 | 7.619
2017-02-03 23:00 | 0 | 17.669 | 0 | 0 | 17.669 | 69.5214 | 0 | 0 | 0 | 0 | 0 | 0 | 0 | 0 | 0 | 0 | 0 | 0 | 17.669 | 17.669 | 6.8909 | 0 | 6.8909 | 0 | 6.8909
2017-02-04 | 0 | 0 | 0.424 | 0 | 14.576 | 69.9242 | 15 | 21.3636 | 4.5914 | 0.71599 | 0 | 0 | 17.545 | 3.8186 | 4.5914 | 0 | 10.264 | 3.4213 | 17.9973 | 17.9973 | 5.6846 | 1.3343 | 7.019 | 0 | 7.019
2017-02-04 01:00 | 0 | 0 | 1.598 | 0 | 13.402 | 71.4423 | 15 | 21.3636 | 4.5914 | 0.69049 | 0 | 0 | 16.386 | 4.9776 | 4.5914 | 0 | 9.586 | 3.1953 | 16.5973 | 16.5973 | 5.2268 | 1.2462 | 6.473 | 0 | 6.473
2017-02-04 02:00 | 0 | 0 | 1.5354 | 0 | 12.969 | 72.9009 | 14.5044 | 20.6577 | 4.4397 | 0.692 | 0 | 0 | 15.911 | 4.7467 | 4.4397 | 0 | 9.308 | 3.1027 | 16.0717 | 16.0717 | 5.0579 | 1.21 | 6.2679 | 0 | 6.2679
2017-02-04 03:00 | 0 | 0 | 0 | 0 | 12.538 | 72.9009 | 12.538 | 17.8572 | 3.8378 | 0.73909 | 0 | 0 | 15.543 | 2.3142 | 3.8378 | 0 | 9.093 | 3.031 | 15.569 | 15.569 | 4.8898 | 1.1821 | 6.0719 | 0 | 6.0719
2017-02-04 04:00 | 0 | 0 | 0 | 0 | 12.027 | 72.9009 | 12.027 | 17.1294 | 3.6814 | 0.74174 | 0 | 0 | 15.006 | 2.1234 | 3.6814 | 0 | 8.779 | 2.9263 | 14.9533 | 14.9533 | 4.6905 | 1.1413 | 5.8318 | 0 | 5.8318
2017-02-04 05:00 | 0 | 11.845 | 0 | 0 | 11.845 | 60.4325 | 0 | 0 | 0 | 0 | 0 | 0 | 0 | 0 | 0 | 0 | 0 | 0 | 11.845 | 11.845 | 4.6196 | 0 | 4.6196 | 0 | 4.6196
2017-02-04 06:00 | 0 | 11.26 | 0 | 0 | 11.26 | 48.5799 | 0 | 0 | 0 | 0 | 0 | 0 | 0 | 0 | 0 | 0 | 0 | 0 | 11.26 | 11.26 | 4.3914 | 0 | 4.3914 | 0 | 4.3914
2017-02-04 07:00 | 0.08 | 8.886 | 0 | 0 | 8.966 | 39.2262 | 0 | 0 | 0 | 0 | 0 | 0 | 0 | 0 | 0 | 0 | 0 | 0 | 8.966 | 8.966 | 3.4967 | 0 | 3.4967 | 0 | 3.4967
2017-02-04 08:00 | 0.3 | 8.42 | 0 | 0 | 8.72 | 30.363 | 0 | 0 | 0 | 0 | 0 | 0 | 0 | 0 | 0 | 0 | 0 | 0 | 8.72 | 8.72 | 3.4008 | 0 | 3.4008 | 0 | 3.4008
2017-02-04 09:00 | 0.67 | 0 | 0 | 21.287 | 9.383 | 30.363 | 30 | 42.7273 | 9.1827 | 0.8 | 28.7867 | 3.2308 | 71.514 | 0 | 12.4136 | 71.514 | 0 | 0 | 9.383 | 30.67 | 3.6594 | 0 | 3.6594 | 8.3019 | 11.9613
2017-02-04 10:00 | 0.97 | 0 | 21.006 | 0 | 9.964 | 50.3187 | 30 | 42.7273 | 9.1827 | 0.8 | 29.0617 | 3.2617 | 71.789 | 0 | 12.4444 | 71.789 | 0 | 0 | 9.964 | 9.964 | 3.886 | 0 | 3.886 | 0 | 3.886
2017-02-04 11:00 | 1.6 | 0 | 21.2703 | 0.10771 | 10.222 | 70.5255 | 30 | 42.7273 | 9.1827 | 0.8 | 28.6897 | 3.2199 | 71.417 | 0 | 12.4027 | 71.417 | 0 | 0 | 10.222 | 10.3297 | 3.9866 | 0 | 3.9866 | 0.042008 | 4.0286
2017-02-04 12:00 | 1.7 | 0 | 0 | 14.2052 | 10.538 | 70.5255 | 23.0432 | 32.8191 | 7.0533 | 0.8 | 52.9849 | 5.9467 | 85.804 | 0 | 13 | 70.185 | 9.137 | 3.0457 | 13.5837 | 27.7889 | 4.1098 | 1.1878 | 5.2976 | 5.54 | 10.8377
2017-02-04 13:00 | 1.79 | 0 | 0 | 6.328 | 10.462 | 70.5255 | 15 | 21.3636 | 4.5914 | 0.8 | 67.8104 | 7.6106 | 89.174 | 0 | 12.202 | 68.938 | 11.838 | 3.946 | 14.408 | 20.736 | 4.0802 | 1.5389 | 5.6191 | 2.4679 | 8.087
2017-02-04 14:00 | 1.74 | 0 | 13.766 | 0 | 10.474 | 83.6032 | 22.5 | 32.0455 | 6.8871 | 0.68713 | 0 | 0 | 24.35 | 7.6955 | 6.8871 | 0 | 14.245 | 4.7483 | 15.2223 | 15.2223 | 4.0849 | 1.8518 | 5.9367 | 0 | 5.9367
2017-02-04 15:00 | 1.62 | 0 | 6.191 | 0 | 10.429 | 89.4846 | 15 | 21.3636 | 4.5914 | 0.8 | 73.3174 | 8.2287 | 94.681 | 0 | 12.82 | 66.899 | 16.252 | 5.4173 | 15.8463 | 15.8463 | 4.0673 | 2.1128 | 6.1801 | 0 | 6.1801
2017-02-04 16:00 | 1.42 | 0 | 6.029 | 0 | 10.165 | 95.2122 | 14.774 | 21.0418 | 4.5222 | 0.8 | 75.5372 | 8.4778 | 96.579 | 0 | 13 | 66.197 | 17.774 | 5.9247 | 16.0897 | 16.0897 | 3.9644 | 2.3106 | 6.275 | 0 | 6.275
2017-02-04 17:00 | 0.88 | 0 | 21.218 | 0 | 9.662 | 115.3693 | 30 | 42.7273 | 9.1827 | 0.8 | 23.0407 | 2.5859 | 65.768 | 0 | 11.7687 | 65.768 | 0 | 0 | 9.662 | 9.662 | 3.7682 | 0 | 3.7682 | 0 | 3.7682
2017-02-04 18:00 | 0.29 | 0 | 20.036 | 0 | 10.254 | 134.4035 | 30 | 42.7273 | 9.1827 | 0.8 | 22.8527 | 2.5648 | 65.58 | 0 | 11.7476 | 65.58 | 0 | 0 | 10.254 | 10.254 | 3.9991 | 0 | 3.9991 | 0 | 3.9991
2017-02-04 19:00 | 0.04 | 0 | 18.328 | 0 | 11.712 | 151.8151 | 30 | 42.7273 | 9.1827 | 0.8 | 22.9387 | 2.5745 | 65.666 | 0 | 11.7572 | 65.666 | 0 | 0 | 11.712 | 11.712 | 4.5677 | 0 | 4.5677 | 0 | 4.5677
2017-02-04 20:00 | 0 | 18.204 | 0 | 0 | 18.204 | 132.653 | 0 | 0 | 0 | 0 | 0 | 0 | 0 | 0 | 0 | 0 | 0 | 0 | 18.204 | 18.204 | 7.0996 | 0 | 7.0996 | 0 | 7.0996
2017-02-04 21:00 | 0 | 20.116 | 0 | 0 | 20.116 | 111.4783 | 0 | 0 | 0 | 0 | 0 | 0 | 0 | 0 | 0 | 0 | 0 | 0 | 20.116 | 20.116 | 7.8452 | 0 | 7.8452 | 0 | 7.8452
2017-02-04 22:00 | 0 | 19.359 | 0 | 0 | 19.359 | 91.1004 | 0 | 0 | 0 | 0 | 0 | 0 | 0 | 0 | 0 | 0 | 0 | 0 | 19.359 | 19.359 | 7.55 | 0 | 7.55 | 0 | 7.55
2017-02-04 23:00 | 0 | 17.523 | 0 | 0 | 17.523 | 72.6551 | 0 | 0 | 0 | 0 | 0 | 0 | 0 | 0 | 0 | 0 | 0 | 0 | 17.523 | 17.523 | 6.834 | 0 | 6.834 | 0 | 6.834
2017-02-05 | 0 | 0 | 0 | 0 | 14.863 | 72.6551 | 14.863 | 21.1685 | 4.5494 | 0.73969 | 0 | 0 | 18.452 | 2.7165 | 4.5494 | 0 | 10.794 | 3.598 | 18.461 | 18.461 | 5.7966 | 1.4032 | 7.1998 | 0 | 7.1998
2017-02-05 01:00 | 0 | 0 | 0 | 0 | 13.303 | 72.6551 | 13.303 | 18.9467 | 4.0719 | 0.76389 | 0 | 0 | 17.491 | 1.4557 | 4.0719 | 0 | 10.232 | 3.4107 | 16.7137 | 16.7137 | 5.1882 | 1.3302 | 6.5183 | 0 | 6.5183
2017-02-05 02:00 | 0 | 0 | 0 | 0 | 12.064 | 72.6551 | 12.064 | 17.1821 | 3.6927 | 0.77965 | 0 | 0 | 16.438 | 0.74406 | 3.6927 | 0 | 9.616 | 3.2053 | 15.2693 | 15.2693 | 4.705 | 1.2501 | 5.955 | 0 | 5.955
2017-02-05 03:00 | 0 | 0 | 0 | 0 | 12.125 | 72.6551 | 12.125 | 17.2689 | 3.7114 | 0.74619 | 0 | 0 | 15.292 | 1.9769 | 3.7114 | 0 | 8.946 | 2.982 | 15.107 | 15.107 | 4.7287 | 1.163 | 5.8917 | 0 | 5.8917
2017-02-05 04:00 | 0 | 0 | 0.24323 | 0 | 12.457 | 72.8862 | 12.7002 | 18.0882 | 3.8874 | 0.69913 | 0 | 0 | 14.206 | 3.8822 | 3.8874 | 0 | 8.31 | 2.77 | 15.227 | 15.227 | 4.8582 | 1.0803 | 5.9385 | 0 | 5.9385
2017-02-05 05:00 | 0 | 12.038 | 0 | 0 | 12.038 | 60.2146 | 0 | 0 | 0 | 0 | 0 | 0 | 0 | 0 | 0 | 0 | 0 | 0 | 12.038 | 12.038 | 4.6948 | 0 | 4.6948 | 0 | 4.6948
2017-02-05 06:00 | 0 | 11.447 | 0 | 0 | 11.447 | 48.1651 | 0 | 0 | 0 | 0 | 0 | 0 | 0 | 0 | 0 | 0 | 0 | 0 | 11.447 | 11.447 | 4.4643 | 0 | 4.4643 | 0 | 4.4643
2017-02-05 07:00 | 0.04 | 8.773 | 0 | 0 | 8.813 | 38.9304 | 0 | 0 | 0 | 0 | 0 | 0 | 0 | 0 | 0 | 0 | 0 | 0 | 8.813 | 8.813 | 3.4371 | 0 | 3.4371 | 0 | 3.4371
2017-02-05 08:00 | 0.33 | 8.139 | 0 | 0 | 8.469 | 30.363 | 0 | 0 | 0 | 0 | 0 | 0 | 0 | 0 | 0 | 0 | 0 | 0 | 8.469 | 8.469 | 3.3029 | 0 | 3.3029 | 0 | 3.3029
2017-02-05 09:00 | 0.71 | 0 | 0 | 21.523 | 9.187 | 30.363 | 30 | 42.7273 | 9.1827 | 0.8 | 29.0037 | 3.2552 | 71.731 | 0 | 12.4379 | 71.731 | 0 | 0 | 9.187 | 30.71 | 3.5829 | 0 | 3.5829 | 8.394 | 11.9769
2017-02-05 10:00 | 1.28 | 0 | 21.47 | 0 | 9.81 | 50.7595 | 30 | 42.7273 | 9.1827 | 0.8 | 29.1367 | 3.2701 | 71.864 | 0 | 12.4529 | 71.864 | 0 | 0 | 9.81 | 9.81 | 3.8259 | 0 | 3.8259 | 0 | 3.8259
2017-02-05 11:00 | 1.29 | 0 | 5.1745 | 16.0955 | 10.02 | 55.6753 | 30 | 42.7273 | 9.1827 | 0.8 | 28.7717 | 3.2292 | 71.499 | 0 | 12.4119 | 71.499 | 0 | 0 | 10.02 | 26.1155 | 3.9078 | 0 | 3.9078 | 6.2772 | 10.185
2017-02-05 12:00 | 0.93 | 0 | 13.89 | 0 | 10.371 | 68.8708 | 23.331 | 33.229 | 7.1414 | 0.8 | 52.2 | 5.8586 | 85.429 | 0 | 13 | 70.324 | 8.836 | 2.9453 | 13.3163 | 13.3163 | 4.0447 | 1.1487 | 5.1934 | 0 | 5.1934
2017-02-05 13:00 | 0.97 | 0 | 5.578 | 0 | 10.392 | 74.1699 | 15 | 21.3636 | 4.5914 | 0.8 | 67.6664 | 7.5944 | 89.03 | 0 | 12.1858 | 68.991 | 11.723 | 3.9077 | 14.2997 | 14.2997 | 4.0529 | 1.524 | 5.5769 | 0 | 5.5769
2017-02-05 14:00 | 1.04 | 0 | 13.322 | 0 | 10.218 | 86.8258 | 22.5 | 32.0455 | 6.8871 | 0.69304 | 0 | 0 | 24.753 | 7.2925 | 6.8871 | 0 | 14.48 | 4.8267 | 15.0447 | 15.0447 | 3.985 | 1.8824 | 5.8674 | 0 | 5.8674
2017-02-05 15:00 | 0.45 | 0 | 4.628 | 0 | 10.822 | 91.2224 | 15 | 21.3636 | 4.5914 | 0.8 | 73.8464 | 8.288 | 95.21 | 0 | 12.8794 | 66.704 | 16.676 | 5.5587 | 16.3807 | 16.3807 | 4.2206 | 2.1679 | 6.3885 | 0 | 6.3885
2017-02-05 16:00 | 0.44 | 0 | 4.6988 | 0 | 10.087 | 95.6863 | 14.3458 | 20.4319 | 4.3911 | 0.8 | 76.7051 | 8.6089 | 97.137 | 0 | 13 | 65.99 | 18.221 | 6.0737 | 16.1607 | 16.1607 | 3.9339 | 2.3687 | 6.3027 | 0 | 6.3027
2017-02-05 17:00 | 0.6 | 0 | 20.66 | 0 | 9.94 | 115.3133 | 30 | 42.7273 | 9.1827 | 0.8 | 22.8207 | 2.5612 | 65.548 | 0 | 11.744 | 65.548 | 0 | 0 | 9.94 | 9.94 | 3.8766 | 0 | 3.8766 | 0 | 3.8766
2017-02-05 18:00 | 0.33 | 0 | 20.082 | 0 | 10.248 | 134.3912 | 30 | 42.7273 | 9.1827 | 0.8 | 22.6377 | 2.5407 | 65.365 | 0 | 11.7234 | 65.365 | 0 | 0 | 10.248 | 10.248 | 3.9967 | 0 | 3.9967 | 0 | 3.9967
2017-02-05 19:00 | 0.03 | 0 | 18.341 | 0 | 11.689 | 151.8151 | 30 | 42.7273 | 9.1827 | 0.8 | 22.7127 | 2.5491 | 65.44 | 0 | 11.7319 | 65.44 | 0 | 0 | 11.689 | 11.689 | 4.5587 | 0 | 4.5587 | 0 | 4.5587
2017-02-05 20:00 | 0 | 18.857 | 0 | 0 | 18.857 | 131.9656 | 0 | 0 | 0 | 0 | 0 | 0 | 0 | 0 | 0 | 0 | 0 | 0 | 18.857 | 18.857 | 7.3542 | 0 | 7.3542 | 0 | 7.3542
2017-02-05 21:00 | 0 | 19.766 | 0 | 0 | 19.766 | 111.1593 | 0 | 0 | 0 | 0 | 0 | 0 | 0 | 0 | 0 | 0 | 0 | 0 | 19.766 | 19.766 | 7.7087 | 0 | 7.7087 | 0 | 7.7087
2017-02-05 22:00 | 0 | 19.125 | 0 | 0 | 19.125 | 91.0277 | 0 | 0 | 0 | 0 | 0 | 0 | 0 | 0 | 0 | 0 | 0 | 0 | 19.125 | 19.125 | 7.4588 | 0 | 7.4588 | 0 | 7.4588
2017-02-05 23:00 | 0 | 17.888 | 0 | 0 | 17.888 | 72.1983 | 0 | 0 | 0 | 0 | 0 | 0 | 0 | 0 | 0 | 0 | 0 | 0 | 17.888 | 17.888 | 6.9763 | 0 | 6.9763 | 0 | 6.9763
2017-02-06 | 0 | 0.35149 | 0 | 0 | 15.196 | 71.8283 | 14.8445 | 21.1422 | 4.5438 | 0.6988 | 0 | 0 | 16.59 | 4.5522 | 4.5438 | 0 | 9.705 | 3.235 | 18.431 | 18.431 | 5.9264 | 1.2616 | 7.1881 | 0 | 7.1881
2017-02-06 01:00 | 0 | 0 | 0 | 0 | 13.522 | 71.8283 | 13.522 | 19.2586 | 4.139 | 0.68694 | 0 | 0 | 14.626 | 4.6326 | 4.139 | 0 | 8.556 | 2.852 | 16.374 | 16.374 | 5.2736 | 1.1123 | 6.3859 | 0 | 6.3859
2017-02-06 02:00 | 0 | 0 | 0 | 0 | 12.689 | 71.8283 | 12.689 | 18.0722 | 3.884 | 0.6748 | 0 | 0 | 13.258 | 4.8142 | 3.884 | 0 | 7.756 | 2.5853 | 15.2743 | 15.2743 | 4.9487 | 1.0083 | 5.957 | 0 | 5.957
2017-02-06 03:00 | 0 | 0 | 0 | 0 | 12.631 | 71.8283 | 12.631 | 17.9896 | 3.8662 | 0.64129 | 0 | 0 | 11.915 | 6.0746 | 3.8662 | 0 | 6.97 | 2.3233 | 14.9543 | 14.9543 | 4.9261 | 0.9061 | 5.8322 | 0 | 5.8322
2017-02-06 04:00 | 0 | 0 | 0 | 0 | 11.759 | 71.8283 | 11.759 | 16.7477 | 3.5993 | 0.63643 | 0 | 0 | 10.919 | 5.8287 | 3.5993 | 0 | 6.387 | 2.129 | 13.888 | 13.888 | 4.586 | 0.83031 | 5.4163 | 0 | 5.4163
2017-02-06 05:00 | 0 | 11.857 | 0 | 0 | 11.857 | 59.3472 | 0 | 0 | 0 | 0 | 0 | 0 | 0 | 0 | 0 | 0 | 0 | 0 | 11.857 | 11.857 | 4.6242 | 0 | 4.6242 | 0 | 4.6242
2017-02-06 06:00 | 0 | 11.38 | 0 | 0 | 11.38 | 47.3683 | 0 | 0 | 0 | 0 | 0 | 0 | 0 | 0 | 0 | 0 | 0 | 0 | 11.38 | 11.38 | 4.4382 | 0 | 4.4382 | 0 | 4.4382
2017-02-06 07:00 | 0.02 | 8.517 | 0 | 0 | 8.537 | 38.403 | 0 | 0 | 0 | 0 | 0 | 0 | 0 | 0 | 0 | 0 | 0 | 0 | 8.537 | 8.537 | 3.3294 | 0 | 3.3294 | 0 | 3.3294
2017-02-06 08:00 | 0.17 | 7.638 | 0 | 0 | 7.808 | 30.363 | 0 | 0 | 0 | 0 | 0 | 0 | 0 | 0 | 0 | 0 | 0 | 0 | 7.808 | 7.808 | 3.0451 | 0 | 3.0451 | 0 | 3.0451
2017-02-06 09:00 | 0.32 | 0 | 9.9538 | 11.8752 | 8.491 | 39.8192 | 30 | 42.7273 | 9.1827 | 0.8 | 29.9507 | 3.3615 | 72.678 | 0 | 12.5442 | 72.678 | 0 | 0 | 8.491 | 20.3662 | 3.3115 | 0 | 3.3115 | 4.6313 | 7.9428
2017-02-06 10:00 | 0.38 | 0 | 21.607 | 0 | 8.773 | 60.3458 | 30 | 42.7273 | 9.1827 | 0.8 | 30.1547 | 3.3844 | 72.882 | 0 | 12.5671 | 72.882 | 0 | 0 | 8.773 | 8.773 | 3.4215 | 0 | 3.4215 | 0 | 3.4215
2017-02-06 11:00 | 0.34 | 0 | 0 | 20.898 | 9.442 | 60.3458 | 30 | 42.7273 | 9.1827 | 0.8 | 29.8077 | 3.3454 | 72.535 | 0 | 12.5282 | 72.535 | 0 | 0 | 9.442 | 30.34 | 3.6824 | 0 | 3.6824 | 8.1502 | 11.8326
2017-02-06 12:00 | 0.53 | 0 | 15.4355 | 0 | 10.074 | 75.0095 | 24.9795 | 35.5768 | 7.646 | 0.8 | 47.7042 | 5.354 | 83.281 | 0 | 13 | 71.119 | 7.114 | 2.3713 | 12.4453 | 12.4453 | 3.9289 | 0.92482 | 4.8537 | 0 | 4.8537
2017-02-06 13:00 | 0.69 | 0 | 5.524 | 0 | 10.166 | 80.2573 | 15 | 21.3636 | 4.5914 | 0.8 | 65.7724 | 7.3819 | 87.136 | 0 | 11.9732 | 69.692 | 10.204 | 3.4013 | 13.5673 | 13.5673 | 3.9647 | 1.3265 | 5.2913 | 0 | 5.2913
2017-02-06 14:00 | 0.84 | 0 | 5.915 | 0 | 9.925 | 85.8766 | 15 | 21.3636 | 4.5914 | 0.8 | 0.84736 | 0.095103 | 22.211 | 0 | 4.6865 | 0 | 12.993 | 4.331 | 14.256 | 14.256 | 3.8708 | 1.6891 | 5.5598 | 0 | 5.5598
2017-02-06 15:00 | 0.86 | 0 | 5.722 | 0 | 10.138 | 91.3125 | 15 | 21.3636 | 4.5914 | 0.8 | 72.1604 | 8.0988 | 93.524 | 0 | 12.6902 | 67.328 | 15.325 | 5.1083 | 15.2463 | 15.2463 | 3.9538 | 1.9923 | 5.9461 | 0 | 5.9461
2017-02-06 16:00 | 1.2 | 0 | 5.999 | 0 | 10.201 | 97.0115 | 15 | 21.3636 | 4.5914 | 0.8 | 74.2764 | 8.3363 | 95.64 | 0 | 12.9277 | 66.545 | 17.021 | 5.6737 | 15.8747 | 15.8747 | 3.9784 | 2.2127 | 6.1911 | 0 | 6.1911
2017-02-06 17:00 | 0.86 | 0 | 20.584 | 0 | 10.276 | 116.5663 | 30 | 42.7273 | 9.1827 | 0.8 | 23.3047 | 2.6156 | 66.032 | 0 | 11.7983 | 66.032 | 0 | 0 | 10.276 | 10.276 | 4.0076 | 0 | 4.0076 | 0 | 4.0076
2017-02-06 18:00 | 0.41 | 0 | 19.554 | 0 | 10.856 | 135.1426 | 30 | 42.7273 | 9.1827 | 0.8 | 23.0547 | 2.5875 | 65.782 | 0 | 11.7702 | 65.782 | 0 | 0 | 10.856 | 10.856 | 4.2338 | 0 | 4.2338 | 0 | 4.2338
2017-02-06 19:00 | 0.04 | 0 | 17.55 | 0 | 12.49 | 151.8151 | 30 | 42.7273 | 9.1827 | 0.8 | 23.1007 | 2.5927 | 65.828 | 0 | 11.7754 | 65.828 | 0 | 0 | 12.49 | 12.49 | 4.8711 | 0 | 4.8711 | 0 | 4.8711
2017-02-06 20:00 | 0 | 18.597 | 0 | 0 | 18.597 | 132.2393 | 0 | 0 | 0 | 0 | 0 | 0 | 0 | 0 | 0 | 0 | 0 | 0 | 18.597 | 18.597 | 7.2528 | 0 | 7.2528 | 0 | 7.2528
2017-02-06 21:00 | 0 | 19.45 | 0 | 0 | 19.45 | 111.7656 | 0 | 0 | 0 | 0 | 0 | 0 | 0 | 0 | 0 | 0 | 0 | 0 | 19.45 | 19.45 | 7.5855 | 0 | 7.5855 | 0 | 7.5855
2017-02-06 22:00 | 0 | 19.19 | 0 | 0 | 19.19 | 91.5656 | 0 | 0 | 0 | 0 | 0 | 0 | 0 | 0 | 0 | 0 | 0 | 0 | 19.19 | 19.19 | 7.4841 | 0 | 7.4841 | 0 | 7.4841
2017-02-06 23:00 | 0 | 17.611 | 0 | 0 | 17.611 | 73.0277 | 0 | 0 | 0 | 0 | 0 | 0 | 0 | 0 | 0 | 0 | 0 | 0 | 17.611 | 17.611 | 6.8683 | 0 | 6.8683 | 0 | 6.8683
2017-02-07 | 0 | 1.113 | 0 | 0 | 16.113 | 71.8562 | 15 | 21.3636 | 4.5914 | 0.67978 | 0 | 0 | 15.899 | 5.4646 | 4.5914 | 0 | 9.301 | 3.1003 | 19.2133 | 19.2133 | 6.2841 | 1.2091 | 7.4932 | 0 | 7.4932
2017-02-07 01:00 | 0 | 0 | 0 | 0 | 14.246 | 71.8562 | 14.246 | 20.2898 | 4.3606 | 0.65831 | 0 | 0 | 14.173 | 6.1168 | 4.3606 | 0 | 8.291 | 2.7637 | 17.0097 | 17.0097 | 5.5559 | 1.0778 | 6.6338 | 0 | 6.6338
2017-02-07 02:00 | 0 | 0 | 0 | 0 | 13.352 | 71.8562 | 13.352 | 19.0165 | 4.0869 | 0.65244 | 0 | 0 | 13.046 | 5.9705 | 4.0869 | 0 | 7.632 | 2.544 | 15.896 | 15.896 | 5.2073 | 0.99216 | 6.1994 | 0 | 6.1994
2017-02-07 03:00 | 0 | 0 | 0 | 0 | 11.797 | 71.8562 | 11.797 | 16.8018 | 3.611 | 0.66736 | 0 | 0 | 12.06 | 4.7418 | 3.611 | 0 | 7.055 | 2.3517 | 14.1487 | 14.1487 | 4.6008 | 0.91715 | 5.518 | 0 | 5.518
2017-02-07 04:00 | 0 | 1.1025 | 0 | 0 | 11.834 | 70.6957 | 10.7315 | 15.2843 | 3.2848 | 0.66564 | 0 | 0 | 10.915 | 4.3693 | 3.2848 | 0 | 6.385 | 2.1283 | 13.9623 | 13.9623 | 4.6153 | 0.83005 | 5.4453 | 0 | 5.4453
2017-02-07 05:00 | 0 | 11.491 | 0 | 0 | 11.491 | 58.5999 | 0 | 0 | 0 | 0 | 0 | 0 | 0 | 0 | 0 | 0 | 0 | 0 | 11.491 | 11.491 | 4.4815 | 0 | 4.4815 | 0 | 4.4815
2017-02-07 06:00 | 0 | 10.743 | 0 | 0 | 10.743 | 47.2914 | 0 | 0 | 0 | 0 | 0 | 0 | 0 | 0 | 0 | 0 | 0 | 0 | 10.743 | 10.743 | 4.1898 | 0 | 4.1898 | 0 | 4.1898
2017-02-07 07:00 | 0.03 | 8.272 | 0 | 0 | 8.302 | 38.5841 | 0 | 0 | 0 | 0 | 0 | 0 | 0 | 0 | 0 | 0 | 0 | 0 | 8.302 | 8.302 | 3.2378 | 0 | 3.2378 | 0 | 3.2378
2017-02-07 08:00 | 0.15 | 7.81 | 0 | 0 | 7.96 | 30.363 | 0 | 0 | 0 | 0 | 0 | 0 | 0 | 0 | 0 | 0 | 0 | 0 | 7.96 | 7.96 | 3.1044 | 0 | 3.1044 | 0 | 3.1044
2017-02-07 09:00 | 0.47 | 0 | 0 | 21.566 | 8.904 | 30.363 | 30 | 42.7273 | 9.1827 | 0.8 | 29.5567 | 3.3173 | 72.284 | 0 | 12.5 | 72.284 | 0 | 0 | 8.904 | 30.47 | 3.4726 | 0 | 3.4726 | 8.4107 | 11.8833
2017-02-07 10:00 | 0.73 | 0 | 11.9719 | 9.4771 | 9.281 | 41.7364 | 30 | 42.7273 | 9.1827 | 0.8 | 29.6647 | 3.3294 | 72.392 | 0 | 12.5121 | 72.392 | 0 | 0 | 9.281 | 18.7581 | 3.6196 | 0 | 3.6196 | 3.6961 | 7.3156
2017-02-07 11:00 | 0.85 | 0 | 21.116 | 0 | 9.734 | 61.7966 | 30 | 42.7273 | 9.1827 | 0.8 | 29.2947 | 3.2878 | 72.022 | 0 | 12.4706 | 72.022 | 0 | 0 | 9.734 | 9.734 | 3.7963 | 0 | 3.7963 | 0 | 3.7963
2017-02-07 12:00 | 0.8 | 0 | 14.6359 | 0 | 10.304 | 75.7007 | 24.1399 | 34.381 | 7.389 | 0.8 | 49.994 | 5.611 | 84.375 | 0 | 13 | 70.714 | 7.991 | 2.6637 | 12.9677 | 12.9677 | 4.0186 | 1.0388 | 5.0574 | 0 | 5.0574
2017-02-07 13:00 | 1.04 | 0 | 5.183 | 0 | 10.857 | 80.6245 | 15 | 21.3636 | 4.5914 | 0.8 | 67.0214 | 7.522 | 88.385 | 0 | 12.1134 | 69.23 | 11.206 | 3.7353 | 14.5923 | 14.5923 | 4.2342 | 1.4568 | 5.691 | 0 | 5.691
2017-02-07 14:00 | 0.92 | 0 | 5.464 | 0 | 10.456 | 85.8153 | 15 | 21.3636 | 4.5914 | 0.8 | 2.8124 | 0.31564 | 24.176 | 0 | 4.907 | 0 | 14.143 | 4.7143 | 15.1703 | 15.1703 | 4.0778 | 1.8386 | 5.9164 | 0 | 5.9164
2017-02-07 15:00 | 0.95 | 0 | 5.764 | 0 | 10.186 | 91.2911 | 15 | 21.3636 | 4.5914 | 0.8 | 73.7634 | 8.2787 | 95.127 | 0 | 12.8701 | 66.734 | 16.61 | 5.5367 | 15.7227 | 15.7227 | 3.9725 | 2.1593 | 6.1318 | 0 | 6.1318
2017-02-07 16:00 | 0.78 | 0 | 5.2125 | 0 | 9.68 | 96.243 | 14.1125 | 20.0996 | 4.3197 | 0.8 | 77.3414 | 8.6803 | 97.441 | 0 | 13 | 65.878 | 18.464 | 6.1547 | 15.8347 | 15.8347 | 3.7752 | 2.4003 | 6.1755 | 0 | 6.1755
2017-02-07 17:00 | 0.48 | 0 | 20.605 | 0 | 9.875 | 115.8177 | 30 | 42.7273 | 9.1827 | 0.8 | 22.6397 | 2.5409 | 65.367 | 0 | 11.7237 | 65.367 | 0 | 0 | 9.875 | 9.875 | 3.8512 | 0 | 3.8512 | 0 | 3.8512
2017-02-07 18:00 | 0.28 | 0 | 19.772 | 0 | 10.508 | 134.6011 | 30 | 42.7273 | 9.1827 | 0.8 | 22.4267 | 2.517 | 65.154 | 0 | 11.6998 | 65.154 | 0 | 0 | 10.508 | 10.508 | 4.0981 | 0 | 4.0981 | 0 | 4.0981
2017-02-07 19:00 | 0.03 | 0 | 18.12 | 0 | 11.91 | 151.8151 | 30 | 42.7273 | 9.1827 | 0.8 | 22.5157 | 2.527 | 65.243 | 0 | 11.7098 | 65.243 | 0 | 0 | 11.91 | 11.91 | 4.6449 | 0 | 4.6449 | 0 | 4.6449
2017-02-07 20:00 | 0 | 19.364 | 0 | 0 | 19.364 | 131.432 | 0 | 0 | 0 | 0 | 0 | 0 | 0 | 0 | 0 | 0 | 0 | 0 | 19.364 | 19.364 | 7.552 | 0 | 7.552 | 0 | 7.552
2017-02-07 21:00 | 0 | 20.866 | 0 | 0 | 20.866 | 109.4677 | 0 | 0 | 0 | 0 | 0 | 0 | 0 | 0 | 0 | 0 | 0 | 0 | 20.866 | 20.866 | 8.1377 | 0 | 8.1377 | 0 | 8.1377
2017-02-07 22:00 | 0 | 19.386 | 0 | 0 | 19.386 | 89.0614 | 0 | 0 | 0 | 0 | 0 | 0 | 0 | 0 | 0 | 0 | 0 | 0 | 19.386 | 19.386 | 7.5605 | 0 | 7.5605 | 0 | 7.5605
2017-02-07 23:00 | 0 | 17.356 | 0 | 0 | 17.356 | 70.792 | 0 | 0 | 0 | 0 | 0 | 0 | 0 | 0 | 0 | 0 | 0 | 0 | 17.356 | 17.356 | 6.7688 | 0 | 6.7688 | 0 | 6.7688
2017-02-08 | 0 | 0.51023 | 0 | 0 | 15.322 | 70.2549 | 14.8118 | 21.0956 | 4.5338 | 0.73482 | 0 | 0 | 18.17 | 2.9256 | 4.5338 | 0 | 10.629 | 3.543 | 18.865 | 18.865 | 5.9756 | 1.3818 | 7.3573 | 0 | 7.3573
2017-02-08 01:00 | 0 | 0 | 0 | 0 | 13.164 | 70.2549 | 13.164 | 18.7487 | 4.0294 | 0.75408 | 0 | 0 | 16.917 | 1.8317 | 4.0294 | 0 | 9.896 | 3.2987 | 16.4627 | 16.4627 | 5.134 | 1.2865 | 6.4204 | 0 | 6.4204
2017-02-08 02:00 | 0 | 0 | 0 | 0 | 12.099 | 70.2549 | 12.099 | 17.2319 | 3.7034 | 0.779 | 0 | 0 | 16.462 | 0.76991 | 3.7034 | 0 | 9.63 | 3.21 | 15.309 | 15.309 | 4.7186 | 1.2519 | 5.9705 | 0 | 5.9705
2017-02-08 03:00 | 0 | 0 | 0.083702 | 0 | 11.335 | 70.3344 | 11.4187 | 16.263 | 3.4952 | 0.8 | 0 | 0 | 16.263 | 0 | 3.4952 | 0 | 9.514 | 3.1713 | 14.5063 | 14.5063 | 4.4207 | 1.2368 | 5.6575 | 0 | 5.6575
2017-02-08 04:00 | 0 | 0 | 0.42681 | 0 | 10.994 | 70.7399 | 11.4208 | 16.266 | 3.4958 | 0.8 | 0 | 0 | 16.266 | 0 | 3.4958 | 0 | 9.516 | 3.172 | 14.166 | 14.166 | 4.2877 | 1.2371 | 5.5247 | 0 | 5.5247
2017-02-08 05:00 | 0 | 10.889 | 0 | 0 | 10.889 | 59.2778 | 0 | 0 | 0 | 0 | 0 | 0 | 0 | 0 | 0 | 0 | 0 | 0 | 10.889 | 10.889 | 4.2467 | 0 | 4.2467 | 0 | 4.2467
2017-02-08 06:00 | 0 | 10.822 | 0 | 0 | 10.822 | 47.8862 | 0 | 0 | 0 | 0 | 0 | 0 | 0 | 0 | 0 | 0 | 0 | 0 | 10.822 | 10.822 | 4.2206 | 0 | 4.2206 | 0 | 4.2206
2017-02-08 07:00 | 0.06 | 8.668 | 0 | 0 | 8.728 | 38.762 | 0 | 0 | 0 | 0 | 0 | 0 | 0 | 0 | 0 | 0 | 0 | 0 | 8.728 | 8.728 | 3.4039 | 0 | 3.4039 | 0 | 3.4039
2017-02-08 08:00 | 0.45 | 7.979 | 0 | 0 | 8.429 | 30.363 | 0 | 0 | 0 | 0 | 0 | 0 | 0 | 0 | 0 | 0 | 0 | 0 | 8.429 | 8.429 | 3.2873 | 0 | 3.2873 | 0 | 3.2873
2017-02-08 09:00 | 0.85 | 0 | 1.8062 | 20.4708 | 8.573 | 32.0789 | 30 | 42.7273 | 9.1827 | 0.8 | 27.7417 | 3.1135 | 70.469 | 0 | 12.2963 | 70.469 | 0 | 0 | 8.573 | 29.0438 | 3.3435 | 0 | 3.3435 | 7.9836 | 11.3271
2017-02-08 10:00 | 1.31 | 0 | 21.946 | 0 | 9.364 | 52.9276 | 30 | 42.7273 | 9.1827 | 0.8 | 27.9697 | 3.1391 | 70.697 | 0 | 12.3219 | 70.697 | 0 | 0 | 9.364 | 9.364 | 3.652 | 0 | 3.652 | 0 | 3.652
2017-02-08 11:00 | 1.41 | 0 | 21.692 | 0 | 9.718 | 73.535 | 30 | 42.7273 | 9.1827 | 0.8 | 27.9127 | 3.1327 | 70.64 | 0 | 12.3155 | 70.64 | 0 | 0 | 9.718 | 9.718 | 3.79 | 0 | 3.79 | 0 | 3.79
2017-02-08 12:00 | 1.42 | 0 | 0 | 14.1122 | 10.295 | 73.535 | 22.9872 | 32.7393 | 7.0362 | 0.8 | 53.1377 | 5.9638 | 85.877 | 0 | 13 | 70.158 | 9.195 | 3.065 | 13.36 | 27.4722 | 4.015 | 1.1953 | 5.2104 | 5.5038 | 10.7142
2017-02-08 13:00 | 1.61 | 0 | 6.002 | 0 | 10.608 | 79.2369 | 15 | 21.3636 | 4.5914 | 0.8 | 65.5624 | 7.3583 | 86.926 | 0 | 11.9497 | 69.77 | 10.036 | 3.3453 | 13.9533 | 13.9533 | 4.1371 | 1.3047 | 5.4418 | 0 | 5.4418
2017-02-08 14:00 | 1.6 | 0 | 5.3007 | 0 | 10.009 | 84.2727 | 13.7097 | 19.526 | 4.1964 | 0.8 | 0 | 0 | 19.526 | 0 | 4.1964 | 0 | 11.423 | 3.8077 | 13.8167 | 13.8167 | 3.9035 | 1.485 | 5.3885 | 0 | 5.3885
2017-02-08 15:00 | 1.05 | 0 | 5.969 | 0 | 10.081 | 89.9432 | 15 | 21.3636 | 4.5914 | 0.8 | 70.7524 | 7.9408 | 92.116 | 0 | 12.5321 | 67.849 | 14.196 | 4.732 | 14.813 | 14.813 | 3.9316 | 1.8455 | 5.7771 | 0 | 5.7771
2017-02-08 16:00 | 0.89 | 0 | 5.621 | 0 | 10.269 | 95.2832 | 15 | 21.3636 | 4.5914 | 0.8 | 73.6514 | 8.2661 | 95.015 | 0 | 12.8575 | 66.776 | 16.52 | 5.5067 | 15.7757 | 15.7757 | 4.0049 | 2.1476 | 6.1525 | 0 | 6.1525
2017-02-08 17:00 | 0.66 | 0 | 20.324 | 0 | 10.336 | 114.591 | 30 | 42.7273 | 9.1827 | 0.8 | 23.3647 | 2.6223 | 66.092 | 0 | 11.805 | 66.092 | 0 | 0 | 10.336 | 10.336 | 4.031 | 0 | 4.031 | 0 | 4.031
2017-02-08 18:00 | 0.24 | 0 | 19.492 | 0 | 10.748 | 133.1084 | 30 | 42.7273 | 9.1827 | 0.8 | 23.1417 | 2.5973 | 65.869 | 0 | 11.78 | 65.869 | 0 | 0 | 10.748 | 10.748 | 4.1917 | 0 | 4.1917 | 0 | 4.1917
2017-02-08 19:00 | 0.04 | 0 | 17.447 | 0 | 12.593 | 149.683 | 30 | 42.7273 | 9.1827 | 0.8 | 23.2507 | 2.6095 | 65.978 | 0 | 11.7922 | 65.978 | 0 | 0 | 12.593 | 12.593 | 4.9113 | 0 | 4.9113 | 0 | 4.9113
2017-02-08 20:00 | 0 | 18.878 | 0 | 0 | 18.878 | 129.8114 | 0 | 0 | 0 | 0 | 0 | 0 | 0 | 0 | 0 | 0 | 0 | 0 | 18.878 | 18.878 | 7.3624 | 0 | 7.3624 | 0 | 7.3624
2017-02-08 21:00 | 0 | 19.369 | 0 | 0 | 19.369 | 109.423 | 0 | 0 | 0 | 0 | 0 | 0 | 0 | 0 | 0 | 0 | 0 | 0 | 19.369 | 19.369 | 7.5539 | 0 | 7.5539 | 0 | 7.5539
2017-02-08 22:00 | 0 | 18.281 | 0 | 0 | 18.281 | 90.1798 | 0 | 0 | 0 | 0 | 0 | 0 | 0 | 0 | 0 | 0 | 0 | 0 | 18.281 | 18.281 | 7.1296 | 0 | 7.1296 | 0 | 7.1296
2017-02-08 23:00 | 0 | 16.673 | 0 | 0 | 16.673 | 72.6293 | 0 | 0 | 0 | 0 | 0 | 0 | 0 | 0 | 0 | 0 | 0 | 0 | 16.673 | 16.673 | 6.5025 | 0 | 6.5025 | 0 | 6.5025
2017-02-09 | 0 | 0.26915 | 0 | 0 | 14.08 | 72.346 | 13.8109 | 19.67 | 4.2274 | 0.8 | 0 | 0 | 19.67 | 0 | 4.2274 | 0 | 11.507 | 3.8357 | 17.9157 | 17.9157 | 5.4912 | 1.4959 | 6.9871 | 0 | 6.9871
2017-02-09 01:00 | 0 | 0.33157 | 0 | 0 | 13.177 | 71.997 | 12.8454 | 18.295 | 3.9319 | 0.8 | 0 | 0 | 18.295 | 0 | 3.9319 | 0 | 10.703 | 3.5677 | 16.7447 | 16.7447 | 5.139 | 1.3914 | 6.5304 | 0 | 6.5304
2017-02-09 02:00 | 0 | 0.358 | 0 | 0 | 12.535 | 71.6201 | 12.177 | 17.343 | 3.7273 | 0.8 | 0 | 0 | 17.343 | 0 | 3.7273 | 0 | 10.146 | 3.382 | 15.917 | 15.917 | 4.8887 | 1.319 | 6.2076 | 0 | 6.2076
2017-02-09 03:00 | 0 | 0.51553 | 0 | 0 | 12.121 | 71.0775 | 11.6055 | 16.529 | 3.5523 | 0.8 | 0 | 0 | 16.529 | 0 | 3.5523 | 0 | 9.67 | 3.2233 | 15.3443 | 15.3443 | 4.7272 | 1.2571 | 5.9843 | 0 | 5.9843
2017-02-09 04:00 | 0 | 0.41272 | 0 | 0 | 11.79 | 70.643 | 11.3773 | 16.204 | 3.4825 | 0.8 | 0 | 0 | 16.204 | 0 | 3.4825 | 0 | 9.479 | 3.1597 | 14.9497 | 14.9497 | 4.5981 | 1.2323 | 5.8304 | 0 | 5.8304
2017-02-09 05:00 | 0 | 11.098 | 0 | 0 | 11.098 | 58.9609 | 0 | 0 | 0 | 0 | 0 | 0 | 0 | 0 | 0 | 0 | 0 | 0 | 11.098 | 11.098 | 4.3282 | 0 | 4.3282 | 0 | 4.3282
2017-02-09 06:00 | 0 | 10.903 | 0 | 0 | 10.903 | 47.4841 | 0 | 0 | 0 | 0 | 0 | 0 | 0 | 0 | 0 | 0 | 0 | 0 | 10.903 | 10.903 | 4.2522 | 0 | 4.2522 | 0 | 4.2522
2017-02-09 07:00 | 0.09 | 8.446 | 0 | 0 | 8.536 | 38.5935 | 0 | 0 | 0 | 0 | 0 | 0 | 0 | 0 | 0 | 0 | 0 | 0 | 8.536 | 8.536 | 3.329 | 0 | 3.329 | 0 | 3.329
2017-02-09 08:00 | 0.45 | 7.819 | 0 | 0 | 8.269 | 30.363 | 0 | 0 | 0 | 0 | 0 | 0 | 0 | 0 | 0 | 0 | 0 | 0 | 8.269 | 8.269 | 3.2249 | 0 | 3.2249 | 0 | 3.2249
2017-02-09 09:00 | 0.94 | 0 | 0 | 21.66 | 9.28 | 30.363 | 30 | 42.7273 | 9.1827 | 0.8 | 27.6067 | 3.0984 | 70.334 | 0 | 12.2811 | 70.334 | 0 | 0 | 9.28 | 30.94 | 3.6192 | 0 | 3.6192 | 8.4474 | 12.0666
2017-02-09 10:00 | 1.26 | 0 | 21.52 | 0 | 9.74 | 50.807 | 30 | 42.7273 | 9.1827 | 0.8 | 27.7177 | 3.1109 | 70.445 | 0 | 12.2936 | 70.445 | 0 | 0 | 9.74 | 9.74 | 3.7986 | 0 | 3.7986 | 0 | 3.7986
2017-02-09 11:00 | 1.45 | 0 | 18.3303 | 3.2677 | 9.852 | 68.2208 | 30 | 42.7273 | 9.1827 | 0.8 | 27.4407 | 3.0798 | 70.168 | 0 | 12.2625 | 70.168 | 0 | 0 | 9.852 | 13.1197 | 3.8423 | 0 | 3.8423 | 1.2744 | 5.1167
2017-02-09 12:00 | 1.73 | 0 | 6.879 | 0 | 9.851 | 74.7559 | 15 | 21.3636 | 4.5914 | 0.8 | 66.1584 | 7.4252 | 87.522 | 0 | 12.0165 | 69.549 | 10.514 | 3.5047 | 13.3557 | 13.3557 | 3.8419 | 1.3668 | 5.2087 | 0 | 5.2087
2017-02-09 13:00 | 1.41 | 0 | 5.91 | 0 | 10.5 | 80.3704 | 15 | 21.3636 | 4.5914 | 0.8 | 68.0114 | 7.6331 | 89.375 | 0 | 12.2245 | 68.863 | 11.999 | 3.9997 | 14.4997 | 14.4997 | 4.095 | 1.5599 | 5.6549 | 0 | 5.6549
2017-02-09 14:00 | 1.54 | 0 | 6.193 | 0 | 10.347 | 86.2537 | 15 | 21.3636 | 4.5914 | 0.8 | 2.2114 | 0.24819 | 23.575 | 0 | 4.8396 | 0 | 13.792 | 4.5973 | 14.9443 | 14.9443 | 4.0353 | 1.793 | 5.8283 | 0 | 5.8283
2017-02-09 15:00 | 1.36 | 0 | 5.902 | 0 | 10.458 | 91.8606 | 15 | 21.3636 | 4.5914 | 0.8 | 72.0674 | 8.0884 | 93.431 | 0 | 12.6797 | 67.362 | 15.251 | 5.0837 | 15.5417 | 15.5417 | 4.0786 | 1.9826 | 6.0613 | 0 | 6.0613
2017-02-09 16:00 | 1.17 | 0 | 5.507 | 0 | 10.663 | 97.0923 | 15 | 21.3636 | 4.5914 | 0.8 | 73.3464 | 8.2319 | 94.71 | 0 | 12.8233 | 66.889 | 16.276 | 5.4253 | 16.0883 | 16.0883 | 4.1586 | 2.1159 | 6.2745 | 0 | 6.2745
2017-02-09 17:00 | 0.81 | 0 | 20.867 | 0 | 9.943 | 116.9159 | 30 | 42.7273 | 9.1827 | 0.8 | 23.8987 | 2.6822 | 66.626 | 0 | 11.865 | 66.626 | 0 | 0 | 9.943 | 9.943 | 3.8778 | 0 | 3.8778 | 0 | 3.8778
2017-02-09 18:00 | 0.38 | 0 | 19.215 | 0 | 11.165 | 135.1702 | 30 | 42.7273 | 9.1827 | 0.8 | 23.8777 | 2.6799 | 66.605 | 0 | 11.8626 | 66.605 | 0 | 0 | 11.165 | 11.165 | 4.3544 | 0 | 4.3544 | 0 | 4.3544
2017-02-09 19:00 | 0.05 | 0 | 17.521 | 0 | 12.529 | 151.8151 | 30 | 42.7273 | 9.1827 | 0.8 | 23.9387 | 2.6867 | 66.666 | 0 | 11.8695 | 66.666 | 0 | 0 | 12.529 | 12.529 | 4.8863 | 0 | 4.8863 | 0 | 4.8863
2017-02-09 20:00 | 0 | 19.178 | 0 | 0 | 19.178 | 131.6277 | 0 | 0 | 0 | 0 | 0 | 0 | 0 | 0 | 0 | 0 | 0 | 0 | 19.178 | 19.178 | 7.4794 | 0 | 7.4794 | 0 | 7.4794
2017-02-09 21:00 | 0 | 20.507 | 0 | 0 | 20.507 | 110.0414 | 0 | 0 | 0 | 0 | 0 | 0 | 0 | 0 | 0 | 0 | 0 | 0 | 20.507 | 20.507 | 7.9977 | 0 | 7.9977 | 0 | 7.9977
2017-02-09 22:00 | 0 | 18.898 | 0 | 0 | 18.898 | 90.1488 | 0 | 0 | 0 | 0 | 0 | 0 | 0 | 0 | 0 | 0 | 0 | 0 | 18.898 | 18.898 | 7.3702 | 0 | 7.3702 | 0 | 7.3702
2017-02-09 23:00 | 0 | 17.262 | 0 | 0 | 17.262 | 71.9783 | 0 | 0 | 0 | 0 | 0 | 0 | 0 | 0 | 0 | 0 | 0 | 0 | 17.262 | 17.262 | 6.7322 | 0 | 6.7322 | 0 | 6.7322
2017-02-10 | 0 | 1.2795 | 0 | 0 | 14.772 | 70.6314 | 13.4925 | 19.2166 | 4.1299 | 0.74593 | 0 | 0 | 17.006 | 2.2106 | 4.1299 | 0 | 9.949 | 3.3163 | 18.0883 | 18.0883 | 5.7611 | 1.2934 | 7.0545 | 0 | 7.0545
2017-02-10 01:00 | 0 | 0 | 0 | 0 | 13.518 | 70.6314 | 13.518 | 19.2529 | 4.1377 | 0.73121 | 0 | 0 | 16.435 | 2.8179 | 4.1377 | 0 | 9.614 | 3.2047 | 16.7227 | 16.7227 | 5.272 | 1.2498 | 6.5218 | 0 | 6.5218
2017-02-10 02:00 | 0 | 0 | 0 | 0 | 12.022 | 70.6314 | 12.022 | 17.1222 | 3.6798 | 0.76209 | 0 | 0 | 15.741 | 1.3812 | 3.6798 | 0 | 9.209 | 3.0697 | 15.0917 | 15.0917 | 4.6886 | 1.1972 | 5.8857 | 0 | 5.8857
2017-02-10 03:00 | 0 | 0 | 0 | 0 | 11.229 | 70.6314 | 11.229 | 15.9928 | 3.4371 | 0.76474 | 0 | 0 | 14.793 | 1.1998 | 3.4371 | 0 | 8.654 | 2.8847 | 14.1137 | 14.1137 | 4.3793 | 1.125 | 5.5043 | 0 | 5.5043
2017-02-10 04:00 | 0 | 0 | 0 | 0 | 11.592 | 70.6314 | 11.592 | 16.5098 | 3.5482 | 0.70936 | 0 | 0 | 13.326 | 3.1838 | 3.5482 | 0 | 7.796 | 2.5987 | 14.1907 | 14.1907 | 4.5209 | 1.0135 | 5.5344 | 0 | 5.5344
2017-02-10 05:00 | 0 | 11.214 | 0 | 0 | 11.214 | 58.8272 | 0 | 0 | 0 | 0 | 0 | 0 | 0 | 0 | 0 | 0 | 0 | 0 | 11.214 | 11.214 | 4.3735 | 0 | 4.3735 | 0 | 4.3735
2017-02-10 06:00 | 0 | 10.589 | 0 | 0 | 10.589 | 47.6809 | 0 | 0 | 0 | 0 | 0 | 0 | 0 | 0 | 0 | 0 | 0 | 0 | 10.589 | 10.589 | 4.1297 | 0 | 4.1297 | 0 | 4.1297
2017-02-10 07:00 | 0.05 | 8.569 | 0 | 0 | 8.619 | 38.6609 | 0 | 0 | 0 | 0 | 0 | 0 | 0 | 0 | 0 | 0 | 0 | 0 | 8.619 | 8.619 | 3.3614 | 0 | 3.3614 | 0 | 3.3614
2017-02-10 08:00 | 0.23 | 7.883 | 0 | 0 | 8.113 | 30.363 | 0 | 0 | 0 | 0 | 0 | 0 | 0 | 0 | 0 | 0 | 0 | 0 | 8.113 | 8.113 | 3.1641 | 0 | 3.1641 | 0 | 3.1641
2017-02-10 09:00 | 0.51 | 0 | 21.85 | 0 | 8.66 | 51.1205 | 30 | 42.7273 | 9.1827 | 0.8 | 29.1497 | 3.2716 | 71.877 | 0 | 12.4543 | 71.877 | 0 | 0 | 8.66 | 8.66 | 3.3774 | 0 | 3.3774 | 0 | 3.3774
2017-02-10 10:00 | 0.91 | 0 | 22.06 | 0 | 8.85 | 72.0775 | 30 | 42.7273 | 9.1827 | 0.8 | 29.2807 | 3.2863 | 72.008 | 0 | 12.469 | 72.008 | 0 | 0 | 8.85 | 8.85 | 3.4515 | 0 | 3.4515 | 0 | 3.4515
2017-02-10 11:00 | 1.07 | 0 | 0 | 21.672 | 9.398 | 72.0775 | 30 | 42.7273 | 9.1827 | 0.8 | 28.9957 | 3.2543 | 71.723 | 0 | 12.437 | 71.723 | 0 | 0 | 9.398 | 31.07 | 3.6652 | 0 | 3.6652 | 8.4521 | 12.1173
2017-02-10 12:00 | 1.15 | 0 | 3.4393 | 11.7011 | 10.161 | 75.3449 | 24.1514 | 34.3974 | 7.3925 | 0.8 | 49.9626 | 5.6075 | 84.36 | 0 | 13 | 70.72 | 7.979 | 2.6597 | 12.8207 | 24.5218 | 3.9628 | 1.0373 | 5.0001 | 4.5634 | 9.5635
2017-02-10 13:00 | 1.31 | 0 | 5.766 | 0 | 10.544 | 80.8226 | 15 | 21.3636 | 4.5914 | 0.8 | 66.2344 | 7.4337 | 87.598 | 0 | 12.0251 | 69.521 | 10.575 | 3.525 | 14.069 | 14.069 | 4.1122 | 1.3747 | 5.4869 | 0 | 5.4869
2017-02-10 14:00 | 1.17 | 0 | 6.064 | 0 | 10.106 | 86.5834 | 15 | 21.3636 | 4.5914 | 0.8 | 1.5204 | 0.17064 | 22.884 | 0 | 4.762 | 0 | 13.387 | 4.4623 | 14.5683 | 14.5683 | 3.9413 | 1.7403 | 5.6817 | 0 | 5.6817
2017-02-10 15:00 | 1.18 | 0 | 5.999 | 0 | 10.181 | 92.2824 | 15 | 21.3636 | 4.5914 | 0.8 | 72.5624 | 8.1439 | 93.926 | 0 | 12.7353 | 67.179 | 15.647 | 5.2157 | 15.3967 | 15.3967 | 3.9706 | 2.0341 | 6.0047 | 0 | 6.0047
2017-02-10 16:00 | 0.72 | 0 | 5.333 | 0 | 10.387 | 97.3488 | 15 | 21.3636 | 4.5914 | 0.8 | 74.6204 | 8.3749 | 95.984 | 0 | 12.9663 | 66.417 | 17.296 | 5.7653 | 16.1523 | 16.1523 | 4.0509 | 2.2485 | 6.2994 | 0 | 6.2994
2017-02-10 17:00 | 0.32 | 0 | 20.425 | 0 | 9.895 | 116.7525 | 30 | 42.7273 | 9.1827 | 0.8 | 23.2407 | 2.6084 | 65.968 | 0 | 11.7911 | 65.968 | 0 | 0 | 9.895 | 9.895 | 3.859 | 0 | 3.859 | 0 | 3.859
2017-02-10 18:00 | 0.09 | 0 | 19.574 | 0 | 10.516 | 135.3478 | 30 | 42.7273 | 9.1827 | 0.8 | 23.0407 | 2.5859 | 65.768 | 0 | 11.7687 | 65.768 | 0 | 0 | 10.516 | 10.516 | 4.1012 | 0 | 4.1012 | 0 | 4.1012
2017-02-10 19:00 | 0.02 | 0 | 17.334 | 0 | 12.686 | 151.8151 | 30 | 42.7273 | 9.1827 | 0.8 | 23.0957 | 2.5921 | 65.823 | 0 | 11.7748 | 65.823 | 0 | 0 | 12.686 | 12.686 | 4.9475 | 0 | 4.9475 | 0 | 4.9475
2017-02-10 20:00 | 0 | 18.91 | 0 | 0 | 18.91 | 131.9099 | 0 | 0 | 0 | 0 | 0 | 0 | 0 | 0 | 0 | 0 | 0 | 0 | 18.91 | 18.91 | 7.3749 | 0 | 7.3749 | 0 | 7.3749
2017-02-10 21:00 | 0 | 19.793 | 0 | 0 | 19.793 | 111.0751 | 0 | 0 | 0 | 0 | 0 | 0 | 0 | 0 | 0 | 0 | 0 | 0 | 19.793 | 19.793 | 7.7193 | 0 | 7.7193 | 0 | 7.7193
2017-02-10 22:00 | 0 | 18.545 | 0 | 0 | 18.545 | 91.5541 | 0 | 0 | 0 | 0 | 0 | 0 | 0 | 0 | 0 | 0 | 0 | 0 | 18.545 | 18.545 | 7.2326 | 0 | 7.2326 | 0 | 7.2326
2017-02-10 23:00 | 0 | 16.503 | 0 | 0 | 16.503 | 74.1825 | 0 | 0 | 0 | 0 | 0 | 0 | 0 | 0 | 0 | 0 | 0 | 0 | 16.503 | 16.503 | 6.4362 | 0 | 6.4362 | 0 | 6.4362
2017-02-11 | 0 | 0 | 0 | 0 | 14.505 | 74.1825 | 14.505 | 20.6586 | 4.4399 | 0.77931 | 0 | 0 | 19.749 | 0.90964 | 4.4399 | 0 | 11.553 | 3.851 | 18.356 | 18.356 | 5.657 | 1.5019 | 7.1588 | 0 | 7.1588
2017-02-11 01:00 | 0 | 0.32036 | 0 | 0 | 13.104 | 73.8453 | 12.7836 | 18.207 | 3.913 | 0.8 | 0 | 0 | 18.207 | 0 | 3.913 | 0 | 10.651 | 3.5503 | 16.6543 | 16.6543 | 5.1106 | 1.3846 | 6.4952 | 0 | 6.4952
2017-02-11 02:00 | 0 | 1.0754 | 0 | 0 | 12.367 | 72.7133 | 11.2916 | 16.082 | 3.4563 | 0.8 | 0 | 0 | 16.082 | 0 | 3.4563 | 0 | 9.408 | 3.136 | 15.503 | 15.503 | 4.8231 | 1.223 | 6.0462 | 0 | 6.0462
2017-02-11 03:00 | 0 | 1.8557 | 0 | 0 | 11.996 | 70.7599 | 10.1403 | 14.4422 | 3.1038 | 0.79062 | 0 | 0 | 14.154 | 0.28818 | 3.1038 | 0 | 8.28 | 2.76 | 14.756 | 14.756 | 4.6784 | 1.0764 | 5.7548 | 0 | 5.7548
2017-02-11 04:00 | 0 | 0 | 0 | 0 | 11.479 | 70.7599 | 11.479 | 16.3489 | 3.5136 | 0.67918 | 0 | 0 | 12.146 | 4.2029 | 3.5136 | 0 | 7.105 | 2.3683 | 13.8473 | 13.8473 | 4.4768 | 0.92365 | 5.4005 | 0 | 5.4005
2017-02-11 05:00 | 0 | 11.125 | 0 | 0 | 11.125 | 59.0493 | 0 | 0 | 0 | 0 | 0 | 0 | 0 | 0 | 0 | 0 | 0 | 0 | 11.125 | 11.125 | 4.3388 | 0 | 4.3388 | 0 | 4.3388
2017-02-11 06:00 | 0 | 10.747 | 0 | 0 | 10.747 | 47.7367 | 0 | 0 | 0 | 0 | 0 | 0 | 0 | 0 | 0 | 0 | 0 | 0 | 10.747 | 10.747 | 4.1913 | 0 | 4.1913 | 0 | 4.1913
2017-02-11 07:00 | 0.06 | 8.602 | 0 | 0 | 8.662 | 38.682 | 0 | 0 | 0 | 0 | 0 | 0 | 0 | 0 | 0 | 0 | 0 | 0 | 8.662 | 8.662 | 3.3782 | 0 | 3.3782 | 0 | 3.3782
2017-02-11 08:00 | 0.23 | 7.903 | 0 | 0 | 8.133 | 30.363 | 0 | 0 | 0 | 0 | 0 | 0 | 0 | 0 | 0 | 0 | 0 | 0 | 8.133 | 8.133 | 3.1719 | 0 | 3.1719 | 0 | 3.1719
2017-02-11 09:00 | 0.61 | 0 | 0 | 21.451 | 9.159 | 30.363 | 30 | 42.7273 | 9.1827 | 0.8 | 29.3957 | 3.2992 | 72.123 | 0 | 12.4819 | 72.123 | 0 | 0 | 9.159 | 30.61 | 3.572 | 0 | 3.572 | 8.3659 | 11.9379
2017-02-11 10:00 | 1 | 0 | 21.165 | 0 | 9.835 | 50.4698 | 30 | 42.7273 | 9.1827 | 0.8 | 29.5047 | 3.3114 | 72.232 | 0 | 12.4942 | 72.232 | 0 | 0 | 9.835 | 9.835 | 3.8357 | 0 | 3.8357 | 0 | 3.8357
2017-02-11 11:00 | 1.29 | 0 | 20.917 | 0 | 10.373 | 70.3409 | 30 | 42.7273 | 9.1827 | 0.8 | 29.2167 | 3.2791 | 71.944 | 0 | 12.4618 | 71.944 | 0 | 0 | 10.373 | 10.373 | 4.0455 | 0 | 4.0455 | 0 | 4.0455
2017-02-11 12:00 | 0.98 | 0 | 8.5154 | 6.5694 | 10.438 | 78.4306 | 24.5428 | 34.9549 | 7.5123 | 0.8 | 48.8951 | 5.4877 | 83.85 | 0 | 13 | 70.909 | 7.57 | 2.5233 | 12.9613 | 19.5307 | 4.0708 | 0.9841 | 5.0549 | 2.5621 | 7.617
2017-02-11 13:00 | 0.76 | 0 | 5.339 | 0 | 10.421 | 83.5026 | 15 | 21.3636 | 4.5914 | 0.8 | 66.5884 | 7.4734 | 87.952 | 0 | 12.0648 | 69.39 | 10.859 | 3.6197 | 14.0407 | 14.0407 | 4.0642 | 1.4117 | 5.4759 | 0 | 5.4759
2017-02-11 14:00 | 0.58 | 0 | 5.155 | 0 | 10.425 | 88.3999 | 15 | 21.3636 | 4.5914 | 0.8 | 2.0244 | 0.2272 | 23.388 | 0 | 4.8186 | 0 | 13.682 | 4.5607 | 14.9857 | 14.9857 | 4.0658 | 1.7787 | 5.8444 | 0 | 5.8444
2017-02-11 15:00 | 0.52 | 0 | 4.447 | 0 | 11.073 | 92.6245 | 15 | 21.3636 | 4.5914 | 0.8 | 73.0944 | 8.2036 | 94.458 | 0 | 12.795 | 66.982 | 16.073 | 5.3577 | 16.4307 | 16.4307 | 4.3185 | 2.0895 | 6.408 | 0 | 6.408
2017-02-11 16:00 | 0.42 | 0 | 4.4549 | 0 | 10.667 | 96.8567 | 14.7019 | 20.939 | 4.5001 | 0.8 | 75.734 | 8.4999 | 96.673 | 0 | 13 | 66.162 | 17.849 | 5.9497 | 16.6167 | 16.6167 | 4.1601 | 2.3204 | 6.4805 | 0 | 6.4805
2017-02-11 17:00 | 0.16 | 0 | 19.815 | 0 | 10.345 | 115.6809 | 30 | 42.7273 | 9.1827 | 0.8 | 23.0097 | 2.5825 | 65.737 | 0 | 11.7652 | 65.737 | 0 | 0 | 10.345 | 10.345 | 4.0346 | 0 | 4.0346 | 0 | 4.0346
2017-02-11 18:00 | 0.19 | 0 | 19.648 | 0 | 10.542 | 134.3465 | 30 | 42.7273 | 9.1827 | 0.8 | 23.0137 | 2.5829 | 65.741 | 0 | 11.7656 | 65.741 | 0 | 0 | 10.542 | 10.542 | 4.1114 | 0 | 4.1114 | 0 | 4.1114
2017-02-11 19:00 | 0.03 | 0 | 18.388 | 0 | 11.642 | 151.8151 | 30 | 42.7273 | 9.1827 | 0.8 | 23.3837 | 2.6244 | 66.111 | 0 | 11.8072 | 66.111 | 0 | 0 | 11.642 | 11.642 | 4.5404 | 0 | 4.5404 | 0 | 4.5404
2017-02-11 20:00 | 0 | 17.759 | 0 | 0 | 17.759 | 133.1214 | 0 | 0 | 0 | 0 | 0 | 0 | 0 | 0 | 0 | 0 | 0 | 0 | 17.759 | 17.759 | 6.926 | 0 | 6.926 | 0 | 6.926
2017-02-11 21:00 | 0 | 18.998 | 0 | 0 | 18.998 | 113.1235 | 0 | 0 | 0 | 0 | 0 | 0 | 0 | 0 | 0 | 0 | 0 | 0 | 18.998 | 18.998 | 7.4092 | 0 | 7.4092 | 0 | 7.4092
2017-02-11 22:00 | 0 | 18.733 | 0 | 0 | 18.733 | 93.4046 | 0 | 0 | 0 | 0 | 0 | 0 | 0 | 0 | 0 | 0 | 0 | 0 | 18.733 | 18.733 | 7.3059 | 0 | 7.3059 | 0 | 7.3059
2017-02-11 23:00 | 0 | 17.288 | 0 | 0 | 17.288 | 75.2067 | 0 | 0 | 0 | 0 | 0 | 0 | 0 | 0 | 0 | 0 | 0 | 0 | 17.288 | 17.288 | 6.7423 | 0 | 6.7423 | 0 | 6.7423
2017-02-12 | 0 | 2.189 | 0 | 0 | 14.883 | 72.9025 | 12.694 | 18.0793 | 3.8855 | 0.79747 | 0 | 0 | 17.982 | 0.097303 | 3.8855 | 0 | 10.519 | 3.5063 | 18.3893 | 18.3893 | 5.8044 | 1.3675 | 7.1718 | 0 | 7.1718
2017-02-12 01:00 | 0 | 0.94417 | 0 | 0 | 12.834 | 71.9086 | 11.8898 | 16.934 | 3.6394 | 0.8 | 0 | 0 | 16.934 | 0 | 3.6394 | 0 | 9.906 | 3.302 | 16.136 | 16.136 | 5.0053 | 1.2878 | 6.293 | 0 | 6.293
2017-02-12 02:00 | 0 | 0.4357 | 0 | 0 | 11.721 | 71.45 | 11.2853 | 16.073 | 3.4543 | 0.8 | 0 | 0 | 16.073 | 0 | 3.4543 | 0 | 9.403 | 3.1343 | 14.8553 | 14.8553 | 4.5712 | 1.2224 | 5.7936 | 0 | 5.7936
2017-02-12 03:00 | 0 | 0.16638 | 0 | 0 | 10.93 | 71.2748 | 10.7636 | 15.33 | 3.2946 | 0.8 | 0 | 0 | 15.33 | 0 | 3.2946 | 0 | 8.968 | 2.9893 | 13.9193 | 13.9193 | 4.2627 | 1.1658 | 5.4285 | 0 | 5.4285
2017-02-12 04:00 | 0 | 0.47921 | 0 | 0 | 10.705 | 70.7704 | 10.2258 | 14.564 | 3.13 | 0.8 | 0 | 0 | 14.564 | 0 | 3.13 | 0 | 8.52 | 2.84 | 13.545 | 13.545 | 4.1749 | 1.1076 | 5.2826 | 0 | 5.2826
2017-02-12 05:00 | 0 | 11.236 | 0 | 0 | 11.236 | 58.943 | 0 | 0 | 0 | 0 | 0 | 0 | 0 | 0 | 0 | 0 | 0 | 0 | 11.236 | 11.236 | 4.382 | 0 | 4.382 | 0 | 4.382
2017-02-12 06:00 | 0 | 10.754 | 0 | 0 | 10.754 | 47.623 | 0 | 0 | 0 | 0 | 0 | 0 | 0 | 0 | 0 | 0 | 0 | 0 | 10.754 | 10.754 | 4.1941 | 0 | 4.1941 | 0 | 4.1941
2017-02-12 07:00 | 0.03 | 8.45 | 0 | 0 | 8.48 | 38.7283 | 0 | 0 | 0 | 0 | 0 | 0 | 0 | 0 | 0 | 0 | 0 | 0 | 8.48 | 8.48 | 3.3072 | 0 | 3.3072 | 0 | 3.3072
2017-02-12 08:00 | 0.25 | 7.947 | 0 | 0 | 8.197 | 30.363 | 0 | 0 | 0 | 0 | 0 | 0 | 0 | 0 | 0 | 0 | 0 | 0 | 8.197 | 8.197 | 3.1968 | 0 | 3.1968 | 0 | 3.1968
2017-02-12 09:00 | 0.71 | 0 | 15.9206 | 6.1984 | 8.591 | 45.4876 | 30 | 42.7273 | 9.1827 | 0.8 | 28.6917 | 3.2202 | 71.419 | 0 | 12.4029 | 71.419 | 0 | 0 | 8.591 | 14.7894 | 3.3505 | 0 | 3.3505 | 2.4174 | 5.7679
2017-02-12 10:00 | 1.06 | 0 | 21.694 | 0 | 9.366 | 66.0969 | 30 | 42.7273 | 9.1827 | 0.8 | 28.9097 | 3.2446 | 71.637 | 0 | 12.4274 | 71.637 | 0 | 0 | 9.366 | 9.366 | 3.6527 | 0 | 3.6527 | 0 | 3.6527
2017-02-12 11:00 | 1.02 | 0 | 0 | 21.574 | 9.446 | 66.0969 | 30 | 42.7273 | 9.1827 | 0.8 | 28.2977 | 3.176 | 71.025 | 0 | 12.3587 | 71.025 | 0 | 0 | 9.446 | 31.02 | 3.6839 | 0 | 3.6839 | 8.4139 | 12.0978
2017-02-12 12:00 | 1.1 | 0 | 5.594 | 0 | 10.506 | 71.4112 | 15 | 21.3636 | 4.5914 | 0.8 | 66.0094 | 7.4085 | 87.373 | 0 | 11.9998 | 69.605 | 10.395 | 3.465 | 13.971 | 13.971 | 4.0973 | 1.3514 | 5.4487 | 0 | 5.4487
2017-02-12 13:00 | 0.94 | 0 | 4.995 | 0 | 10.945 | 76.1564 | 15 | 21.3636 | 4.5914 | 0.8 | 70.4874 | 7.911 | 91.851 | 0 | 12.5024 | 67.947 | 13.984 | 4.6613 | 15.6063 | 15.6063 | 4.2686 | 1.8179 | 6.0865 | 0 | 6.0865
2017-02-12 14:00 | 1.26 | 0 | 12.755 | 0 | 11.005 | 88.2737 | 22.5 | 32.0455 | 6.8871 | 0.75777 | 0 | 0 | 29.166 | 2.8795 | 6.8871 | 0 | 17.062 | 5.6873 | 16.6923 | 16.6923 | 4.292 | 2.2181 | 6.51 | 0 | 6.51
2017-02-12 15:00 | 1.28 | 0 | 3.4416 | 0 | 11.228 | 91.5432 | 13.3896 | 19.07 | 4.0984 | 0.8 | 79.313 | 8.9016 | 98.383 | 0 | 13 | 65.529 | 19.219 | 6.4063 | 17.6343 | 17.6343 | 4.3789 | 2.4985 | 6.8774 | 0 | 6.8774
2017-02-12 16:00 | 1.05 | 0 | 1.7657 | 0 | 11.393 | 93.2206 | 12.1087 | 17.2457 | 3.7064 | 0.8 | 82.8063 | 9.2936 | 100.052 | 0 | 13 | 64.911 | 20.558 | 6.8527 | 18.2457 | 18.2457 | 4.4433 | 2.6725 | 7.1158 | 0 | 7.1158
2017-02-12 17:00 | 0.8 | 0 | 20.23 | 0 | 10.57 | 112.4391 | 30 | 42.7273 | 9.1827 | 0.8 | 21.8647 | 2.454 | 64.592 | 0 | 11.6367 | 64.592 | 0 | 0 | 10.57 | 10.57 | 4.1223 | 0 | 4.1223 | 0 | 4.1223
2017-02-12 18:00 | 0.42 | 0 | 19.821 | 0 | 10.599 | 131.269 | 30 | 42.7273 | 9.1827 | 0.8 | 21.8067 | 2.4474 | 64.534 | 0 | 11.6302 | 64.534 | 0 | 0 | 10.599 | 10.599 | 4.1336 | 0 | 4.1336 | 0 | 4.1336
2017-02-12 19:00 | 0.05 | 0 | 18.108 | 0 | 11.942 | 148.4716 | 30 | 42.7273 | 9.1827 | 0.8 | 22.1947 | 2.491 | 64.922 | 0 | 11.6737 | 64.922 | 0 | 0 | 11.942 | 11.942 | 4.6574 | 0 | 4.6574 | 0 | 4.6574
2017-02-12 20:00 | 0 | 18.932 | 0 | 0 | 18.932 | 128.5432 | 0 | 0 | 0 | 0 | 0 | 0 | 0 | 0 | 0 | 0 | 0 | 0 | 18.932 | 18.932 | 7.3835 | 0 | 7.3835 | 0 | 7.3835
2017-02-12 21:00 | 0 | 20.368 | 0 | 0 | 20.368 | 107.1032 | 0 | 0 | 0 | 0 | 0 | 0 | 0 | 0 | 0 | 0 | 0 | 0 | 20.368 | 20.368 | 7.9435 | 0 | 7.9435 | 0 | 7.9435
2017-02-12 22:00 | 0 | 19.715 | 0 | 0 | 19.715 | 86.3506 | 0 | 0 | 0 | 0 | 0 | 0 | 0 | 0 | 0 | 0 | 0 | 0 | 19.715 | 19.715 | 7.6889 | 0 | 7.6889 | 0 | 7.6889
2017-02-12 23:00 | 0 | 17.023 | 0 | 0 | 17.023 | 68.4316 | 0 | 0 | 0 | 0 | 0 | 0 | 0 | 0 | 0 | 0 | 0 | 0 | 17.023 | 17.023 | 6.639 | 0 | 6.639 | 0 | 6.639
2017-02-13 | 0 | 0 | 0.371 | 0 | 14.629 | 68.7841 | 15 | 21.3636 | 4.5914 | 0.8 | 1.3134 | 0.1474 | 22.677 | 0 | 4.7388 | 0 | 13.266 | 4.422 | 19.051 | 19.051 | 5.7053 | 1.7246 | 7.4299 | 0 | 7.4299
2017-02-13 01:00 | 0 | 0 | 1.793 | 0 | 13.207 | 70.4874 | 15 | 21.3636 | 4.5914 | 0.8 | 0.10136 | 0.011376 | 21.465 | 0 | 4.6027 | 0 | 12.557 | 4.1857 | 17.3927 | 17.3927 | 5.1507 | 1.6324 | 6.7831 | 0 | 6.7831
2017-02-13 02:00 | 0 | 0 | 2.274 | 0 | 11.897 | 72.6478 | 14.171 | 20.183 | 4.3376 | 0.8 | 0 | 0 | 20.183 | 0 | 4.3376 | 0 | 11.807 | 3.9357 | 15.8327 | 15.8327 | 4.6398 | 1.5349 | 6.1747 | 0 | 6.1747
2017-02-13 03:00 | 0 | 0 | 1.1656 | 0 | 11.762 | 73.7551 | 12.9276 | 18.412 | 3.957 | 0.8 | 0 | 0 | 18.412 | 0 | 3.957 | 0 | 10.771 | 3.5903 | 15.3523 | 15.3523 | 4.5872 | 1.4002 | 5.9874 | 0 | 5.9874
2017-02-13 04:00 | 0 | 0.32443 | 0 | 0 | 11.767 | 73.4135 | 11.4426 | 16.297 | 3.5025 | 0.8 | 0 | 0 | 16.297 | 0 | 3.5025 | 0 | 9.534 | 3.178 | 14.945 | 14.945 | 4.5891 | 1.2394 | 5.8285 | 0 | 5.8285
2017-02-13 05:00 | 0 | 12.089 | 0 | 0 | 12.089 | 60.6883 | 0 | 0 | 0 | 0 | 0 | 0 | 0 | 0 | 0 | 0 | 0 | 0 | 12.089 | 12.089 | 4.7147 | 0 | 4.7147 | 0 | 4.7147
2017-02-13 06:00 | 0 | 11.803 | 0 | 0 | 11.803 | 48.2641 | 0 | 0 | 0 | 0 | 0 | 0 | 0 | 0 | 0 | 0 | 0 | 0 | 11.803 | 11.803 | 4.6032 | 0 | 4.6032 | 0 | 4.6032
2017-02-13 07:00 | 0.03 | 9.016 | 0 | 0 | 9.046 | 38.7735 | 0 | 0 | 0 | 0 | 0 | 0 | 0 | 0 | 0 | 0 | 0 | 0 | 9.046 | 9.046 | 3.5279 | 0 | 3.5279 | 0 | 3.5279
2017-02-13 08:00 | 0.27 | 7.99 | 0 | 0 | 8.26 | 30.363 | 0 | 0 | 0 | 0 | 0 | 0 | 0 | 0 | 0 | 0 | 0 | 0 | 8.26 | 8.26 | 3.2214 | 0 | 3.2214 | 0 | 3.2214
2017-02-13 09:00 | 0.88 | 0 | 0 | 21.68 | 9.2 | 30.363 | 30 | 42.7273 | 9.1827 | 0.8 | 28.2577 | 3.1715 | 70.985 | 0 | 12.3542 | 70.985 | 0 | 0 | 9.2 | 30.88 | 3.588 | 0 | 3.588 | 8.4552 | 12.0432
2017-02-13 10:00 | 1.36 | 0 | 16.1153 | 5.9597 | 9.285 | 45.6726 | 30 | 42.7273 | 9.1827 | 0.8 | 28.3047 | 3.1767 | 71.032 | 0 | 12.3595 | 71.032 | 0 | 0 | 9.285 | 15.2447 | 3.6212 | 0 | 3.6212 | 2.3243 | 5.9454
2017-02-13 11:00 | 1.62 | 0 | 21.358 | 0 | 10.262 | 65.9627 | 30 | 42.7273 | 9.1827 | 0.8 | 27.8917 | 3.1304 | 70.619 | 0 | 12.3131 | 70.619 | 0 | 0 | 10.262 | 10.262 | 4.0022 | 0 | 4.0022 | 0 | 4.0022
2017-02-13 12:00 | 1.8 | 0 | 6.022 | 0 | 10.778 | 71.6836 | 15 | 21.3636 | 4.5914 | 0.8 | 65.8814 | 7.3941 | 87.245 | 0 | 11.9855 | 69.652 | 10.292 | 3.4307 | 14.2087 | 14.2087 | 4.2034 | 1.338 | 5.5414 | 0 | 5.5414
2017-02-13 13:00 | 1.66 | 0 | 5.373 | 0 | 11.287 | 76.7879 | 15 | 21.3636 | 4.5914 | 0.8 | 69.0854 | 7.7537 | 90.449 | 0 | 12.3451 | 68.466 | 12.86 | 4.2867 | 15.5737 | 15.5737 | 4.4019 | 1.6718 | 6.0737 | 0 | 6.0737
2017-02-13 14:00 | 1.59 | 0 | 12.531 | 0 | 11.559 | 88.6924 | 22.5 | 32.0455 | 6.8871 | 0.71006 | 0 | 0 | 25.913 | 6.1325 | 6.8871 | 0 | 15.159 | 5.053 | 16.612 | 16.612 | 4.508 | 1.9707 | 6.4787 | 0 | 6.4787
2017-02-13 15:00 | 1.45 | 0 | 4.861 | 0 | 11.589 | 93.3103 | 15 | 21.3636 | 4.5914 | 0.8 | 73.9284 | 8.2972 | 95.292 | 0 | 12.8886 | 66.673 | 16.742 | 5.5807 | 17.1697 | 17.1697 | 4.5197 | 2.1765 | 6.6962 | 0 | 6.6962
2017-02-13 16:00 | 1.26 | 0 | 4.403 | 0 | 11.674 | 97.4932 | 14.817 | 21.103 | 4.5354 | 0.8 | 75.42 | 8.4646 | 96.523 | 0 | 13 | 66.218 | 17.728 | 5.9093 | 17.5833 | 17.5833 | 4.5529 | 2.3046 | 6.8575 | 0 | 6.8575
2017-02-13 17:00 | 0.92 | 0 | 20.099 | 0 | 10.821 | 116.5872 | 30 | 42.7273 | 9.1827 | 0.8 | 23.3217 | 2.6175 | 66.049 | 0 | 11.8002 | 66.049 | 0 | 0 | 10.821 | 10.821 | 4.2202 | 0 | 4.2202 | 0 | 4.2202
2017-02-13 18:00 | 0.45 | 0 | 19.104 | 0 | 11.346 | 134.736 | 30 | 42.7273 | 9.1827 | 0.8 | 23.3117 | 2.6164 | 66.039 | 0 | 11.7991 | 66.039 | 0 | 0 | 11.346 | 11.346 | 4.4249 | 0 | 4.4249 | 0 | 4.4249
2017-02-13 19:00 | 0.04 | 0 | 17.978 | 0 | 12.062 | 151.8151 | 30 | 42.7273 | 9.1827 | 0.8 | 23.4357 | 2.6303 | 66.163 | 0 | 11.813 | 66.163 | 0 | 0 | 12.062 | 12.062 | 4.7042 | 0 | 4.7042 | 0 | 4.7042
2017-02-13 20:00 | 0 | 18.048 | 0 | 0 | 18.048 | 132.8172 | 0 | 0 | 0 | 0 | 0 | 0 | 0 | 0 | 0 | 0 | 0 | 0 | 18.048 | 18.048 | 7.0387 | 0 | 7.0387 | 0 | 7.0387
2017-02-13 21:00 | 0 | 18.923 | 0 | 0 | 18.923 | 112.8983 | 0 | 0 | 0 | 0 | 0 | 0 | 0 | 0 | 0 | 0 | 0 | 0 | 18.923 | 18.923 | 7.38 | 0 | 7.38 | 0 | 7.38
2017-02-13 22:00 | 0 | 19.571 | 0 | 0 | 19.571 | 92.2972 | 0 | 0 | 0 | 0 | 0 | 0 | 0 | 0 | 0 | 0 | 0 | 0 | 19.571 | 19.571 | 7.6327 | 0 | 7.6327 | 0 | 7.6327
2017-02-13 23:00 | 0 | 17.684 | 0 | 0 | 17.684 | 73.6825 | 0 | 0 | 0 | 0 | 0 | 0 | 0 | 0 | 0 | 0 | 0 | 0 | 17.684 | 17.684 | 6.8968 | 0 | 6.8968 | 0 | 6.8968
2017-02-14 | 0 | 0.664 | 0 | 0 | 15.664 | 72.9835 | 15 | 21.3636 | 4.5914 | 0.74446 | 0 | 0 | 18.839 | 2.5246 | 4.5914 | 0 | 11.021 | 3.6737 | 19.3377 | 19.3377 | 6.109 | 1.4327 | 7.5417 | 0 | 7.5417
2017-02-14 01:00 | 0 | 0 | 0.731 | 0 | 14.269 | 73.678 | 15 | 21.3636 | 4.5914 | 0.71887 | 0 | 0 | 17.676 | 3.6876 | 4.5914 | 0 | 10.34 | 3.4467 | 17.7157 | 17.7157 | 5.5649 | 1.3442 | 6.9091 | 0 | 6.9091
2017-02-14 02:00 | 0 | 0 | 0.091726 | 0 | 12.848 | 73.7651 | 12.9397 | 18.4293 | 3.9607 | 0.76054 | 0 | 0 | 16.882 | 1.5473 | 3.9607 | 0 | 9.876 | 3.292 | 16.14 | 16.14 | 5.0107 | 1.2839 | 6.2946 | 0 | 6.2946
2017-02-14 03:00 | 0 | 0 | 0 | 0 | 12.095 | 73.7651 | 12.095 | 17.2262 | 3.7022 | 0.7801 | 0 | 0 | 16.497 | 0.72921 | 3.7022 | 0 | 9.651 | 3.217 | 15.312 | 15.312 | 4.7171 | 1.2546 | 5.9717 | 0 | 5.9717
2017-02-14 04:00 | 0 | 0 | 0 | 0 | 12.059 | 73.7651 | 12.059 | 17.1749 | 3.6912 | 0.78295 | 0 | 0 | 16.552 | 0.62294 | 3.6912 | 0 | 9.683 | 3.2277 | 15.2867 | 15.2867 | 4.703 | 1.2588 | 5.9618 | 0 | 5.9618
2017-02-14 05:00 | 0 | 11.839 | 0 | 0 | 11.839 | 61.303 | 0 | 0 | 0 | 0 | 0 | 0 | 0 | 0 | 0 | 0 | 0 | 0 | 11.839 | 11.839 | 4.6172 | 0 | 4.6172 | 0 | 4.6172
2017-02-14 06:00 | 0 | 11.588 | 0 | 0 | 11.588 | 49.1051 | 0 | 0 | 0 | 0 | 0 | 0 | 0 | 0 | 0 | 0 | 0 | 0 | 11.588 | 11.588 | 4.5193 | 0 | 4.5193 | 0 | 4.5193
2017-02-14 07:00 | 0.1 | 9.291 | 0 | 0 | 9.391 | 39.3251 | 0 | 0 | 0 | 0 | 0 | 0 | 0 | 0 | 0 | 0 | 0 | 0 | 9.391 | 9.391 | 3.6625 | 0 | 3.6625 | 0 | 3.6625
2017-02-14 08:00 | 0.32 | 8.514 | 0 | 0 | 8.834 | 30.363 | 0 | 0 | 0 | 0 | 0 | 0 | 0 | 0 | 0 | 0 | 0 | 0 | 8.834 | 8.834 | 3.4453 | 0 | 3.4453 | 0 | 3.4453
2017-02-14 09:00 | 0.81 | 0 | 2.6213 | 18.3697 | 9.819 | 32.8533 | 30 | 42.7273 | 9.1827 | 0.8 | 28.0797 | 3.1515 | 70.807 | 0 | 12.3342 | 70.807 | 0 | 0 | 9.819 | 28.1887 | 3.8294 | 0 | 3.8294 | 7.1642 | 10.9936
2017-02-14 10:00 | 1.25 | 0 | 21.441 | 0 | 9.809 | 53.2222 | 30 | 42.7273 | 9.1827 | 0.8 | 28.1017 | 3.154 | 70.829 | 0 | 12.3367 | 70.829 | 0 | 0 | 9.809 | 9.809 | 3.8255 | 0 | 3.8255 | 0 | 3.8255
2017-02-14 11:00 | 1.54 | 0 | 21.18 | 0 | 10.36 | 73.3432 | 30 | 42.7273 | 9.1827 | 0.8 | 27.7217 | 3.1113 | 70.449 | 0 | 12.294 | 70.449 | 0 | 0 | 10.36 | 10.36 | 4.0404 | 0 | 4.0404 | 0 | 4.0404
2017-02-14 12:00 | 1.69 | 0 | 6.476 | 0 | 10.214 | 79.4954 | 15 | 21.3636 | 4.5914 | 0.8 | 66.1704 | 7.4265 | 87.534 | 0 | 12.0179 | 69.545 | 10.523 | 3.5077 | 13.7217 | 13.7217 | 3.9835 | 1.368 | 5.3515 | 0 | 5.3515
2017-02-14 13:00 | 1.72 | 0 | 5.807 | 0 | 10.913 | 85.0121 | 15 | 21.3636 | 4.5914 | 0.8 | 68.8474 | 7.727 | 90.211 | 0 | 12.3183 | 68.554 | 12.669 | 4.223 | 15.136 | 15.136 | 4.2561 | 1.647 | 5.903 | 0 | 5.903
2017-02-14 14:00 | 1.01 | 0 | 4.815 | 0 | 11.195 | 89.5863 | 15 | 21.3636 | 4.5914 | 0.8 | 3.3664 | 0.37782 | 24.73 | 0 | 4.9692 | 0 | 14.467 | 4.8223 | 16.0173 | 16.0173 | 4.3661 | 1.8807 | 6.2468 | 0 | 6.2468
2017-02-14 15:00 | 0.81 | 0 | 4.294 | 0 | 11.516 | 93.6656 | 15 | 21.3636 | 4.5914 | 0.8 | 71.9404 | 8.0741 | 93.304 | 0 | 12.6655 | 67.409 | 15.149 | 5.0497 | 16.5657 | 16.5657 | 4.4912 | 1.9694 | 6.4606 | 0 | 6.4606
2017-02-14 16:00 | 0.74 | 0 | 4.381 | 0 | 11.359 | 97.8276 | 15 | 21.3636 | 4.5914 | 0.8 | 72.9554 | 8.188 | 94.319 | 0 | 12.7794 | 67.033 | 15.962 | 5.3207 | 16.6797 | 16.6797 | 4.43 | 2.0751 | 6.5051 | 0 | 6.5051
2017-02-14 17:00 | 0.62 | 0 | 19.655 | 0 | 10.965 | 116.4998 | 30 | 42.7273 | 9.1827 | 0.8 | 23.9747 | 2.6908 | 66.702 | 0 | 11.8735 | 66.702 | 0 | 0 | 10.965 | 10.965 | 4.2763 | 0 | 4.2763 | 0 | 4.2763
2017-02-14 18:00 | 0.32 | 0 | 19.518 | 0 | 10.802 | 135.0419 | 30 | 42.7273 | 9.1827 | 0.8 | 23.7567 | 2.6663 | 66.484 | 0 | 11.849 | 66.484 | 0 | 0 | 10.802 | 10.802 | 4.2128 | 0 | 4.2128 | 0 | 4.2128
2017-02-14 19:00 | 0.04 | 0 | 17.656 | 0 | 12.384 | 151.8151 | 30 | 42.7273 | 9.1827 | 0.8 | 23.6487 | 2.6542 | 66.376 | 0 | 11.8369 | 66.376 | 0 | 0 | 12.384 | 12.384 | 4.8298 | 0 | 4.8298 | 0 | 4.8298
2017-02-14 20:00 | 0 | 18.513 | 0 | 0 | 18.513 | 132.3277 | 0 | 0 | 0 | 0 | 0 | 0 | 0 | 0 | 0 | 0 | 0 | 0 | 18.513 | 18.513 | 7.2201 | 0 | 7.2201 | 0 | 7.2201
2017-02-14 21:00 | 0 | 20.322 | 0 | 0 | 20.322 | 110.9362 | 0 | 0 | 0 | 0 | 0 | 0 | 0 | 0 | 0 | 0 | 0 | 0 | 20.322 | 20.322 | 7.9256 | 0 | 7.9256 | 0 | 7.9256
2017-02-14 22:00 | 0 | 19.933 | 0 | 0 | 19.933 | 89.9541 | 0 | 0 | 0 | 0 | 0 | 0 | 0 | 0 | 0 | 0 | 0 | 0 | 19.933 | 19.933 | 7.7739 | 0 | 7.7739 | 0 | 7.7739
2017-02-14 23:00 | 0 | 17.484 | 0 | 0 | 17.484 | 71.5499 | 0 | 0 | 0 | 0 | 0 | 0 | 0 | 0 | 0 | 0 | 0 | 0 | 17.484 | 17.484 | 6.8188 | 0 | 6.8188 | 0 | 6.8188
2017-02-15 | 0 | 0 | 0.051 | 0 | 14.949 | 71.5983 | 15 | 21.3636 | 4.5914 | 0.76965 | 0 | 0 | 19.984 | 1.3796 | 4.5914 | 0 | 11.69 | 3.8967 | 18.8457 | 18.8457 | 5.8301 | 1.5197 | 7.3498 | 0 | 7.3498
2017-02-15 01:00 | 0 | 0 | 1.193 | 0 | 13.807 | 72.7317 | 15 | 21.3636 | 4.5914 | 0.73746 | 0 | 0 | 18.521 | 2.8426 | 4.5914 | 0 | 10.835 | 3.6117 | 17.4187 | 17.4187 | 5.3847 | 1.4085 | 6.7933 | 0 | 6.7933
2017-02-15 02:00 | 0 | 0 | 1.22 | 0 | 13.78 | 73.8907 | 15 | 21.3636 | 4.5914 | 0.69346 | 0 | 0 | 16.521 | 4.8426 | 4.5914 | 0 | 9.665 | 3.2217 | 17.0017 | 17.0017 | 5.3742 | 1.2565 | 6.6306 | 0 | 6.6306
2017-02-15 03:00 | 0 | 0 | 0.67341 | 0 | 13.405 | 74.5304 | 14.0784 | 20.0511 | 4.3093 | 0.66871 | 0 | 0 | 14.45 | 5.6011 | 4.3093 | 0 | 8.453 | 2.8177 | 16.2227 | 16.2227 | 5.2279 | 1.0989 | 6.3268 | 0 | 6.3268
2017-02-15 04:00 | 0 | 0 | 0 | 0 | 12.875 | 74.5304 | 12.875 | 18.3371 | 3.9409 | 0.65785 | 0 | 0 | 12.791 | 5.5461 | 3.9409 | 0 | 7.483 | 2.4943 | 15.3693 | 15.3693 | 5.0213 | 0.97279 | 5.994 | 0 | 5.994
2017-02-15 05:00 | 0 | 12.231 | 0 | 0 | 12.231 | 61.6557 | 0 | 0 | 0 | 0 | 0 | 0 | 0 | 0 | 0 | 0 | 0 | 0 | 12.231 | 12.231 | 4.7701 | 0 | 4.7701 | 0 | 4.7701
2017-02-15 06:00 | 0 | 12.022 | 0 | 0 | 12.022 | 49.0009 | 0 | 0 | 0 | 0 | 0 | 0 | 0 | 0 | 0 | 0 | 0 | 0 | 12.022 | 12.022 | 4.6886 | 0 | 4.6886 | 0 | 4.6886
2017-02-15 07:00 | 0.04 | 9.206 | 0 | 0 | 9.246 | 39.3104 | 0 | 0 | 0 | 0 | 0 | 0 | 0 | 0 | 0 | 0 | 0 | 0 | 9.246 | 9.246 | 3.6059 | 0 | 3.6059 | 0 | 3.6059
2017-02-15 08:00 | 0.32 | 8.5 | 0 | 0 | 8.82 | 30.363 | 0 | 0 | 0 | 0 | 0 | 0 | 0 | 0 | 0 | 0 | 0 | 0 | 8.82 | 8.82 | 3.4398 | 0 | 3.4398 | 0 | 3.4398
2017-02-15 09:00 | 0.88 | 0 | 7.1898 | 14.5272 | 9.163 | 37.1934 | 30 | 42.7273 | 9.1827 | 0.8 | 29.6927 | 3.3325 | 72.42 | 0 | 12.5153 | 72.42 | 0 | 0 | 9.163 | 23.6902 | 3.5736 | 0 | 3.5736 | 5.6656 | 9.2392
2017-02-15 10:00 | 1.22 | 0 | 21.418 | 0 | 9.802 | 57.5405 | 30 | 42.7273 | 9.1827 | 0.8 | 29.5867 | 3.3206 | 72.314 | 0 | 12.5034 | 72.314 | 0 | 0 | 9.802 | 9.802 | 3.8228 | 0 | 3.8228 | 0 | 3.8228
2017-02-15 11:00 | 0.97 | 0 | 0 | 20.798 | 10.172 | 57.5405 | 30 | 42.7273 | 9.1827 | 0.8 | 29.2607 | 3.284 | 71.988 | 0 | 12.4668 | 71.988 | 0 | 0 | 10.172 | 30.97 | 3.9671 | 0 | 3.9671 | 8.1112 | 12.0783
2017-02-15 12:00 | 0.79 | 0 | 15.4121 | 0 | 10.428 | 72.1819 | 25.0501 | 35.6774 | 7.6676 | 0.8 | 47.5116 | 5.3324 | 83.189 | 0 | 13 | 71.153 | 7.041 | 2.347 | 12.775 | 12.775 | 4.0669 | 0.91533 | 4.9823 | 0 | 4.9823
2017-02-15 13:00 | 1.29 | 0 | 13.0687 | 0 | 11.065 | 84.5972 | 22.8437 | 32.5349 | 6.9922 | 0.8 | 53.5291 | 6.0078 | 86.064 | 0 | 13 | 70.089 | 9.345 | 3.115 | 14.18 | 14.18 | 4.3153 | 1.2148 | 5.5302 | 0 | 5.5302
2017-02-15 14:00 | 1.32 | 0 | 5.4817 | 0 | 10.373 | 89.8048 | 14.5347 | 20.701 | 4.449 | 0.8 | 0 | 0 | 20.701 | 0 | 4.449 | 0 | 12.11 | 4.0367 | 14.4097 | 14.4097 | 4.0455 | 1.5743 | 5.6198 | 0 | 5.6198
2017-02-15 15:00 | 1.15 | 0 | 5.454 | 0 | 10.696 | 94.9861 | 15 | 21.3636 | 4.5914 | 0.8 | 71.2524 | 7.9969 | 92.616 | 0 | 12.5883 | 67.664 | 14.597 | 4.8657 | 15.5617 | 15.5617 | 4.1714 | 1.8976 | 6.0691 | 0 | 6.0691
2017-02-15 16:00 | 0.72 | 0 | 4.42 | 0 | 11.3 | 99.1851 | 15 | 21.3636 | 4.5914 | 0.8 | 73.6734 | 8.2686 | 95.037 | 0 | 12.86 | 66.768 | 16.537 | 5.5123 | 16.8123 | 16.8123 | 4.407 | 2.1498 | 6.5568 | 0 | 6.5568
2017-02-15 17:00 | 0.3 | 0 | 19.623 | 0 | 10.677 | 117.827 | 30 | 42.7273 | 9.1827 | 0.8 | 23.2567 | 2.6102 | 65.984 | 0 | 11.7929 | 65.984 | 0 | 0 | 10.677 | 10.677 | 4.164 | 0 | 4.164 | 0 | 4.164
2017-02-15 18:00 | 0.26 | 0 | 18.492 | 0 | 11.768 | 135.3944 | 30 | 42.7273 | 9.1827 | 0.8 | 22.7397 | 2.5522 | 65.467 | 0 | 11.7349 | 65.467 | 0 | 0 | 11.768 | 11.768 | 4.5895 | 0 | 4.5895 | 0 | 4.5895
2017-02-15 19:00 | 0.02 | 0 | 17.285 | 0 | 12.735 | 151.8151 | 30 | 42.7273 | 9.1827 | 0.8 | 22.9027 | 2.5705 | 65.63 | 0 | 11.7532 | 65.63 | 0 | 0 | 12.735 | 12.735 | 4.9666 | 0 | 4.9666 | 0 | 4.9666
2017-02-15 20:00 | 0 | 18.973 | 0 | 0 | 18.973 | 131.8435 | 0 | 0 | 0 | 0 | 0 | 0 | 0 | 0 | 0 | 0 | 0 | 0 | 18.973 | 18.973 | 7.3995 | 0 | 7.3995 | 0 | 7.3995
2017-02-15 21:00 | 0 | 20.175 | 0 | 0 | 20.175 | 110.6067 | 0 | 0 | 0 | 0 | 0 | 0 | 0 | 0 | 0 | 0 | 0 | 0 | 20.175 | 20.175 | 7.8683 | 0 | 7.8683 | 0 | 7.8683
2017-02-15 22:00 | 0 | 19.188 | 0 | 0 | 19.188 | 90.4088 | 0 | 0 | 0 | 0 | 0 | 0 | 0 | 0 | 0 | 0 | 0 | 0 | 19.188 | 19.188 | 7.4833 | 0 | 7.4833 | 0 | 7.4833
2017-02-15 23:00 | 0 | 17.635 | 0 | 0 | 17.635 | 71.8456 | 0 | 0 | 0 | 0 | 0 | 0 | 0 | 0 | 0 | 0 | 0 | 0 | 17.635 | 17.635 | 6.8777 | 0 | 6.8777 | 0 | 6.8777
2017-02-16 | 0 | 0.305 | 0 | 0 | 15.305 | 71.5246 | 15 | 21.3636 | 4.5914 | 0.72613 | 0 | 0 | 18.006 | 3.3576 | 4.5914 | 0 | 10.534 | 3.5113 | 18.8163 | 18.8163 | 5.969 | 1.3694 | 7.3384 | 0 | 7.3384
2017-02-16 01:00 | 0 | 0 | 0.711 | 0 | 14.289 | 72.2 | 15 | 21.3636 | 4.5914 | 0.69384 | 0 | 0 | 16.538 | 4.8256 | 4.5914 | 0 | 9.675 | 3.225 | 17.514 | 17.514 | 5.5727 | 1.2577 | 6.8305 | 0 | 6.8305
2017-02-16 02:00 | 0 | 0 | 0.28458 | 0 | 13.9 | 72.4704 | 14.1846 | 20.2023 | 4.3418 | 0.689 | 0 | 0 | 15.431 | 4.7713 | 4.3418 | 0 | 9.027 | 3.009 | 16.909 | 16.909 | 5.421 | 1.1735 | 6.5945 | 0 | 6.5945
2017-02-16 03:00 | 0 | 0 | 0 | 0 | 13.183 | 72.4704 | 13.183 | 18.7758 | 4.0352 | 0.70666 | 0 | 0 | 15.047 | 3.7288 | 4.0352 | 0 | 8.803 | 2.9343 | 16.1173 | 16.1173 | 5.1414 | 1.1444 | 6.2858 | 0 | 6.2858
2017-02-16 04:00 | 0 | 0 | 0 | 0 | 12.804 | 72.4704 | 12.804 | 18.236 | 3.9192 | 0.70843 | 0 | 0 | 14.683 | 3.553 | 3.9192 | 0 | 8.589 | 2.863 | 15.667 | 15.667 | 4.9936 | 1.1166 | 6.1101 | 0 | 6.1101
2017-02-16 05:00 | 0 | 11.954 | 0 | 0 | 11.954 | 59.8872 | 0 | 0 | 0 | 0 | 0 | 0 | 0 | 0 | 0 | 0 | 0 | 0 | 11.954 | 11.954 | 4.6621 | 0 | 4.6621 | 0 | 4.6621
2017-02-16 06:00 | 0 | 11.196 | 0 | 0 | 11.196 | 48.102 | 0 | 0 | 0 | 0 | 0 | 0 | 0 | 0 | 0 | 0 | 0 | 0 | 11.196 | 11.196 | 4.3664 | 0 | 4.3664 | 0 | 4.3664
2017-02-16 07:00 | 0.08 | 8.778 | 0 | 0 | 8.858 | 38.862 | 0 | 0 | 0 | 0 | 0 | 0 | 0 | 0 | 0 | 0 | 0 | 0 | 8.858 | 8.858 | 3.4546 | 0 | 3.4546 | 0 | 3.4546
2017-02-16 08:00 | 0.35 | 8.074 | 0 | 0 | 8.424 | 30.363 | 0 | 0 | 0 | 0 | 0 | 0 | 0 | 0 | 0 | 0 | 0 | 0 | 8.424 | 8.424 | 3.2854 | 0 | 3.2854 | 0 | 3.2854
2017-02-16 09:00 | 0.85 | 0 | 0 | 21.953 | 8.897 | 30.363 | 30 | 42.7273 | 9.1827 | 0.8 | 28.7827 | 3.2304 | 71.51 | 0 | 12.4131 | 71.51 | 0 | 0 | 8.897 | 30.85 | 3.4698 | 0 | 3.4698 | 8.5617 | 12.0315
2017-02-16 10:00 | 1.11 | 0 | 19.3535 | 2.1965 | 9.56 | 48.7489 | 30 | 42.7273 | 9.1827 | 0.8 | 29.0797 | 3.2637 | 71.807 | 0 | 12.4465 | 71.807 | 0 | 0 | 9.56 | 11.7565 | 3.7284 | 0 | 3.7284 | 0.85663 | 4.585
2017-02-16 11:00 | 1.45 | 0 | 21.81 | 0 | 9.64 | 69.4684 | 30 | 42.7273 | 9.1827 | 0.8 | 28.5097 | 3.1997 | 71.237 | 0 | 12.3825 | 71.237 | 0 | 0 | 9.64 | 9.64 | 3.7596 | 0 | 3.7596 | 0 | 3.7596
2017-02-16 12:00 | 1.29 | 0 | 5.976 | 0 | 10.314 | 75.1456 | 15 | 21.3636 | 4.5914 | 0.8 | 66.8274 | 7.5003 | 88.191 | 0 | 12.0916 | 69.302 | 11.05 | 3.6833 | 13.9973 | 13.9973 | 4.0225 | 1.4365 | 5.459 | 0 | 5.459
2017-02-16 13:00 | 1.32 | 0 | 5.637 | 0 | 10.683 | 80.5007 | 15 | 21.3636 | 4.5914 | 0.8 | 72.0084 | 8.0817 | 93.372 | 0 | 12.6731 | 67.384 | 15.203 | 5.0677 | 15.7507 | 15.7507 | 4.1664 | 1.9764 | 6.1428 | 0 | 6.1428
2017-02-16 14:00 | 1.33 | 0 | 13.439 | 0 | 10.391 | 93.2678 | 22.5 | 32.0455 | 6.8871 | 0.78483 | 0 | 0 | 31.011 | 1.0345 | 6.8871 | 0 | 18.141 | 6.047 | 16.438 | 16.438 | 4.0525 | 2.3583 | 6.4108 | 0 | 6.4108
2017-02-16 15:00 | 1.06 | 0 | 2.8205 | 0 | 10.679 | 95.9472 | 12.4395 | 17.7168 | 3.8076 | 0.8 | 81.9042 | 9.1924 | 99.621 | 0 | 13 | 65.071 | 20.212 | 6.7373 | 17.4163 | 17.4163 | 4.1648 | 2.6276 | 6.7924 | 0 | 6.7924
2017-02-16 16:00 | 0.86 | 0 | 1.5403 | 0 | 10.301 | 97.4105 | 10.9813 | 15.6401 | 3.3613 | 0.8 | 85.8809 | 9.6387 | 101.521 | 0 | 13 | 64.368 | 21.735 | 7.245 | 17.546 | 17.546 | 4.0174 | 2.8255 | 6.8429 | 0 | 6.8429
2017-02-16 17:00 | 0.5 | 0 | 20.383 | 0 | 10.117 | 116.7744 | 30 | 42.7273 | 9.1827 | 0.8 | 21.2097 | 2.3804 | 63.937 | 0 | 11.5632 | 63.937 | 0 | 0 | 10.117 | 10.117 | 3.9456 | 0 | 3.9456 | 0 | 3.9456
2017-02-16 18:00 | 0.25 | 0 | 19.601 | 0 | 10.649 | 135.3953 | 30 | 42.7273 | 9.1827 | 0.8 | 21.0497 | 2.3625 | 63.777 | 0 | 11.5452 | 63.777 | 0 | 0 | 10.649 | 10.649 | 4.1531 | 0 | 4.1531 | 0 | 4.1531
2017-02-16 19:00 | 0.04 | 0 | 17.284 | 0 | 12.756 | 151.8151 | 30 | 42.7273 | 9.1827 | 0.8 | 21.2107 | 2.3806 | 63.938 | 0 | 11.5633 | 63.938 | 0 | 0 | 12.756 | 12.756 | 4.9748 | 0 | 4.9748 | 0 | 4.9748
2017-02-16 20:00 | 0 | 19.945 | 0 | 0 | 19.945 | 130.8204 | 0 | 0 | 0 | 0 | 0 | 0 | 0 | 0 | 0 | 0 | 0 | 0 | 19.945 | 19.945 | 7.7786 | 0 | 7.7786 | 0 | 7.7786
2017-02-16 21:00 | 0 | 21.003 | 0 | 0 | 21.003 | 108.712 | 0 | 0 | 0 | 0 | 0 | 0 | 0 | 0 | 0 | 0 | 0 | 0 | 21.003 | 21.003 | 8.1912 | 0 | 8.1912 | 0 | 8.1912
2017-02-16 22:00 | 0 | 20.201 | 0 | 0 | 20.201 | 87.4477 | 0 | 0 | 0 | 0 | 0 | 0 | 0 | 0 | 0 | 0 | 0 | 0 | 20.201 | 20.201 | 7.8784 | 0 | 7.8784 | 0 | 7.8784
2017-02-16 23:00 | 0 | 18.366 | 0 | 0 | 18.366 | 68.1151 | 0 | 0 | 0 | 0 | 0 | 0 | 0 | 0 | 0 | 0 | 0 | 0 | 18.366 | 18.366 | 7.1627 | 0 | 7.1627 | 0 | 7.1627
2017-02-17 | 0 | 0.705 | 0 | 0 | 15.705 | 67.373 | 15 | 21.3636 | 4.5914 | 0.79933 | 0 | 0 | 21.333 | 0.030636 | 4.5914 | 0 | 12.48 | 4.16 | 19.865 | 19.865 | 6.125 | 1.6224 | 7.7474 | 0 | 7.7474
2017-02-17 01:00 | 0 | 0 | 0.012766 | 0 | 14.265 | 67.3851 | 14.2778 | 20.335 | 4.3703 | 0.8 | 0 | 0 | 20.335 | 0 | 4.3703 | 0 | 11.896 | 3.9653 | 18.2303 | 18.2303 | 5.5634 | 1.5465 | 7.1098 | 0 | 7.1098
2017-02-17 02:00 | 0 | 0 | 0.8116 | 0 | 12.882 | 68.1562 | 13.6936 | 19.503 | 4.1915 | 0.8 | 0 | 0 | 19.503 | 0 | 4.1915 | 0 | 11.409 | 3.803 | 16.685 | 16.685 | 5.024 | 1.4832 | 6.5071 | 0 | 6.5071
2017-02-17 03:00 | 0 | 0 | 2.5592 | 0 | 12.145 | 70.5874 | 14.7042 | 20.9424 | 4.5008 | 0.74097 | 0 | 0 | 18.312 | 2.6304 | 4.5008 | 0 | 10.713 | 3.571 | 15.716 | 15.716 | 4.7366 | 1.3927 | 6.1292 | 0 | 6.1292
2017-02-17 04:00 | 0 | 0 | 0.36879 | 0 | 11.87 | 70.9378 | 12.2388 | 17.431 | 3.7462 | 0.8 | 0 | 0 | 17.431 | 0 | 3.7462 | 0 | 10.197 | 3.399 | 15.269 | 15.269 | 4.6293 | 1.3256 | 5.9549 | 0 | 5.9549
2017-02-17 05:00 | 0 | 11.524 | 0 | 0 | 11.524 | 58.8072 | 0 | 0 | 0 | 0 | 0 | 0 | 0 | 0 | 0 | 0 | 0 | 0 | 11.524 | 11.524 | 4.4944 | 0 | 4.4944 | 0 | 4.4944
2017-02-17 06:00 | 0 | 10.959 | 0 | 0 | 10.959 | 47.2714 | 0 | 0 | 0 | 0 | 0 | 0 | 0 | 0 | 0 | 0 | 0 | 0 | 10.959 | 10.959 | 4.274 | 0 | 4.274 | 0 | 4.274
2017-02-17 07:00 | 0.04 | 8.345 | 0 | 0 | 8.385 | 38.4872 | 0 | 0 | 0 | 0 | 0 | 0 | 0 | 0 | 0 | 0 | 0 | 0 | 8.385 | 8.385 | 3.2702 | 0 | 3.2702 | 0 | 3.2702
2017-02-17 08:00 | 0.38 | 7.718 | 0 | 0 | 8.098 | 30.363 | 0 | 0 | 0 | 0 | 0 | 0 | 0 | 0 | 0 | 0 | 0 | 0 | 8.098 | 8.098 | 3.1582 | 0 | 3.1582 | 0 | 3.1582
2017-02-17 09:00 | 0.68 | 0 | 0 | 21.746 | 8.934 | 30.363 | 30 | 42.7273 | 9.1827 | 0.8 | 28.1847 | 3.1633 | 70.912 | 0 | 12.346 | 70.912 | 0 | 0 | 8.934 | 30.68 | 3.4843 | 0 | 3.4843 | 8.4809 | 11.9652
2017-02-17 10:00 | 0.83 | 0 | 21.236 | 0 | 9.594 | 50.5372 | 30 | 42.7273 | 9.1827 | 0.8 | 28.4457 | 3.1926 | 71.173 | 0 | 12.3753 | 71.173 | 0 | 0 | 9.594 | 9.594 | 3.7417 | 0 | 3.7417 | 0 | 3.7417
2017-02-17 11:00 | 1.07 | 0 | 20.993 | 0 | 10.077 | 70.4806 | 30 | 42.7273 | 9.1827 | 0.8 | 27.8097 | 3.1212 | 70.537 | 0 | 12.3039 | 70.537 | 0 | 0 | 10.077 | 10.077 | 3.93 | 0 | 3.93 | 0 | 3.93
2017-02-17 12:00 | 1.17 | 0 | 0.52734 | 5.7227 | 9.92 | 70.9815 | 15 | 21.3636 | 4.5914 | 0.8 | 67.7494 | 7.6037 | 89.113 | 0 | 12.1951 | 68.961 | 11.789 | 3.9297 | 13.8497 | 19.5723 | 3.8688 | 1.5326 | 5.4014 | 2.2318 | 7.6332
2017-02-17 13:00 | 1.13 | 0 | 6.02 | 0 | 10.11 | 76.7005 | 15 | 21.3636 | 4.5914 | 0.8 | 71.9924 | 8.08 | 93.356 | 0 | 12.6713 | 67.39 | 15.19 | 5.0633 | 15.1733 | 15.1733 | 3.9429 | 1.9747 | 5.9176 | 0 | 5.9176
2017-02-17 14:00 | 1.19 | 0 | 13.688 | 0 | 10.002 | 89.7041 | 22.5 | 32.0455 | 6.8871 | 0.77598 | 0 | 0 | 30.408 | 1.6375 | 6.8871 | 0 | 17.789 | 5.9297 | 15.9317 | 15.9317 | 3.9008 | 2.3126 | 6.2134 | 0 | 6.2134
2017-02-17 15:00 | 1.27 | 0 | 3.8532 | 0 | 10.418 | 93.3647 | 13.0012 | 18.5169 | 3.9796 | 0.8 | 80.3721 | 9.0204 | 98.889 | 0 | 13 | 65.342 | 19.625 | 6.5417 | 16.9597 | 16.9597 | 4.063 | 2.5513 | 6.6143 | 0 | 6.6143
2017-02-17 16:00 | 1 | 0 | 2.1268 | 0 | 10.622 | 95.3851 | 11.7488 | 16.7331 | 3.5962 | 0.8 | 83.7879 | 9.4038 | 100.521 | 0 | 13 | 64.738 | 20.933 | 6.9777 | 17.5997 | 17.5997 | 4.1426 | 2.7213 | 6.8639 | 0 | 6.8639
2017-02-17 17:00 | 0.74 | 0 | 20.474 | 0 | 10.266 | 114.8354 | 30 | 42.7273 | 9.1827 | 0.8 | 21.6837 | 2.4336 | 64.411 | 0 | 11.6164 | 64.411 | 0 | 0 | 10.266 | 10.266 | 4.0037 | 0 | 4.0037 | 0 | 4.0037
2017-02-17 18:00 | 0.18 | 0 | 19.669 | 0 | 10.511 | 133.521 | 30 | 42.7273 | 9.1827 | 0.8 | 21.6067 | 2.425 | 64.334 | 0 | 11.6077 | 64.334 | 0 | 0 | 10.511 | 10.511 | 4.0993 | 0 | 4.0993 | 0 | 4.0993
2017-02-17 19:00 | 0.01 | 0 | 17.611 | 0 | 12.399 | 150.2514 | 30 | 42.7273 | 9.1827 | 0.8 | 21.8357 | 2.4507 | 64.563 | 0 | 11.6334 | 64.563 | 0 | 0 | 12.399 | 12.399 | 4.8356 | 0 | 4.8356 | 0 | 4.8356
2017-02-17 20:00 | 0 | 18.784 | 0 | 0 | 18.784 | 130.4788 | 0 | 0 | 0 | 0 | 0 | 0 | 0 | 0 | 0 | 0 | 0 | 0 | 18.784 | 18.784 | 7.3258 | 0 | 7.3258 | 0 | 7.3258
2017-02-17 21:00 | 0 | 21.131 | 0 | 0 | 21.131 | 108.2357 | 0 | 0 | 0 | 0 | 0 | 0 | 0 | 0 | 0 | 0 | 0 | 0 | 21.131 | 21.131 | 8.2411 | 0 | 8.2411 | 0 | 8.2411
2017-02-17 22:00 | 0 | 19.919 | 0 | 0 | 19.919 | 87.2683 | 0 | 0 | 0 | 0 | 0 | 0 | 0 | 0 | 0 | 0 | 0 | 0 | 19.919 | 19.919 | 7.7684 | 0 | 7.7684 | 0 | 7.7684
2017-02-17 23:00 | 0 | 18.605 | 0 | 0 | 18.605 | 67.6841 | 0 | 0 | 0 | 0 | 0 | 0 | 0 | 0 | 0 | 0 | 0 | 0 | 18.605 | 18.605 | 7.256 | 0 | 7.256 | 0 | 7.256
2017-02-18 | 0 | 0.489 | 0 | 0 | 15.489 | 67.1693 | 15 | 21.3636 | 4.5914 | 0.8 | 1.2414 | 0.13932 | 22.605 | 0 | 4.7307 | 0 | 13.224 | 4.408 | 19.897 | 19.897 | 6.0407 | 1.7191 | 7.7598 | 0 | 7.7598
2017-02-18 01:00 | 0 | 0 | 0.926 | 0 | 14.074 | 68.049 | 15 | 21.3636 | 4.5914 | 0.8 | 0.038364 | 0.0043057 | 21.402 | 0 | 4.5957 | 0 | 12.52 | 4.1733 | 18.2473 | 18.2473 | 5.4889 | 1.6276 | 7.1165 | 0 | 7.1165
2017-02-18 02:00 | 0 | 0 | 1.6698 | 0 | 12.806 | 69.6353 | 14.4758 | 20.617 | 4.4309 | 0.8 | 0 | 0 | 20.617 | 0 | 4.4309 | 0 | 12.061 | 4.0203 | 16.8263 | 16.8263 | 4.9943 | 1.5679 | 6.5623 | 0 | 6.5623
2017-02-18 03:00 | 0 | 0 | 1.6806 | 0 | 12.251 | 71.2319 | 13.9316 | 19.842 | 4.2643 | 0.8 | 0 | 0 | 19.842 | 0 | 4.2643 | 0 | 11.608 | 3.8693 | 16.1203 | 16.1203 | 4.7779 | 1.509 | 6.2869 | 0 | 6.2869
2017-02-18 04:00 | 0 | 0 | 1.081 | 0 | 11.907 | 72.2588 | 12.988 | 18.498 | 3.9755 | 0.8 | 0 | 0 | 18.498 | 0 | 3.9755 | 0 | 10.821 | 3.607 | 15.514 | 15.514 | 4.6437 | 1.4067 | 6.0505 | 0 | 6.0505
2017-02-18 05:00 | 0 | 11.706 | 0 | 0 | 11.706 | 59.9367 | 0 | 0 | 0 | 0 | 0 | 0 | 0 | 0 | 0 | 0 | 0 | 0 | 11.706 | 11.706 | 4.5653 | 0 | 4.5653 | 0 | 4.5653
2017-02-18 06:00 | 0 | 11.26 | 0 | 0 | 11.26 | 48.0841 | 0 | 0 | 0 | 0 | 0 | 0 | 0 | 0 | 0 | 0 | 0 | 0 | 11.26 | 11.26 | 4.3914 | 0 | 4.3914 | 0 | 4.3914
2017-02-18 07:00 | 0.03 | 8.614 | 0 | 0 | 8.644 | 39.0167 | 0 | 0 | 0 | 0 | 0 | 0 | 0 | 0 | 0 | 0 | 0 | 0 | 8.644 | 8.644 | 3.3712 | 0 | 3.3712 | 0 | 3.3712
2017-02-18 08:00 | 0.09 | 8.221 | 0 | 0 | 8.311 | 30.363 | 0 | 0 | 0 | 0 | 0 | 0 | 0 | 0 | 0 | 0 | 0 | 0 | 8.311 | 8.311 | 3.2413 | 0 | 3.2413 | 0 | 3.2413
2017-02-18 09:00 | 0.17 | 0 | 0 | 21.5 | 8.67 | 30.363 | 30 | 42.7273 | 9.1827 | 0.8 | 27.3527 | 3.0699 | 70.08 | 0 | 12.2526 | 70.08 | 0 | 0 | 8.67 | 30.17 | 3.3813 | 0 | 3.3813 | 8.385 | 11.7663
2017-02-18 10:00 | 0.16 | 0 | 15.0468 | 5.7572 | 9.356 | 44.6574 | 30 | 42.7273 | 9.1827 | 0.8 | 27.3747 | 3.0724 | 70.102 | 0 | 12.2551 | 70.102 | 0 | 0 | 9.356 | 15.1132 | 3.6488 | 0 | 3.6488 | 2.2453 | 5.8942
2017-02-18 11:00 | 0.48 | 0 | 20.536 | 0 | 9.944 | 64.1666 | 30 | 42.7273 | 9.1827 | 0.8 | 26.9537 | 3.0251 | 69.681 | 0 | 12.2078 | 69.681 | 0 | 0 | 9.944 | 9.944 | 3.8782 | 0 | 3.8782 | 0 | 3.8782
2017-02-18 12:00 | 0.85 | 0 | 5.885 | 0 | 9.965 | 69.7574 | 15 | 21.3636 | 4.5914 | 0.8 | 68.6824 | 7.7085 | 90.046 | 0 | 12.2998 | 68.615 | 12.537 | 4.179 | 14.144 | 14.144 | 3.8864 | 1.6298 | 5.5162 | 0 | 5.5162
2017-02-18 13:00 | 0.99 | 0 | 5.656 | 0 | 10.334 | 75.1306 | 15 | 21.3636 | 4.5914 | 0.8 | 71.2284 | 7.9942 | 92.592 | 0 | 12.5856 | 67.673 | 14.578 | 4.8593 | 15.1933 | 15.1933 | 4.0303 | 1.8951 | 5.9254 | 0 | 5.9254
2017-02-18 14:00 | 0.94 | 0 | 13.143 | 0 | 10.297 | 87.6164 | 22.5 | 32.0455 | 6.8871 | 0.73505 | 0 | 0 | 27.617 | 4.4285 | 6.8871 | 0 | 16.156 | 5.3853 | 15.6823 | 15.6823 | 4.0158 | 2.1003 | 6.1161 | 0 | 6.1161
2017-02-18 15:00 | 0.56 | 0 | 5.325 | 0 | 10.235 | 92.6752 | 15 | 21.3636 | 4.5914 | 0.8 | 74.4334 | 8.3539 | 95.797 | 0 | 12.9453 | 66.486 | 17.146 | 5.7153 | 15.9503 | 15.9503 | 3.9916 | 2.229 | 6.2206 | 0 | 6.2206
2017-02-18 16:00 | 0.58 | 0 | 4.8906 | 0 | 10.234 | 97.3212 | 14.5446 | 20.715 | 4.452 | 0.8 | 76.163 | 8.548 | 96.878 | 0 | 13 | 66.086 | 18.013 | 6.0043 | 16.2383 | 16.2383 | 3.9913 | 2.3417 | 6.333 | 0 | 6.333
2017-02-18 17:00 | 0.5 | 0 | 20.38 | 0 | 10.12 | 116.6822 | 30 | 42.7273 | 9.1827 | 0.8 | 23.1767 | 2.6012 | 65.904 | 0 | 11.7839 | 65.904 | 0 | 0 | 10.12 | 10.12 | 3.9468 | 0 | 3.9468 | 0 | 3.9468
2017-02-18 18:00 | 0.28 | 0 | 19.353 | 0 | 10.927 | 135.0676 | 30 | 42.7273 | 9.1827 | 0.8 | 23.3317 | 2.6186 | 66.059 | 0 | 11.8013 | 66.059 | 0 | 0 | 10.927 | 10.927 | 4.2615 | 0 | 4.2615 | 0 | 4.2615
2017-02-18 19:00 | 0.03 | 0 | 17.629 | 0 | 12.401 | 151.8151 | 30 | 42.7273 | 9.1827 | 0.8 | 24.0457 | 2.6987 | 66.773 | 0 | 11.8815 | 66.773 | 0 | 0 | 12.401 | 12.401 | 4.8364 | 0 | 4.8364 | 0 | 4.8364
2017-02-18 20:00 | 0 | 19.168 | 0 | 0 | 19.168 | 131.6383 | 0 | 0 | 0 | 0 | 0 | 0 | 0 | 0 | 0 | 0 | 0 | 0 | 19.168 | 19.168 | 7.4755 | 0 | 7.4755 | 0 | 7.4755
2017-02-18 21:00 | 0 | 19.62 | 0 | 0 | 19.62 | 110.9856 | 0 | 0 | 0 | 0 | 0 | 0 | 0 | 0 | 0 | 0 | 0 | 0 | 19.62 | 19.62 | 7.6518 | 0 | 7.6518 | 0 | 7.6518
2017-02-18 22:00 | 0 | 18.811 | 0 | 0 | 18.811 | 91.1846 | 0 | 0 | 0 | 0 | 0 | 0 | 0 | 0 | 0 | 0 | 0 | 0 | 18.811 | 18.811 | 7.3363 | 0 | 7.3363 | 0 | 7.3363
2017-02-18 23:00 | 0 | 17.505 | 0 | 0 | 17.505 | 72.7583 | 0 | 0 | 0 | 0 | 0 | 0 | 0 | 0 | 0 | 0 | 0 | 0 | 17.505 | 17.505 | 6.827 | 0 | 6.827 | 0 | 6.827
2017-02-19 | 0 | 1.7115 | 0 | 0 | 15.123 | 70.9567 | 13.4115 | 19.1012 | 4.1051 | 0.76387 | 0 | 0 | 17.633 | 1.4682 | 4.1051 | 0 | 10.315 | 3.4383 | 18.5613 | 18.5613 | 5.898 | 1.341 | 7.2389 | 0 | 7.2389
2017-02-19 01:00 | 0 | 0 | 0 | 0 | 13.834 | 70.9567 | 13.834 | 19.703 | 4.2345 | 0.74017 | 0 | 0 | 17.195 | 2.508 | 4.2345 | 0 | 10.059 | 3.353 | 17.187 | 17.187 | 5.3953 | 1.3077 | 6.7029 | 0 | 6.7029
2017-02-19 02:00 | 0 | 0 | 0 | 0 | 12.223 | 70.9567 | 12.223 | 17.4085 | 3.7414 | 0.76743 | 0 | 0 | 16.202 | 1.2065 | 3.7414 | 0 | 9.478 | 3.1593 | 15.3823 | 15.3823 | 4.767 | 1.2321 | 5.9991 | 0 | 5.9991
2017-02-19 03:00 | 0 | 0 | 0 | 0 | 11.785 | 70.9567 | 11.785 | 16.7847 | 3.6073 | 0.76349 | 0 | 0 | 15.481 | 1.3037 | 3.6073 | 0 | 9.056 | 3.0187 | 14.8037 | 14.8037 | 4.5962 | 1.1773 | 5.7734 | 0 | 5.7734
2017-02-19 04:00 | 0 | 0 | 0 | 0 | 11.947 | 70.9567 | 11.947 | 17.0154 | 3.6569 | 0.74574 | 0 | 0 | 15.051 | 1.9644 | 3.6569 | 0 | 8.805 | 2.935 | 14.882 | 14.882 | 4.6593 | 1.1446 | 5.804 | 0 | 5.804
2017-02-19 05:00 | 0 | 11.563 | 0 | 0 | 11.563 | 58.7851 | 0 | 0 | 0 | 0 | 0 | 0 | 0 | 0 | 0 | 0 | 0 | 0 | 11.563 | 11.563 | 4.5096 | 0 | 4.5096 | 0 | 4.5096
2017-02-19 06:00 | 0 | 10.762 | 0 | 0 | 10.762 | 47.4567 | 0 | 0 | 0 | 0 | 0 | 0 | 0 | 0 | 0 | 0 | 0 | 0 | 10.762 | 10.762 | 4.1972 | 0 | 4.1972 | 0 | 4.1972
2017-02-19 07:00 | 0.02 | 8.124 | 0 | 0 | 8.144 | 38.9051 | 0 | 0 | 0 | 0 | 0 | 0 | 0 | 0 | 0 | 0 | 0 | 0 | 8.144 | 8.144 | 3.1762 | 0 | 3.1762 | 0 | 3.1762
2017-02-19 08:00 | 0.11 | 8.115 | 0 | 0 | 8.225 | 30.363 | 0 | 0 | 0 | 0 | 0 | 0 | 0 | 0 | 0 | 0 | 0 | 0 | 8.225 | 8.225 | 3.2077 | 0 | 3.2077 | 0 | 3.2077
2017-02-19 09:00 | 0.16 | 0 | 1.3776 | 19.9844 | 8.798 | 31.6718 | 30 | 42.7273 | 9.1827 | 0.8 | 27.7557 | 3.1151 | 70.483 | 0 | 12.2979 | 70.483 | 0 | 0 | 8.798 | 28.7824 | 3.4312 | 0 | 3.4312 | 7.7939 | 11.2251
2017-02-19 10:00 | 0.51 | 0 | 21.136 | 0 | 9.374 | 51.751 | 30 | 42.7273 | 9.1827 | 0.8 | 27.8387 | 3.1244 | 70.566 | 0 | 12.3072 | 70.566 | 0 | 0 | 9.374 | 9.374 | 3.6559 | 0 | 3.6559 | 0 | 3.6559
2017-02-19 11:00 | 0.48 | 0 | 20.709 | 0 | 9.771 | 71.4245 | 30 | 42.7273 | 9.1827 | 0.8 | 27.6087 | 3.0986 | 70.336 | 0 | 12.2814 | 70.336 | 0 | 0 | 9.771 | 9.771 | 3.8107 | 0 | 3.8107 | 0 | 3.8107
2017-02-19 12:00 | 0.76 | 0 | 5.815 | 0 | 9.945 | 76.9488 | 15 | 21.3636 | 4.5914 | 0.8 | 65.2474 | 7.3229 | 86.611 | 0 | 11.9143 | 69.887 | 9.783 | 3.261 | 13.206 | 13.206 | 3.8786 | 1.2718 | 5.1503 | 0 | 5.1503
2017-02-19 13:00 | 1.28 | 0 | 5.578 | 0 | 10.702 | 82.2479 | 15 | 21.3636 | 4.5914 | 0.8 | 66.5164 | 7.4654 | 87.88 | 0 | 12.0567 | 69.417 | 10.801 | 3.6003 | 14.3023 | 14.3023 | 4.1738 | 1.4041 | 5.5779 | 0 | 5.5779
2017-02-19 14:00 | 1.39 | 0 | 5.5467 | 0 | 10.364 | 87.5172 | 14.5207 | 20.681 | 4.4447 | 0.8 | 0 | 0 | 20.681 | 0 | 4.4447 | 0 | 12.098 | 4.0327 | 14.3967 | 14.3967 | 4.042 | 1.5727 | 5.6147 | 0 | 5.6147
2017-02-19 15:00 | 0.9 | 0 | 5.169 | 0 | 10.731 | 92.4278 | 15 | 21.3636 | 4.5914 | 0.8 | 69.5984 | 7.8113 | 90.962 | 0 | 12.4026 | 68.276 | 13.271 | 4.4237 | 15.1547 | 15.1547 | 4.1851 | 1.7252 | 5.9103 | 0 | 5.9103
2017-02-19 16:00 | 0.55 | 0 | 4.922 | 0 | 10.628 | 97.1037 | 15 | 21.3636 | 4.5914 | 0.8 | 70.6144 | 7.9253 | 91.978 | 0 | 12.5167 | 67.9 | 14.086 | 4.6953 | 15.3233 | 15.3233 | 4.1449 | 1.8312 | 5.9761 | 0 | 5.9761
2017-02-19 17:00 | 0.39 | 0 | 19.688 | 0 | 10.702 | 115.8073 | 30 | 42.7273 | 9.1827 | 0.8 | 24.9657 | 2.802 | 67.693 | 0 | 11.9847 | 67.693 | 0 | 0 | 10.702 | 10.702 | 4.1738 | 0 | 4.1738 | 0 | 4.1738
2017-02-19 18:00 | 0.18 | 0 | 19.851 | 0 | 10.329 | 134.6657 | 30 | 42.7273 | 9.1827 | 0.8 | 24.7757 | 2.7807 | 67.503 | 0 | 11.9634 | 67.503 | 0 | 0 | 10.329 | 10.329 | 4.0283 | 0 | 4.0283 | 0 | 4.0283
2017-02-19 19:00 | 0.03 | 0 | 18.052 | 0 | 11.978 | 151.8151 | 30 | 42.7273 | 9.1827 | 0.8 | 24.5947 | 2.7604 | 67.322 | 0 | 11.9431 | 67.322 | 0 | 0 | 11.978 | 11.978 | 4.6714 | 0 | 4.6714 | 0 | 4.6714
2017-02-19 20:00 | 0 | 18.203 | 0 | 0 | 18.203 | 132.6541 | 0 | 0 | 0 | 0 | 0 | 0 | 0 | 0 | 0 | 0 | 0 | 0 | 18.203 | 18.203 | 7.0992 | 0 | 7.0992 | 0 | 7.0992
2017-02-19 21:00 | 0 | 19.426 | 0 | 0 | 19.426 | 112.2056 | 0 | 0 | 0 | 0 | 0 | 0 | 0 | 0 | 0 | 0 | 0 | 0 | 19.426 | 19.426 | 7.5761 | 0 | 7.5761 | 0 | 7.5761
2017-02-19 22:00 | 0 | 18.202 | 0 | 0 | 18.202 | 93.0456 | 0 | 0 | 0 | 0 | 0 | 0 | 0 | 0 | 0 | 0 | 0 | 0 | 18.202 | 18.202 | 7.0988 | 0 | 7.0988 | 0 | 7.0988
2017-02-19 23:00 | 0 | 17.034 | 0 | 0 | 17.034 | 75.1151 | 0 | 0 | 0 | 0 | 0 | 0 | 0 | 0 | 0 | 0 | 0 | 0 | 17.034 | 17.034 | 6.6433 | 0 | 6.6433 | 0 | 6.6433
2017-02-20 | 0 | 1.5245 | 0 | 0 | 14.789 | 73.5104 | 13.2645 | 18.8919 | 4.0602 | 0.76589 | 0 | 0 | 17.521 | 1.3709 | 4.0602 | 0 | 10.25 | 3.4167 | 18.2057 | 18.2057 | 5.7677 | 1.3325 | 7.1002 | 0 | 7.1002
2017-02-20 01:00 | 0 | 1.784 | 0 | 0 | 13.433 | 71.6325 | 11.649 | 16.591 | 3.5657 | 0.8 | 0 | 0 | 16.591 | 0 | 3.5657 | 0 | 9.706 | 3.2353 | 16.6683 | 16.6683 | 5.2389 | 1.2618 | 6.5007 | 0 | 6.5007
2017-02-20 02:00 | 0 | 0 | 0 | 0 | 12.189 | 71.6325 | 12.189 | 17.3601 | 3.7309 | 0.76423 | 0 | 0 | 16.039 | 1.3211 | 3.7309 | 0 | 9.383 | 3.1277 | 15.3167 | 15.3167 | 4.7537 | 1.2198 | 5.9735 | 0 | 5.9735
2017-02-20 03:00 | 0 | 0 | 0 | 0 | 11.797 | 71.6325 | 11.797 | 16.8018 | 3.611 | 0.76045 | 0 | 0 | 15.388 | 1.4138 | 3.611 | 0 | 9.002 | 3.0007 | 14.7977 | 14.7977 | 4.6008 | 1.1703 | 5.7711 | 0 | 5.7711
2017-02-20 04:00 | 0 | 0 | 0 | 0 | 11.908 | 71.6325 | 11.908 | 16.9599 | 3.6449 | 0.73651 | 0 | 0 | 14.669 | 2.2909 | 3.6449 | 0 | 8.581 | 2.8603 | 14.7683 | 14.7683 | 4.6441 | 1.1155 | 5.7596 | 0 | 5.7596
2017-02-20 05:00 | 0 | 11.217 | 0 | 0 | 11.217 | 59.8251 | 0 | 0 | 0 | 0 | 0 | 0 | 0 | 0 | 0 | 0 | 0 | 0 | 11.217 | 11.217 | 4.3746 | 0 | 4.3746 | 0 | 4.3746
2017-02-20 06:00 | 0 | 10.753 | 0 | 0 | 10.753 | 48.5062 | 0 | 0 | 0 | 0 | 0 | 0 | 0 | 0 | 0 | 0 | 0 | 0 | 10.753 | 10.753 | 4.1937 | 0 | 4.1937 | 0 | 4.1937
2017-02-20 07:00 | 0.04 | 8.935 | 0 | 0 | 8.975 | 39.1009 | 0 | 0 | 0 | 0 | 0 | 0 | 0 | 0 | 0 | 0 | 0 | 0 | 8.975 | 8.975 | 3.5002 | 0 | 3.5002 | 0 | 3.5002
2017-02-20 08:00 | 0.16 | 8.301 | 0 | 0 | 8.461 | 30.363 | 0 | 0 | 0 | 0 | 0 | 0 | 0 | 0 | 0 | 0 | 0 | 0 | 8.461 | 8.461 | 3.2998 | 0 | 3.2998 | 0 | 3.2998
2017-02-20 09:00 | 0.52 | 0 | 0 | 21.211 | 9.309 | 30.363 | 30 | 42.7273 | 9.1827 | 0.8 | 28.8277 | 3.2354 | 71.555 | 0 | 12.4182 | 71.555 | 0 | 0 | 9.309 | 30.52 | 3.6305 | 0 | 3.6305 | 8.2723 | 11.9028
2017-02-20 10:00 | 1.13 | 0 | 16.6186 | 5.0574 | 9.454 | 46.1507 | 30 | 42.7273 | 9.1827 | 0.8 | 28.9957 | 3.2543 | 71.723 | 0 | 12.437 | 71.723 | 0 | 0 | 9.454 | 14.5114 | 3.6871 | 0 | 3.6871 | 1.9724 | 5.6594
2017-02-20 11:00 | 1.27 | 0 | 21.31 | 0 | 9.96 | 66.3952 | 30 | 42.7273 | 9.1827 | 0.8 | 28.4317 | 3.191 | 71.159 | 0 | 12.3737 | 71.159 | 0 | 0 | 9.96 | 9.96 | 3.8844 | 0 | 3.8844 | 0 | 3.8844
2017-02-20 12:00 | 1.81 | 0 | 6.556 | 0 | 10.254 | 72.6234 | 15 | 21.3636 | 4.5914 | 0.8 | 65.6774 | 7.3712 | 87.041 | 0 | 11.9626 | 69.727 | 10.129 | 3.3763 | 13.6303 | 13.6303 | 3.9991 | 1.3168 | 5.3158 | 0 | 5.3158
2017-02-20 13:00 | 1.56 | 0 | 6.253 | 0 | 10.307 | 78.5638 | 15 | 21.3636 | 4.5914 | 0.8 | 70.2504 | 7.8844 | 91.614 | 0 | 12.4758 | 68.035 | 13.794 | 4.598 | 14.905 | 14.905 | 4.0197 | 1.7932 | 5.813 | 0 | 5.813
2017-02-20 14:00 | 1.2 | 0 | 13.392 | 0 | 10.308 | 91.2862 | 22.5 | 32.0455 | 6.8871 | 0.74581 | 0 | 0 | 28.351 | 3.6945 | 6.8871 | 0 | 16.586 | 5.5287 | 15.8367 | 15.8367 | 4.0201 | 2.1562 | 6.1763 | 0 | 6.1763
2017-02-20 15:00 | 0.99 | 0 | 4.4439 | 0 | 10.499 | 95.5078 | 13.9529 | 19.8723 | 4.2708 | 0.8 | 77.7767 | 8.7292 | 97.649 | 0 | 13 | 65.801 | 18.631 | 6.2103 | 16.7093 | 16.7093 | 4.0946 | 2.422 | 6.5166 | 0 | 6.5166
2017-02-20 16:00 | 0.75 | 0 | 2.8448 | 0 | 10.548 | 98.2104 | 12.6428 | 18.0065 | 3.8699 | 0.8 | 81.3495 | 9.1301 | 99.356 | 0 | 13 | 65.169 | 20 | 6.6667 | 17.2147 | 17.2147 | 4.1137 | 2.6 | 6.7137 | 0 | 6.7137
2017-02-20 17:00 | 0.81 | 0 | 20.408 | 0 | 10.402 | 117.598 | 30 | 42.7273 | 9.1827 | 0.8 | 22.1977 | 2.4913 | 64.925 | 0 | 11.6741 | 64.925 | 0 | 0 | 10.402 | 10.402 | 4.0568 | 0 | 4.0568 | 0 | 4.0568
2017-02-20 18:00 | 0.31 | 0 | 18.945 | 0 | 11.365 | 135.5958 | 30 | 42.7273 | 9.1827 | 0.8 | 22.2607 | 2.4984 | 64.988 | 0 | 11.6811 | 64.988 | 0 | 0 | 11.365 | 11.365 | 4.4323 | 0 | 4.4323 | 0 | 4.4323
2017-02-20 19:00 | 0.05 | 0 | 17.073 | 0 | 12.977 | 151.8151 | 30 | 42.7273 | 9.1827 | 0.8 | 22.6307 | 2.5399 | 65.358 | 0 | 11.7227 | 65.358 | 0 | 0 | 12.977 | 12.977 | 5.061 | 0 | 5.061 | 0 | 5.061
2017-02-20 20:00 | 0 | 19.866 | 0 | 0 | 19.866 | 130.9035 | 0 | 0 | 0 | 0 | 0 | 0 | 0 | 0 | 0 | 0 | 0 | 0 | 19.866 | 19.866 | 7.7477 | 0 | 7.7477 | 0 | 7.7477
2017-02-20 21:00 | 0 | 21.032 | 0 | 0 | 21.032 | 108.7646 | 0 | 0 | 0 | 0 | 0 | 0 | 0 | 0 | 0 | 0 | 0 | 0 | 21.032 | 21.032 | 8.2025 | 0 | 8.2025 | 0 | 8.2025
2017-02-20 22:00 | 0 | 19.402 | 0 | 0 | 19.402 | 88.3414 | 0 | 0 | 0 | 0 | 0 | 0 | 0 | 0 | 0 | 0 | 0 | 0 | 19.402 | 19.402 | 7.5668 | 0 | 7.5668 | 0 | 7.5668
2017-02-20 23:00 | 0 | 16.932 | 0 | 0 | 16.932 | 70.5183 | 0 | 0 | 0 | 0 | 0 | 0 | 0 | 0 | 0 | 0 | 0 | 0 | 16.932 | 16.932 | 6.6035 | 0 | 6.6035 | 0 | 6.6035
2017-02-21 | 0 | 0 | 0 | 0 | 14.782 | 70.5183 | 14.782 | 21.0532 | 4.5246 | 0.77917 | 0 | 0 | 20.12 | 0.93315 | 4.5246 | 0 | 11.77 | 3.9233 | 18.7053 | 18.7053 | 5.765 | 1.5301 | 7.2951 | 0 | 7.2951
2017-02-21 01:00 | 0 | 0 | 0.52494 | 0 | 13.001 | 71.017 | 13.5259 | 19.2642 | 4.1402 | 0.78858 | 0 | 0 | 18.796 | 0.46822 | 4.1402 | 0 | 10.996 | 3.6653 | 16.6663 | 16.6663 | 5.0704 | 1.4295 | 6.4999 | 0 | 6.4999
2017-02-21 02:00 | 0 | 0 | 0.099447 | 0 | 12.357 | 71.1114 | 12.4564 | 17.741 | 3.8128 | 0.8 | 0 | 0 | 17.741 | 0 | 3.8128 | 0 | 10.378 | 3.4593 | 15.8163 | 15.8163 | 4.8192 | 1.3491 | 6.1684 | 0 | 6.1684
2017-02-21 03:00 | 0 | 0 | 0 | 0 | 12.296 | 71.1114 | 12.296 | 17.5125 | 3.7637 | 0.77334 | 0 | 0 | 16.519 | 0.99348 | 3.7637 | 0 | 9.664 | 3.2213 | 15.5173 | 15.5173 | 4.7954 | 1.2563 | 6.0518 | 0 | 6.0518
2017-02-21 04:00 | 0 | 0 | 0 | 0 | 11.358 | 71.1114 | 11.358 | 16.1765 | 3.4766 | 0.787 | 0 | 0 | 15.729 | 0.44755 | 3.4766 | 0 | 9.201 | 3.067 | 14.425 | 14.425 | 4.4296 | 1.1961 | 5.6258 | 0 | 5.6258
2017-02-21 05:00 | 0 | 11.076 | 0 | 0 | 11.076 | 59.4525 | 0 | 0 | 0 | 0 | 0 | 0 | 0 | 0 | 0 | 0 | 0 | 0 | 11.076 | 11.076 | 4.3196 | 0 | 4.3196 | 0 | 4.3196
2017-02-21 06:00 | 0 | 11.014 | 0 | 0 | 11.014 | 47.8588 | 0 | 0 | 0 | 0 | 0 | 0 | 0 | 0 | 0 | 0 | 0 | 0 | 11.014 | 11.014 | 4.2955 | 0 | 4.2955 | 0 | 4.2955
2017-02-21 07:00 | 0.03 | 8.575 | 0 | 0 | 8.605 | 38.8325 | 0 | 0 | 0 | 0 | 0 | 0 | 0 | 0 | 0 | 0 | 0 | 0 | 8.605 | 8.605 | 3.3559 | 0 | 3.3559 | 0 | 3.3559
2017-02-21 08:00 | 0.17 | 8.046 | 0 | 0 | 8.216 | 30.363 | 0 | 0 | 0 | 0 | 0 | 0 | 0 | 0 | 0 | 0 | 0 | 0 | 8.216 | 8.216 | 3.2042 | 0 | 3.2042 | 0 | 3.2042
2017-02-21 09:00 | 0.56 | 0 | 0 | 21.642 | 8.918 | 30.363 | 30 | 42.7273 | 9.1827 | 0.8 | 28.6497 | 3.2155 | 71.377 | 0 | 12.3982 | 71.377 | 0 | 0 | 8.918 | 30.56 | 3.478 | 0 | 3.478 | 8.4404 | 11.9184
2017-02-21 10:00 | 0.93 | 0 | 14.9927 | 6.7343 | 9.203 | 44.606 | 30 | 42.7273 | 9.1827 | 0.8 | 28.8397 | 3.2368 | 71.567 | 0 | 12.4195 | 71.567 | 0 | 0 | 9.203 | 15.9373 | 3.5892 | 0 | 3.5892 | 2.6264 | 6.2156
2017-02-21 11:00 | 1.31 | 0 | 21.56 | 0 | 9.75 | 65.088 | 30 | 42.7273 | 9.1827 | 0.8 | 28.3457 | 3.1813 | 71.073 | 0 | 12.3641 | 71.073 | 0 | 0 | 9.75 | 9.75 | 3.8025 | 0 | 3.8025 | 0 | 3.8025
2017-02-21 12:00 | 1.57 | 0 | 6.483 | 0 | 10.087 | 71.2469 | 15 | 21.3636 | 4.5914 | 0.8 | 65.5134 | 7.3528 | 86.877 | 0 | 11.9442 | 69.788 | 9.997 | 3.3323 | 13.4193 | 13.4193 | 3.9339 | 1.2996 | 5.2335 | 0 | 5.2335
2017-02-21 13:00 | 1.39 | 0 | 6.124 | 0 | 10.266 | 77.0647 | 15 | 21.3636 | 4.5914 | 0.8 | 69.5964 | 7.811 | 90.96 | 0 | 12.4024 | 68.277 | 13.27 | 4.4233 | 14.6893 | 14.6893 | 4.0037 | 1.7251 | 5.7288 | 0 | 5.7288
2017-02-21 14:00 | 1.14 | 0 | 13.196 | 0 | 10.444 | 89.6009 | 22.5 | 32.0455 | 6.8871 | 0.73151 | 0 | 0 | 27.376 | 4.6695 | 6.8871 | 0 | 16.015 | 5.3383 | 15.7823 | 15.7823 | 4.0732 | 2.0819 | 6.1551 | 0 | 6.1551
2017-02-21 15:00 | 1.34 | 0 | 5.0332 | 0 | 10.892 | 94.3825 | 14.5852 | 20.7729 | 4.4644 | 0.8 | 76.0521 | 8.5356 | 96.825 | 0 | 13 | 66.106 | 17.971 | 5.9903 | 16.8823 | 16.8823 | 4.2479 | 2.3362 | 6.5841 | 0 | 6.5841
2017-02-21 16:00 | 1.19 | 0 | 3.8394 | 0 | 10.833 | 98.0299 | 13.4824 | 19.2022 | 4.1268 | 0.8 | 79.0598 | 8.8732 | 98.262 | 0 | 13 | 65.574 | 19.123 | 6.3743 | 17.2073 | 17.2073 | 4.2249 | 2.486 | 6.7109 | 0 | 6.7109
2017-02-21 17:00 | 0.85 | 0 | 20.54 | 0 | 10.31 | 117.5429 | 30 | 42.7273 | 9.1827 | 0.8 | 22.6847 | 2.546 | 65.412 | 0 | 11.7287 | 65.412 | 0 | 0 | 10.31 | 10.31 | 4.0209 | 0 | 4.0209 | 0 | 4.0209
2017-02-21 18:00 | 0.32 | 0 | 19.151 | 0 | 11.169 | 135.7364 | 30 | 42.7273 | 9.1827 | 0.8 | 22.8407 | 2.5635 | 65.568 | 0 | 11.7462 | 65.568 | 0 | 0 | 11.169 | 11.169 | 4.3559 | 0 | 4.3559 | 0 | 4.3559
2017-02-21 19:00 | 0.03 | 0 | 16.925 | 0 | 13.105 | 151.8151 | 30 | 42.7273 | 9.1827 | 0.8 | 23.2207 | 2.6061 | 65.948 | 0 | 11.7889 | 65.948 | 0 | 0 | 13.105 | 13.105 | 5.111 | 0 | 5.111 | 0 | 5.111
2017-02-21 20:00 | 0 | 18.942 | 0 | 0 | 18.942 | 131.8762 | 0 | 0 | 0 | 0 | 0 | 0 | 0 | 0 | 0 | 0 | 0 | 0 | 18.942 | 18.942 | 7.3874 | 0 | 7.3874 | 0 | 7.3874
2017-02-21 21:00 | 0 | 20.286 | 0 | 0 | 20.286 | 110.5225 | 0 | 0 | 0 | 0 | 0 | 0 | 0 | 0 | 0 | 0 | 0 | 0 | 20.286 | 20.286 | 7.9115 | 0 | 7.9115 | 0 | 7.9115
2017-02-21 22:00 | 0 | 19.193 | 0 | 0 | 19.193 | 90.3193 | 0 | 0 | 0 | 0 | 0 | 0 | 0 | 0 | 0 | 0 | 0 | 0 | 19.193 | 19.193 | 7.4853 | 0 | 7.4853 | 0 | 7.4853
2017-02-21 23:00 | 0 | 17.505 | 0 | 0 | 17.505 | 71.893 | 0 | 0 | 0 | 0 | 0 | 0 | 0 | 0 | 0 | 0 | 0 | 0 | 17.505 | 17.505 | 6.827 | 0 | 6.827 | 0 | 6.827
2017-02-22 | 0 | 0 | 0 | 0 | 14.922 | 71.893 | 14.922 | 21.2525 | 4.5675 | 0.77849 | 0 | 0 | 20.28 | 0.97255 | 4.5675 | 0 | 11.864 | 3.9547 | 18.8767 | 18.8767 | 5.8196 | 1.5423 | 7.3619 | 0 | 7.3619
2017-02-22 01:00 | 0 | 0 | 0 | 0 | 13.753 | 71.893 | 13.753 | 19.5876 | 4.2097 | 0.78996 | 0 | 0 | 19.169 | 0.41861 | 4.2097 | 0 | 11.214 | 3.738 | 17.491 | 17.491 | 5.3637 | 1.4578 | 6.8215 | 0 | 6.8215
2017-02-22 02:00 | 0 | 0 | 0.10029 | 0 | 12.652 | 71.9883 | 12.7523 | 18.1624 | 3.9034 | 0.79813 | 0 | 0 | 18.09 | 0.072351 | 3.9034 | 0 | 10.583 | 3.5277 | 16.1797 | 16.1797 | 4.9343 | 1.3758 | 6.3101 | 0 | 6.3101
2017-02-22 03:00 | 0 | 0 | 0 | 0 | 12.699 | 71.9883 | 12.699 | 18.0865 | 3.8871 | 0.78369 | 0 | 0 | 17.459 | 0.62745 | 3.8871 | 0 | 10.213 | 3.4043 | 16.1033 | 16.1033 | 4.9526 | 1.3277 | 6.2803 | 0 | 6.2803
2017-02-22 04:00 | 0 | 0 | 0 | 0 | 12.019 | 71.9883 | 12.019 | 17.118 | 3.6789 | 0.7899 | 0 | 0 | 16.75 | 0.36797 | 3.6789 | 0 | 9.799 | 3.2663 | 15.2853 | 15.2853 | 4.6874 | 1.2739 | 5.9613 | 0 | 5.9613
2017-02-22 05:00 | 0 | 11.752 | 0 | 0 | 11.752 | 59.6178 | 0 | 0 | 0 | 0 | 0 | 0 | 0 | 0 | 0 | 0 | 0 | 0 | 11.752 | 11.752 | 4.5833 | 0 | 4.5833 | 0 | 4.5833
2017-02-22 06:00 | 0 | 11.109 | 0 | 0 | 11.109 | 47.9241 | 0 | 0 | 0 | 0 | 0 | 0 | 0 | 0 | 0 | 0 | 0 | 0 | 11.109 | 11.109 | 4.3325 | 0 | 4.3325 | 0 | 4.3325
2017-02-22 07:00 | 0.05 | 8.786 | 0 | 0 | 8.836 | 38.6757 | 0 | 0 | 0 | 0 | 0 | 0 | 0 | 0 | 0 | 0 | 0 | 0 | 8.836 | 8.836 | 3.446 | 0 | 3.446 | 0 | 3.446
2017-02-22 08:00 | 0.43 | 7.897 | 0 | 0 | 8.327 | 30.363 | 0 | 0 | 0 | 0 | 0 | 0 | 0 | 0 | 0 | 0 | 0 | 0 | 8.327 | 8.327 | 3.2475 | 0 | 3.2475 | 0 | 3.2475
2017-02-22 09:00 | 0.69 | 0 | 0 | 21.944 | 8.746 | 30.363 | 30 | 42.7273 | 9.1827 | 0.8 | 27.5097 | 3.0875 | 70.237 | 0 | 12.2702 | 70.237 | 0 | 0 | 8.746 | 30.69 | 3.4109 | 0 | 3.4109 | 8.5582 | 11.9691
2017-02-22 10:00 | 1.05 | 0 | 20.7733 | 0.95169 | 9.325 | 50.0977 | 30 | 42.7273 | 9.1827 | 0.8 | 27.6937 | 3.1082 | 70.421 | 0 | 12.2909 | 70.421 | 0 | 0 | 9.325 | 10.2767 | 3.6368 | 0 | 3.6368 | 0.37116 | 4.0079
2017-02-22 11:00 | 1.49 | 0 | 21.493 | 0 | 9.997 | 70.516 | 30 | 42.7273 | 9.1827 | 0.8 | 27.4717 | 3.0832 | 70.199 | 0 | 12.266 | 70.199 | 0 | 0 | 9.997 | 9.997 | 3.8988 | 0 | 3.8988 | 0 | 3.8988
2017-02-22 12:00 | 1.64 | 0 | 5.984 | 0 | 10.656 | 76.2008 | 15 | 21.3636 | 4.5914 | 0.8 | 66.1184 | 7.4207 | 87.482 | 0 | 12.0121 | 69.564 | 10.482 | 3.494 | 14.15 | 14.15 | 4.1558 | 1.3627 | 5.5185 | 0 | 5.5185
2017-02-22 13:00 | 1.52 | 0 | 5.69 | 0 | 10.83 | 81.6063 | 15 | 21.3636 | 4.5914 | 0.8 | 68.0754 | 7.6403 | 89.439 | 0 | 12.2317 | 68.84 | 12.051 | 4.017 | 14.847 | 14.847 | 4.2237 | 1.5666 | 5.7903 | 0 | 5.7903
2017-02-22 14:00 | 1.4 | 0 | 5.817 | 0 | 10.583 | 87.1325 | 15 | 21.3636 | 4.5914 | 0.8 | 1.7934 | 0.20128 | 23.157 | 0 | 4.7926 | 0 | 13.547 | 4.5157 | 15.0987 | 15.0987 | 4.1274 | 1.7611 | 5.8885 | 0 | 5.8885
2017-02-22 15:00 | 1.46 | 0 | 5.437 | 0 | 11.023 | 92.2976 | 15 | 21.3636 | 4.5914 | 0.8 | 71.7724 | 8.0553 | 93.136 | 0 | 12.6466 | 67.471 | 15.014 | 5.0047 | 16.0277 | 16.0277 | 4.299 | 1.9518 | 6.2508 | 0 | 6.2508
2017-02-22 16:00 | 1.34 | 0 | 5.44 | 0 | 10.9 | 97.4656 | 15 | 21.3636 | 4.5914 | 0.8 | 73.1074 | 8.2051 | 94.471 | 0 | 12.7965 | 66.977 | 16.084 | 5.3613 | 16.2613 | 16.2613 | 4.251 | 2.0909 | 6.3419 | 0 | 6.3419
2017-02-22 17:00 | 0.94 | 0 | 19.979 | 0 | 10.961 | 116.4457 | 30 | 42.7273 | 9.1827 | 0.8 | 24.0637 | 2.7008 | 66.791 | 0 | 11.8835 | 66.791 | 0 | 0 | 10.961 | 10.961 | 4.2748 | 0 | 4.2748 | 0 | 4.2748
2017-02-22 18:00 | 0.39 | 0 | 19.553 | 0 | 10.837 | 135.021 | 30 | 42.7273 | 9.1827 | 0.8 | 24.0037 | 2.694 | 66.731 | 0 | 11.8768 | 66.731 | 0 | 0 | 10.837 | 10.837 | 4.2264 | 0 | 4.2264 | 0 | 4.2264
2017-02-22 19:00 | 0.05 | 0 | 17.678 | 0 | 12.372 | 151.8151 | 30 | 42.7273 | 9.1827 | 0.8 | 24.0317 | 2.6972 | 66.759 | 0 | 11.8799 | 66.759 | 0 | 0 | 12.372 | 12.372 | 4.8251 | 0 | 4.8251 | 0 | 4.8251
2017-02-22 20:00 | 0 | 18.208 | 0 | 0 | 18.208 | 132.6488 | 0 | 0 | 0 | 0 | 0 | 0 | 0 | 0 | 0 | 0 | 0 | 0 | 18.208 | 18.208 | 7.1011 | 0 | 7.1011 | 0 | 7.1011
2017-02-22 21:00 | 0 | 19.748 | 0 | 0 | 19.748 | 111.8614 | 0 | 0 | 0 | 0 | 0 | 0 | 0 | 0 | 0 | 0 | 0 | 0 | 19.748 | 19.748 | 7.7017 | 0 | 7.7017 | 0 | 7.7017
2017-02-22 22:00 | 0 | 18.969 | 0 | 0 | 18.969 | 91.8941 | 0 | 0 | 0 | 0 | 0 | 0 | 0 | 0 | 0 | 0 | 0 | 0 | 18.969 | 18.969 | 7.3979 | 0 | 7.3979 | 0 | 7.3979
2017-02-22 23:00 | 0 | 17.619 | 0 | 0 | 17.619 | 73.3477 | 0 | 0 | 0 | 0 | 0 | 0 | 0 | 0 | 0 | 0 | 0 | 0 | 17.619 | 17.619 | 6.8714 | 0 | 6.8714 | 0 | 6.8714
2017-02-23 | 0 | 0.882 | 0 | 0 | 15.882 | 72.4193 | 15 | 21.3636 | 4.5914 | 0.72382 | 0 | 0 | 17.901 | 3.4626 | 4.5914 | 0 | 10.472 | 3.4907 | 19.3727 | 19.3727 | 6.194 | 1.3614 | 7.5553 | 0 | 7.5553
2017-02-23 01:00 | 0 | 0 | 0 | 0 | 14.377 | 72.4193 | 14.377 | 20.4763 | 4.4007 | 0.71438 | 0 | 0 | 16.746 | 3.7303 | 4.4007 | 0 | 9.797 | 3.2657 | 17.6427 | 17.6427 | 5.607 | 1.2736 | 6.8806 | 0 | 6.8806
2017-02-23 02:00 | 0 | 0 | 1.5441 | 0 | 12.984 | 73.8862 | 14.5281 | 20.6915 | 4.4469 | 0.69357 | 0 | 0 | 16.006 | 4.6855 | 4.4469 | 0 | 9.364 | 3.1213 | 16.1053 | 16.1053 | 5.0638 | 1.2173 | 6.2811 | 0 | 6.2811
2017-02-23 03:00 | 0 | 0 | 0 | 0 | 12.913 | 73.8862 | 12.913 | 18.3912 | 3.9526 | 0.72008 | 0 | 0 | 15.264 | 3.1272 | 3.9526 | 0 | 8.93 | 2.9767 | 15.8897 | 15.8897 | 5.0361 | 1.1609 | 6.197 | 0 | 6.197
2017-02-23 04:00 | 0 | 0 | 0 | 0 | 12.147 | 73.8862 | 12.147 | 17.3003 | 3.7181 | 0.71795 | 0 | 0 | 14.28 | 3.0203 | 3.7181 | 0 | 8.354 | 2.7847 | 14.9317 | 14.9317 | 4.7373 | 1.086 | 5.8233 | 0 | 5.8233
2017-02-23 05:00 | 0 | 12.231 | 0 | 0 | 12.231 | 61.0114 | 0 | 0 | 0 | 0 | 0 | 0 | 0 | 0 | 0 | 0 | 0 | 0 | 12.231 | 12.231 | 4.7701 | 0 | 4.7701 | 0 | 4.7701
2017-02-23 06:00 | 0 | 11.671 | 0 | 0 | 11.671 | 48.7262 | 0 | 0 | 0 | 0 | 0 | 0 | 0 | 0 | 0 | 0 | 0 | 0 | 11.671 | 11.671 | 4.5517 | 0 | 4.5517 | 0 | 4.5517
2017-02-23 07:00 | 0.03 | 9.136 | 0 | 0 | 9.166 | 39.1093 | 0 | 0 | 0 | 0 | 0 | 0 | 0 | 0 | 0 | 0 | 0 | 0 | 9.166 | 9.166 | 3.5747 | 0 | 3.5747 | 0 | 3.5747
2017-02-23 08:00 | 0.39 | 8.309 | 0 | 0 | 8.699 | 30.363 | 0 | 0 | 0 | 0 | 0 | 0 | 0 | 0 | 0 | 0 | 0 | 0 | 8.699 | 8.699 | 3.3926 | 0 | 3.3926 | 0 | 3.3926
2017-02-23 09:00 | 0.95 | 0 | 0 | 21.929 | 9.021 | 30.363 | 30 | 42.7273 | 9.1827 | 0.8 | 28.7117 | 3.2224 | 71.439 | 0 | 12.4052 | 71.439 | 0 | 0 | 9.021 | 30.95 | 3.5182 | 0 | 3.5182 | 8.5523 | 12.0705
2017-02-23 10:00 | 1.41 | 0 | 17.1241 | 4.3669 | 9.919 | 46.6309 | 30 | 42.7273 | 9.1827 | 0.8 | 28.6797 | 3.2188 | 71.407 | 0 | 12.4016 | 71.407 | 0 | 0 | 9.919 | 14.2859 | 3.8684 | 0 | 3.8684 | 1.7031 | 5.5715
2017-02-23 11:00 | 1.48 | 0 | 21.17 | 0 | 10.31 | 66.7424 | 30 | 42.7273 | 9.1827 | 0.8 | 28.2277 | 3.1681 | 70.955 | 0 | 12.3508 | 70.955 | 0 | 0 | 10.31 | 10.31 | 4.0209 | 0 | 4.0209 | 0 | 4.0209
2017-02-23 12:00 | 1.67 | 0 | 6.173 | 0 | 10.497 | 72.6068 | 15 | 21.3636 | 4.5914 | 0.8 | 65.6104 | 7.3637 | 86.974 | 0 | 11.955 | 69.752 | 10.074 | 3.358 | 13.855 | 13.855 | 4.0938 | 1.3096 | 5.4035 | 0 | 5.4035
2017-02-23 13:00 | 1.6 | 0 | 5.576 | 0 | 11.024 | 77.904 | 15 | 21.3636 | 4.5914 | 0.8 | 69.4124 | 7.7904 | 90.776 | 0 | 12.3818 | 68.345 | 13.122 | 4.374 | 15.398 | 15.398 | 4.2994 | 1.7059 | 6.0052 | 0 | 6.0052
2017-02-23 14:00 | 1.34 | 0 | 13.169 | 0 | 10.671 | 90.4145 | 22.5 | 32.0455 | 6.8871 | 0.72599 | 0 | 0 | 26.999 | 5.0465 | 6.8871 | 0 | 15.794 | 5.2647 | 15.9357 | 15.9357 | 4.1617 | 2.0532 | 6.2149 | 0 | 6.2149
2017-02-23 15:00 | 0.91 | 0 | 4.809 | 0 | 11.101 | 94.9831 | 15 | 21.3636 | 4.5914 | 0.8 | 74.7554 | 8.3901 | 96.119 | 0 | 12.9814 | 66.367 | 17.405 | 5.8017 | 16.9027 | 16.9027 | 4.3294 | 2.2626 | 6.592 | 0 | 6.592
2017-02-23 16:00 | 0.73 | 0 | 3.8542 | 0 | 11.481 | 98.6446 | 14.6052 | 20.8013 | 4.4705 | 0.8 | 75.9977 | 8.5295 | 96.799 | 0 | 13 | 66.115 | 17.95 | 5.9833 | 17.4643 | 17.4643 | 4.4776 | 2.3335 | 6.8111 | 0 | 6.8111
2017-02-23 17:00 | 0.69 | 0 | 19.608 | 0 | 11.082 | 117.2722 | 30 | 42.7273 | 9.1827 | 0.8 | 23.5667 | 2.645 | 66.294 | 0 | 11.8277 | 66.294 | 0 | 0 | 11.082 | 11.082 | 4.322 | 0 | 4.322 | 0 | 4.322
2017-02-23 18:00 | 0.41 | 0 | 18.972 | 0 | 11.438 | 135.2956 | 30 | 42.7273 | 9.1827 | 0.8 | 23.7787 | 2.6688 | 66.506 | 0 | 11.8515 | 66.506 | 0 | 0 | 11.438 | 11.438 | 4.4608 | 0 | 4.4608 | 0 | 4.4608
2017-02-23 19:00 | 0.04 | 0 | 17.389 | 0 | 12.651 | 151.8151 | 30 | 42.7273 | 9.1827 | 0.8 | 23.8587 | 2.6777 | 66.586 | 0 | 11.8605 | 66.586 | 0 | 0 | 12.651 | 12.651 | 4.9339 | 0 | 4.9339 | 0 | 4.9339
2017-02-23 20:00 | 0 | 19.069 | 0 | 0 | 19.069 | 131.7425 | 0 | 0 | 0 | 0 | 0 | 0 | 0 | 0 | 0 | 0 | 0 | 0 | 19.069 | 19.069 | 7.4369 | 0 | 7.4369 | 0 | 7.4369
2017-02-23 21:00 | 0 | 20.133 | 0 | 0 | 20.133 | 110.5499 | 0 | 0 | 0 | 0 | 0 | 0 | 0 | 0 | 0 | 0 | 0 | 0 | 20.133 | 20.133 | 7.8519 | 0 | 7.8519 | 0 | 7.8519
2017-02-23 22:00 | 0 | 19.421 | 0 | 0 | 19.421 | 90.1067 | 0 | 0 | 0 | 0 | 0 | 0 | 0 | 0 | 0 | 0 | 0 | 0 | 19.421 | 19.421 | 7.5742 | 0 | 7.5742 | 0 | 7.5742
2017-02-23 23:00 | 0 | 17.049 | 0 | 0 | 17.049 | 72.1604 | 0 | 0 | 0 | 0 | 0 | 0 | 0 | 0 | 0 | 0 | 0 | 0 | 17.049 | 17.049 | 6.6491 | 0 | 6.6491 | 0 | 6.6491
2017-02-24 | 0 | 1.5509 | 0 | 0 | 14.72 | 70.5279 | 13.1691 | 18.756 | 4.0309 | 0.8 | 0 | 0 | 18.756 | 0 | 4.0309 | 0 | 10.972 | 3.6573 | 18.3773 | 18.3773 | 5.7408 | 1.4264 | 7.1672 | 0 | 7.1672
2017-02-24 01:00 | 0 | 0.42794 | 0 | 0 | 13.121 | 70.0774 | 12.6931 | 18.078 | 3.8852 | 0.8 | 0 | 0 | 18.078 | 0 | 3.8852 | 0 | 10.576 | 3.5253 | 16.6463 | 16.6463 | 5.1172 | 1.3749 | 6.4921 | 0 | 6.4921
2017-02-24 02:00 | 0 | 0.35466 | 0 | 0 | 12.465 | 69.7041 | 12.1103 | 17.2481 | 3.7069 | 0.7906 | 0 | 0 | 16.903 | 0.34506 | 3.7069 | 0 | 9.888 | 3.296 | 15.761 | 15.761 | 4.8613 | 1.2854 | 6.1468 | 0 | 6.1468
2017-02-24 03:00 | 0 | 0 | 0 | 0 | 12.379 | 69.7041 | 12.379 | 17.6307 | 3.7891 | 0.74688 | 0 | 0 | 15.638 | 1.9927 | 3.7891 | 0 | 9.148 | 3.0493 | 15.4283 | 15.4283 | 4.8278 | 1.1892 | 6.0171 | 0 | 6.0171
2017-02-24 04:00 | 0 | 0 | 0 | 0 | 11.588 | 69.7041 | 11.588 | 16.5041 | 3.547 | 0.75366 | 0 | 0 | 14.877 | 1.6271 | 3.547 | 0 | 8.703 | 2.901 | 14.489 | 14.489 | 4.5193 | 1.1314 | 5.6507 | 0 | 5.6507
2017-02-24 05:00 | 0 | 10.724 | 0 | 0 | 10.724 | 58.4157 | 0 | 0 | 0 | 0 | 0 | 0 | 0 | 0 | 0 | 0 | 0 | 0 | 10.724 | 10.724 | 4.1824 | 0 | 4.1824 | 0 | 4.1824
2017-02-24 06:00 | 0 | 10.447 | 0 | 0 | 10.447 | 47.4188 | 0 | 0 | 0 | 0 | 0 | 0 | 0 | 0 | 0 | 0 | 0 | 0 | 10.447 | 10.447 | 4.0743 | 0 | 4.0743 | 0 | 4.0743
2017-02-24 07:00 | 0.04 | 8.465 | 0 | 0 | 8.505 | 38.5083 | 0 | 0 | 0 | 0 | 0 | 0 | 0 | 0 | 0 | 0 | 0 | 0 | 8.505 | 8.505 | 3.3169 | 0 | 3.3169 | 0 | 3.3169
2017-02-24 08:00 | 0.39 | 7.738 | 0 | 0 | 8.128 | 30.363 | 0 | 0 | 0 | 0 | 0 | 0 | 0 | 0 | 0 | 0 | 0 | 0 | 8.128 | 8.128 | 3.1699 | 0 | 3.1699 | 0 | 3.1699
2017-02-24 09:00 | 0.77 | 0 | 0 | 22.187 | 8.583 | 30.363 | 30 | 42.7273 | 9.1827 | 0.8 | 28.3327 | 3.1799 | 71.06 | 0 | 12.3626 | 71.06 | 0 | 0 | 8.583 | 30.77 | 3.3474 | 0 | 3.3474 | 8.6529 | 12.0003
2017-02-24 10:00 | 0.98 | 0 | 14.0137 | 7.6723 | 9.294 | 43.676 | 30 | 42.7273 | 9.1827 | 0.8 | 28.5177 | 3.2006 | 71.245 | 0 | 12.3834 | 71.245 | 0 | 0 | 9.294 | 16.9663 | 3.6247 | 0 | 3.6247 | 2.9922 | 6.6169
2017-02-24 11:00 | 1.49 | 0 | 21.578 | 0 | 9.912 | 64.1751 | 30 | 42.7273 | 9.1827 | 0.8 | 27.9987 | 3.1424 | 70.726 | 0 | 12.3251 | 70.726 | 0 | 0 | 9.912 | 9.912 | 3.8657 | 0 | 3.8657 | 0 | 3.8657
2017-02-24 12:00 | 1.69 | 0 | 6.666 | 0 | 10.024 | 70.5078 | 15 | 21.3636 | 4.5914 | 0.8 | 66.8134 | 7.4987 | 88.177 | 0 | 12.0901 | 69.307 | 11.039 | 3.6797 | 13.7037 | 13.7037 | 3.9094 | 1.4351 | 5.3444 | 0 | 5.3444
2017-02-24 13:00 | 1.77 | 0 | 6.078 | 0 | 10.692 | 76.2819 | 15 | 21.3636 | 4.5914 | 0.8 | 70.5844 | 7.9219 | 91.948 | 0 | 12.5133 | 67.911 | 14.061 | 4.687 | 15.379 | 15.379 | 4.1699 | 1.8279 | 5.9978 | 0 | 5.9978
2017-02-24 14:00 | 1.73 | 0 | 13.66 | 0 | 10.57 | 89.2589 | 22.5 | 32.0455 | 6.8871 | 0.74363 | 0 | 0 | 28.202 | 3.8435 | 6.8871 | 0 | 16.498 | 5.4993 | 16.0693 | 16.0693 | 4.1223 | 2.1447 | 6.267 | 0 | 6.267
2017-02-24 15:00 | 1.46 | 0 | 4.8639 | 0 | 10.882 | 93.8796 | 14.2859 | 20.3466 | 4.3728 | 0.8 | 76.8684 | 8.6272 | 97.215 | 0 | 13 | 65.961 | 18.283 | 6.0943 | 16.9763 | 16.9763 | 4.244 | 2.3768 | 6.6208 | 0 | 6.6208
2017-02-24 16:00 | 1.39 | 0 | 3.8027 | 0 | 11.006 | 97.4922 | 13.4187 | 19.1115 | 4.1074 | 0.8 | 79.2335 | 8.8926 | 98.345 | 0 | 13 | 65.543 | 19.189 | 6.3963 | 17.4023 | 17.4023 | 4.2923 | 2.4946 | 6.7869 | 0 | 6.7869
2017-02-24 17:00 | 1.07 | 0 | 20.524 | 0 | 10.546 | 116.99 | 30 | 42.7273 | 9.1827 | 0.8 | 22.8027 | 2.5592 | 65.53 | 0 | 11.742 | 65.53 | 0 | 0 | 10.546 | 10.546 | 4.1129 | 0 | 4.1129 | 0 | 4.1129
2017-02-24 18:00 | 0.4 | 0 | 19.497 | 0 | 10.903 | 135.5122 | 30 | 42.7273 | 9.1827 | 0.8 | 23.0737 | 2.5896 | 65.801 | 0 | 11.7724 | 65.801 | 0 | 0 | 10.903 | 10.903 | 4.2522 | 0 | 4.2522 | 0 | 4.2522
2017-02-24 19:00 | 0.04 | 0 | 17.161 | 0 | 12.879 | 151.8151 | 30 | 42.7273 | 9.1827 | 0.8 | 23.4427 | 2.6311 | 66.17 | 0 | 11.8138 | 66.17 | 0 | 0 | 12.879 | 12.879 | 5.0228 | 0 | 5.0228 | 0 | 5.0228
2017-02-24 20:00 | 0 | 18.814 | 0 | 0 | 18.814 | 132.0109 | 0 | 0 | 0 | 0 | 0 | 0 | 0 | 0 | 0 | 0 | 0 | 0 | 18.814 | 18.814 | 7.3375 | 0 | 7.3375 | 0 | 7.3375
2017-02-24 21:00 | 0 | 20.735 | 0 | 0 | 20.735 | 110.1846 | 0 | 0 | 0 | 0 | 0 | 0 | 0 | 0 | 0 | 0 | 0 | 0 | 20.735 | 20.735 | 8.0867 | 0 | 8.0867 | 0 | 8.0867
2017-02-24 22:00 | 0 | 19.564 | 0 | 0 | 19.564 | 89.5909 | 0 | 0 | 0 | 0 | 0 | 0 | 0 | 0 | 0 | 0 | 0 | 0 | 19.564 | 19.564 | 7.63 | 0 | 7.63 | 0 | 7.63
2017-02-24 23:00 | 0 | 17.977 | 0 | 0 | 17.977 | 70.6677 | 0 | 0 | 0 | 0 | 0 | 0 | 0 | 0 | 0 | 0 | 0 | 0 | 17.977 | 17.977 | 7.011 | 0 | 7.011 | 0 | 7.011
2017-02-25 | 0 | 0.234 | 0 | 0 | 15.234 | 70.4214 | 15 | 21.3636 | 4.5914 | 0.75726 | 0 | 0 | 19.421 | 1.9426 | 4.5914 | 0 | 11.361 | 3.787 | 19.021 | 19.021 | 5.9413 | 1.4769 | 7.4182 | 0 | 7.4182
2017-02-25 01:00 | 0 | 0 | 0 | 0 | 13.875 | 70.4214 | 13.875 | 19.7614 | 4.247 | 0.76172 | 0 | 0 | 18.152 | 1.6094 | 4.247 | 0 | 10.619 | 3.5397 | 17.4147 | 17.4147 | 5.4112 | 1.3805 | 6.7917 | 0 | 6.7917
2017-02-25 02:00 | 0 | 0 | 0 | 0 | 12.833 | 70.4214 | 12.833 | 18.2773 | 3.9281 | 0.75995 | 0 | 0 | 16.72 | 1.5573 | 3.9281 | 0 | 9.781 | 3.2603 | 16.0933 | 16.0933 | 5.0049 | 1.2715 | 6.2764 | 0 | 6.2764
2017-02-25 03:00 | 0 | 0 | 0.27484 | 0 | 12.109 | 70.6825 | 12.3838 | 17.6376 | 3.7906 | 0.74725 | 0 | 0 | 15.658 | 1.9796 | 3.7906 | 0 | 9.16 | 3.0533 | 15.1623 | 15.1623 | 4.7225 | 1.1908 | 5.9133 | 0 | 5.9133
2017-02-25 04:00 | 0 | 0 | 2.426 | 0 | 12.574 | 72.9872 | 15 | 21.3636 | 4.5914 | 0.65703 | 0 | 0 | 14.865 | 6.4986 | 4.5914 | 0 | 8.696 | 2.8987 | 15.4727 | 15.4727 | 4.9039 | 1.1305 | 6.0343 | 0 | 6.0343
2017-02-25 05:00 | 0 | 12.123 | 0 | 0 | 12.123 | 60.2262 | 0 | 0 | 0 | 0 | 0 | 0 | 0 | 0 | 0 | 0 | 0 | 0 | 12.123 | 12.123 | 4.728 | 0 | 4.728 | 0 | 4.728
2017-02-25 06:00 | 0 | 11.856 | 0 | 0 | 11.856 | 47.7462 | 0 | 0 | 0 | 0 | 0 | 0 | 0 | 0 | 0 | 0 | 0 | 0 | 11.856 | 11.856 | 4.6238 | 0 | 4.6238 | 0 | 4.6238
2017-02-25 07:00 | 0.02 | 8.59 | 0 | 0 | 8.61 | 38.7041 | 0 | 0 | 0 | 0 | 0 | 0 | 0 | 0 | 0 | 0 | 0 | 0 | 8.61 | 8.61 | 3.3579 | 0 | 3.3579 | 0 | 3.3579
2017-02-25 08:00 | 0.31 | 7.924 | 0 | 0 | 8.234 | 30.363 | 0 | 0 | 0 | 0 | 0 | 0 | 0 | 0 | 0 | 0 | 0 | 0 | 8.234 | 8.234 | 3.2113 | 0 | 3.2113 | 0 | 3.2113
2017-02-25 09:00 | 0.64 | 0 | 8.6846 | 12.9264 | 9.029 | 38.6134 | 30 | 42.7273 | 9.1827 | 0.8 | 28.2317 | 3.1685 | 70.959 | 0 | 12.3513 | 70.959 | 0 | 0 | 9.029 | 21.9554 | 3.5213 | 0 | 3.5213 | 5.0413 | 8.5626
2017-02-25 10:00 | 0.92 | 0 | 21.673 | 0 | 9.247 | 59.2028 | 30 | 42.7273 | 9.1827 | 0.8 | 28.1867 | 3.1635 | 70.914 | 0 | 12.3462 | 70.914 | 0 | 0 | 9.247 | 9.247 | 3.6063 | 0 | 3.6063 | 0 | 3.6063
2017-02-25 11:00 | 1.12 | 0 | 0 | 21.639 | 9.481 | 59.2028 | 30 | 42.7273 | 9.1827 | 0.8 | 27.8917 | 3.1304 | 70.619 | 0 | 12.3131 | 70.619 | 0 | 0 | 9.481 | 31.12 | 3.6976 | 0 | 3.6976 | 8.4392 | 12.1368
2017-02-25 12:00 | 1.39 | 0 | 14.6547 | 0 | 9.493 | 73.1247 | 22.7577 | 32.4125 | 6.9659 | 0.8 | 53.7635 | 6.0341 | 86.176 | 0 | 13 | 70.048 | 9.435 | 3.145 | 12.638 | 12.638 | 3.7023 | 1.2266 | 4.9288 | 0 | 4.9288
2017-02-25 13:00 | 1.31 | 0 | 6.217 | 0 | 10.093 | 79.0309 | 15 | 21.3636 | 4.5914 | 0.8 | 66.2074 | 7.4307 | 87.571 | 0 | 12.022 | 69.531 | 10.554 | 3.518 | 13.611 | 13.611 | 3.9363 | 1.372 | 5.3083 | 0 | 5.3083
2017-02-25 14:00 | 1.16 | 0 | 5.596 | 0 | 10.077 | 84.3471 | 14.513 | 20.67 | 4.4423 | 0.8 | 0 | 0 | 20.67 | 0 | 4.4423 | 0 | 12.092 | 4.0307 | 14.1077 | 14.1077 | 3.93 | 1.572 | 5.502 | 0 | 5.502
2017-02-25 15:00 | 0.96 | 0 | 5.834 | 0 | 10.126 | 89.8894 | 15 | 21.3636 | 4.5914 | 0.8 | 69.9464 | 7.8503 | 91.31 | 0 | 12.4417 | 68.147 | 13.55 | 4.5167 | 14.6427 | 14.6427 | 3.9491 | 1.7615 | 5.7106 | 0 | 5.7106
2017-02-25 16:00 | 1.24 | 0 | 6.233 | 0 | 10.007 | 95.8107 | 15 | 21.3636 | 4.5914 | 0.8 | 71.1824 | 7.989 | 92.546 | 0 | 12.5804 | 67.69 | 14.541 | 4.847 | 14.854 | 14.854 | 3.9027 | 1.8903 | 5.7931 | 0 | 5.7931
2017-02-25 17:00 | 0.53 | 0 | 20.76 | 0 | 9.77 | 115.5327 | 30 | 42.7273 | 9.1827 | 0.8 | 24.5937 | 2.7602 | 67.321 | 0 | 11.943 | 67.321 | 0 | 0 | 9.77 | 9.77 | 3.8103 | 0 | 3.8103 | 0 | 3.8103
2017-02-25 18:00 | 0.1 | 0 | 19.975 | 0 | 10.125 | 134.509 | 30 | 42.7273 | 9.1827 | 0.8 | 24.2597 | 2.7228 | 66.987 | 0 | 11.9055 | 66.987 | 0 | 0 | 10.125 | 10.125 | 3.9487 | 0 | 3.9487 | 0 | 3.9487
2017-02-25 19:00 | 0.03 | 0 | 18.217 | 0 | 11.813 | 151.8151 | 30 | 42.7273 | 9.1827 | 0.8 | 24.0927 | 2.704 | 66.82 | 0 | 11.8867 | 66.82 | 0 | 0 | 11.813 | 11.813 | 4.6071 | 0 | 4.6071 | 0 | 4.6071
2017-02-25 20:00 | 0 | 19.678 | 0 | 0 | 19.678 | 131.1014 | 0 | 0 | 0 | 0 | 0 | 0 | 0 | 0 | 0 | 0 | 0 | 0 | 19.678 | 19.678 | 7.6744 | 0 | 7.6744 | 0 | 7.6744
2017-02-25 21:00 | 0 | 21.153 | 0 | 0 | 21.153 | 108.8351 | 0 | 0 | 0 | 0 | 0 | 0 | 0 | 0 | 0 | 0 | 0 | 0 | 21.153 | 21.153 | 8.2497 | 0 | 8.2497 | 0 | 8.2497
2017-02-25 22:00 | 0 | 20.205 | 0 | 0 | 20.205 | 87.5667 | 0 | 0 | 0 | 0 | 0 | 0 | 0 | 0 | 0 | 0 | 0 | 0 | 20.205 | 20.205 | 7.88 | 0 | 7.88 | 0 | 7.88
2017-02-25 23:00 | 0 | 18.557 | 0 | 0 | 18.557 | 68.033 | 0 | 0 | 0 | 0 | 0 | 0 | 0 | 0 | 0 | 0 | 0 | 0 | 18.557 | 18.557 | 7.2372 | 0 | 7.2372 | 0 | 7.2372
2017-02-26 | 0 | 3.5927 | 0 | 0 | 16.311 | 64.2513 | 12.7183 | 18.114 | 3.893 | 0.8 | 0 | 0 | 18.114 | 0 | 3.893 | 0 | 10.597 | 3.5323 | 19.8433 | 19.8433 | 6.3613 | 1.3776 | 7.7389 | 0 | 7.7389
2017-02-26 01:00 | 0 | 2.2728 | 0 | 0 | 14.275 | 61.8588 | 12.0022 | 17.094 | 3.6738 | 0.8 | 0 | 0 | 17.094 | 0 | 3.6738 | 0 | 10 | 3.3333 | 17.6083 | 17.6083 | 5.5672 | 1.3 | 6.8673 | 0 | 6.8673
2017-02-26 02:00 | 0 | 1.2047 | 0 | 0 | 12.615 | 60.5907 | 11.4103 | 16.251 | 3.4926 | 0.8 | 0 | 0 | 16.251 | 0 | 3.4926 | 0 | 9.507 | 3.169 | 15.784 | 15.784 | 4.9199 | 1.2359 | 6.1558 | 0 | 6.1558
2017-02-26 03:00 | 0 | 0.27328 | 0 | 0 | 12.033 | 60.303 | 11.7597 | 16.7487 | 3.5995 | 0.75738 | 0 | 0 | 15.23 | 1.5187 | 3.5995 | 0 | 8.909 | 2.9697 | 15.0027 | 15.0027 | 4.6929 | 1.1582 | 5.851 | 0 | 5.851
2017-02-26 04:00 | 0 | 0 | 0 | 0 | 11.532 | 60.303 | 11.532 | 16.4244 | 3.5298 | 0.734 | 0 | 0 | 14.118 | 2.3064 | 3.5298 | 0 | 8.259 | 2.753 | 14.285 | 14.285 | 4.4975 | 1.0737 | 5.5712 | 0 | 5.5712
2017-02-26 05:00 | 0 | 0 | 0 | 0 | 11.69 | 60.303 | 11.69 | 16.6494 | 3.5782 | 0.33 | 0 | 0 | 0 | 16.6494 | 3.5782 | 0 | 0 | 0 | 11.69 | 11.69 | 4.5591 | 0 | 4.5591 | 0 | 4.5591
2017-02-26 06:00 | 0 | 11.494 | 0 | 0 | 11.494 | 48.2041 | 0 | 0 | 0 | 0 | 0 | 0 | 0 | 0 | 0 | 0 | 0 | 0 | 11.494 | 11.494 | 4.4827 | 0 | 4.4827 | 0 | 4.4827
2017-02-26 07:00 | 0.02 | 8.859 | 0 | 0 | 8.879 | 38.8788 | 0 | 0 | 0 | 0 | 0 | 0 | 0 | 0 | 0 | 0 | 0 | 0 | 8.879 | 8.879 | 3.4628 | 0 | 3.4628 | 0 | 3.4628
2017-02-26 08:00 | 0.22 | 8.09 | 0 | 0 | 8.31 | 30.363 | 0 | 0 | 0 | 0 | 0 | 0 | 0 | 0 | 0 | 0 | 0 | 0 | 8.31 | 8.31 | 3.2409 | 0 | 3.2409 | 0 | 3.2409
2017-02-26 09:00 | 0.52 | 0 | 21.105 | 0 | 9.415 | 50.4128 | 30 | 42.7273 | 9.1827 | 0.8 | 28.4457 | 3.1926 | 71.173 | 0 | 12.3753 | 71.173 | 0 | 0 | 9.415 | 9.415 | 3.6719 | 0 | 3.6719 | 0 | 3.6719
2017-02-26 10:00 | 0.71 | 0 | 20.678 | 0 | 10.032 | 70.0569 | 30 | 42.7273 | 9.1827 | 0.8 | 28.4477 | 3.1928 | 71.175 | 0 | 12.3755 | 71.175 | 0 | 0 | 10.032 | 10.032 | 3.9125 | 0 | 3.9125 | 0 | 3.9125
2017-02-26 11:00 | 0.97 | 0 | 1.4426 | 18.8134 | 10.714 | 71.4274 | 30 | 42.7273 | 9.1827 | 0.8 | 27.9797 | 3.1403 | 70.707 | 0 | 12.323 | 70.707 | 0 | 0 | 10.714 | 29.5274 | 4.1785 | 0 | 4.1785 | 7.3372 | 11.5157
2017-02-26 12:00 | 1.04 | 0 | 5.509 | 0 | 10.531 | 76.6609 | 15 | 21.3636 | 4.5914 | 0.8 | 66.1794 | 7.4275 | 87.543 | 0 | 12.0189 | 69.542 | 10.53 | 3.51 | 14.041 | 14.041 | 4.1071 | 1.3689 | 5.476 | 0 | 5.476
2017-02-26 13:00 | 0.87 | 0 | 5.225 | 0 | 10.645 | 81.6247 | 15 | 21.3636 | 4.5914 | 0.8 | 69.4604 | 7.7958 | 90.824 | 0 | 12.3871 | 68.327 | 13.16 | 4.3867 | 15.0317 | 15.0317 | 4.1516 | 1.7108 | 5.8624 | 0 | 5.8624
2017-02-26 14:00 | 0.63 | 0 | 5.839 | 0 | 9.791 | 87.1717 | 15 | 21.3636 | 4.5914 | 0.8 | 4.6144 | 0.51789 | 25.978 | 0 | 5.1093 | 0 | 15.197 | 5.0657 | 14.8567 | 14.8567 | 3.8185 | 1.9756 | 5.7941 | 0 | 5.7941
2017-02-26 15:00 | 0.41 | 0 | 5.01 | 0 | 10.4 | 91.9312 | 15 | 21.3636 | 4.5914 | 0.8 | 73.9304 | 8.2975 | 95.294 | 0 | 12.8888 | 66.672 | 16.744 | 5.5813 | 15.9813 | 15.9813 | 4.056 | 2.1767 | 6.2327 | 0 | 6.2327
2017-02-26 16:00 | 0.47 | 0 | 4.7197 | 0 | 10.542 | 96.4149 | 14.7917 | 21.0669 | 4.5276 | 0.8 | 75.4891 | 8.4724 | 96.556 | 0 | 13 | 66.205 | 17.756 | 5.9187 | 16.4607 | 16.4607 | 4.1114 | 2.3083 | 6.4197 | 0 | 6.4197
2017-02-26 17:00 | 0.34 | 0 | 20.577 | 0 | 9.763 | 115.9631 | 30 | 42.7273 | 9.1827 | 0.8 | 23.2787 | 2.6127 | 66.006 | 0 | 11.7954 | 66.006 | 0 | 0 | 9.763 | 9.763 | 3.8076 | 0 | 3.8076 | 0 | 3.8076
2017-02-26 18:00 | 0.11 | 0 | 19.755 | 0 | 10.355 | 134.7303 | 30 | 42.7273 | 9.1827 | 0.8 | 23.4077 | 2.6271 | 66.135 | 0 | 11.8099 | 66.135 | 0 | 0 | 10.355 | 10.355 | 4.0385 | 0 | 4.0385 | 0 | 4.0385
2017-02-26 19:00 | 0.02 | 0 | 17.984 | 0 | 12.036 | 151.8151 | 30 | 42.7273 | 9.1827 | 0.8 | 23.8807 | 2.6802 | 66.608 | 0 | 11.863 | 66.608 | 0 | 0 | 12.036 | 12.036 | 4.694 | 0 | 4.694 | 0 | 4.694
2017-02-26 20:00 | 0 | 18.922 | 0 | 0 | 18.922 | 131.8972 | 0 | 0 | 0 | 0 | 0 | 0 | 0 | 0 | 0 | 0 | 0 | 0 | 18.922 | 18.922 | 7.3796 | 0 | 7.3796 | 0 | 7.3796
2017-02-26 21:00 | 0 | 19.902 | 0 | 0 | 19.902 | 110.9477 | 0 | 0 | 0 | 0 | 0 | 0 | 0 | 0 | 0 | 0 | 0 | 0 | 19.902 | 19.902 | 7.7618 | 0 | 7.7618 | 0 | 7.7618
2017-02-26 22:00 | 0 | 19.336 | 0 | 0 | 19.336 | 90.5941 | 0 | 0 | 0 | 0 | 0 | 0 | 0 | 0 | 0 | 0 | 0 | 0 | 19.336 | 19.336 | 7.541 | 0 | 7.541 | 0 | 7.541
2017-02-26 23:00 | 0 | 18.217 | 0 | 0 | 18.217 | 71.4183 | 0 | 0 | 0 | 0 | 0 | 0 | 0 | 0 | 0 | 0 | 0 | 0 | 18.217 | 18.217 | 7.1046 | 0 | 7.1046 | 0 | 7.1046
2017-02-27 | 0 | 1.055 | 0 | 0 | 16.055 | 70.3077 | 15 | 21.3636 | 4.5914 | 0.67635 | 0 | 0 | 15.743 | 5.6206 | 4.5914 | 0 | 9.21 | 3.07 | 19.125 | 19.125 | 6.2614 | 1.1973 | 7.4588 | 0 | 7.4588
2017-02-27 01:00 | 0 | 0 | 0 | 0 | 14.375 | 70.3077 | 14.375 | 20.4735 | 4.4001 | 0.66888 | 0 | 0 | 14.762 | 5.7115 | 4.4001 | 0 | 8.636 | 2.8787 | 17.2537 | 17.2537 | 5.6063 | 1.1227 | 6.7289 | 0 | 6.7289
2017-02-27 02:00 | 0 | 0 | 0 | 0 | 12.836 | 70.3077 | 12.836 | 18.2816 | 3.929 | 0.69098 | 0 | 0 | 14.041 | 4.2406 | 3.929 | 0 | 8.214 | 2.738 | 15.574 | 15.574 | 5.006 | 1.0678 | 6.0739 | 0 | 6.0739
2017-02-27 03:00 | 0 | 0 | 0 | 0 | 12.175 | 70.3077 | 12.175 | 17.3402 | 3.7267 | 0.71668 | 0 | 0 | 14.266 | 3.0742 | 3.7267 | 0 | 8.346 | 2.782 | 14.957 | 14.957 | 4.7483 | 1.085 | 5.8332 | 0 | 5.8332
2017-02-27 04:00 | 0 | 0 | 2.9247 | 0 | 11.851 | 73.0862 | 14.7757 | 21.0441 | 4.5227 | 0.64498 | 0 | 0 | 14.103 | 6.9411 | 4.5227 | 0 | 8.25 | 2.75 | 14.601 | 14.601 | 4.6219 | 1.0725 | 5.6944 | 0 | 5.6944
2017-02-27 05:00 | 0 | 11.844 | 0 | 0 | 11.844 | 60.6188 | 0 | 0 | 0 | 0 | 0 | 0 | 0 | 0 | 0 | 0 | 0 | 0 | 11.844 | 11.844 | 4.6192 | 0 | 4.6192 | 0 | 4.6192
2017-02-27 06:00 | 0 | 11.542 | 0 | 0 | 11.542 | 48.4693 | 0 | 0 | 0 | 0 | 0 | 0 | 0 | 0 | 0 | 0 | 0 | 0 | 11.542 | 11.542 | 4.5014 | 0 | 4.5014 | 0 | 4.5014
2017-02-27 07:00 | 0.02 | 8.883 | 0 | 0 | 8.903 | 39.1188 | 0 | 0 | 0 | 0 | 0 | 0 | 0 | 0 | 0 | 0 | 0 | 0 | 8.903 | 8.903 | 3.4722 | 0 | 3.4722 | 0 | 3.4722
2017-02-27 08:00 | 0.17 | 8.318 | 0 | 0 | 8.488 | 30.363 | 0 | 0 | 0 | 0 | 0 | 0 | 0 | 0 | 0 | 0 | 0 | 0 | 8.488 | 8.488 | 3.3103 | 0 | 3.3103 | 0 | 3.3103
2017-02-27 09:00 | 0.45 | 0 | 0 | 21.095 | 9.355 | 30.363 | 30 | 42.7273 | 9.1827 | 0.8 | 28.1847 | 3.1633 | 70.912 | 0 | 12.346 | 70.912 | 0 | 0 | 9.355 | 30.45 | 3.6484 | 0 | 3.6484 | 8.2271 | 11.8755
2017-02-27 10:00 | 0.64 | 0 | 21.048 | 0 | 9.592 | 50.3586 | 30 | 42.7273 | 9.1827 | 0.8 | 28.1737 | 3.162 | 70.901 | 0 | 12.3448 | 70.901 | 0 | 0 | 9.592 | 9.592 | 3.7409 | 0 | 3.7409 | 0 | 3.7409
2017-02-27 11:00 | 1.02 | 0 | 11.9156 | 9.1994 | 9.905 | 61.6784 | 30 | 42.7273 | 9.1827 | 0.8 | 27.8477 | 3.1254 | 70.575 | 0 | 12.3082 | 70.575 | 0 | 0 | 9.905 | 19.1044 | 3.863 | 0 | 3.863 | 3.5878 | 7.4507
2017-02-27 12:00 | 1.11 | 0 | 5.682 | 0 | 10.428 | 67.0763 | 15 | 21.3636 | 4.5914 | 0.8 | 65.8804 | 7.394 | 87.244 | 0 | 11.9853 | 69.652 | 10.291 | 3.4303 | 13.8583 | 13.8583 | 4.0669 | 1.3378 | 5.4048 | 0 | 5.4048
2017-02-27 13:00 | 1.19 | 0 | 5.604 | 0 | 10.586 | 72.4001 | 15 | 21.3636 | 4.5914 | 0.8 | 69.2384 | 7.7709 | 90.602 | 0 | 12.3622 | 68.409 | 12.983 | 4.3277 | 14.9137 | 14.9137 | 4.1285 | 1.6878 | 5.8163 | 0 | 5.8163
2017-02-27 14:00 | 1.19 | 0 | 13.422 | 0 | 10.268 | 85.151 | 22.5 | 32.0455 | 6.8871 | 0.70635 | 0 | 0 | 25.66 | 6.3855 | 6.8871 | 0 | 15.011 | 5.0037 | 15.2717 | 15.2717 | 4.0045 | 1.9514 | 5.956 | 0 | 5.956
2017-02-27 15:00 | 1.19 | 0 | 5.805 | 0 | 10.385 | 90.6658 | 15 | 21.3636 | 4.5914 | 0.8 | 73.7824 | 8.2808 | 95.146 | 0 | 12.8722 | 66.727 | 16.625 | 5.5417 | 15.9267 | 15.9267 | 4.0502 | 2.1612 | 6.2114 | 0 | 6.2114
2017-02-27 16:00 | 0.54 | 0 | 5.1829 | 0 | 10.224 | 95.5895 | 14.8669 | 21.174 | 4.5506 | 0.8 | 75.284 | 8.4494 | 96.458 | 0 | 13 | 66.241 | 17.677 | 5.8923 | 16.1163 | 16.1163 | 3.9874 | 2.298 | 6.2854 | 0 | 6.2854
2017-02-27 17:00 | 0.5 | 0 | 20.558 | 0 | 9.942 | 115.1196 | 30 | 42.7273 | 9.1827 | 0.8 | 23.2817 | 2.613 | 66.009 | 0 | 11.7957 | 66.009 | 0 | 0 | 9.942 | 9.942 | 3.8774 | 0 | 3.8774 | 0 | 3.8774
2017-02-27 18:00 | 0.19 | 0 | 20.017 | 0 | 10.173 | 134.1357 | 30 | 42.7273 | 9.1827 | 0.8 | 23.3857 | 2.6247 | 66.113 | 0 | 11.8074 | 66.113 | 0 | 0 | 10.173 | 10.173 | 3.9675 | 0 | 3.9675 | 0 | 3.9675
2017-02-27 19:00 | 0.01 | 0 | 18.154 | 0 | 11.856 | 151.382 | 30 | 42.7273 | 9.1827 | 0.8 | 23.8337 | 2.6749 | 66.561 | 0 | 11.8577 | 66.561 | 0 | 0 | 11.856 | 11.856 | 4.6238 | 0 | 4.6238 | 0 | 4.6238
2017-02-27 20:00 | 0 | 18.286 | 0 | 0 | 18.286 | 132.1336 | 0 | 0 | 0 | 0 | 0 | 0 | 0 | 0 | 0 | 0 | 0 | 0 | 18.286 | 18.286 | 7.1315 | 0 | 7.1315 | 0 | 7.1315
2017-02-27 21:00 | 0 | 20.285 | 0 | 0 | 20.285 | 110.781 | 0 | 0 | 0 | 0 | 0 | 0 | 0 | 0 | 0 | 0 | 0 | 0 | 20.285 | 20.285 | 7.9112 | 0 | 7.9112 | 0 | 7.9112
2017-02-27 22:00 | 0 | 19.364 | 0 | 0 | 19.364 | 90.3978 | 0 | 0 | 0 | 0 | 0 | 0 | 0 | 0 | 0 | 0 | 0 | 0 | 19.364 | 19.364 | 7.552 | 0 | 7.552 | 0 | 7.552
2017-02-27 23:00 | 0 | 18.142 | 0 | 0 | 18.142 | 71.301 | 0 | 0 | 0 | 0 | 0 | 0 | 0 | 0 | 0 | 0 | 0 | 0 | 18.142 | 18.142 | 7.0754 | 0 | 7.0754 | 0 | 7.0754
2017-02-28 | 0 | 2.0638 | 0 | 0 | 15.584 | 69.1285 | 13.5202 | 19.256 | 4.1384 | 0.8 | 0 | 0 | 19.256 | 0 | 4.1384 | 0 | 11.264 | 3.7547 | 19.3387 | 19.3387 | 6.0778 | 1.4643 | 7.5421 | 0 | 7.5421
2017-02-28 01:00 | 0 | 0.044745 | 0 | 0 | 13.461 | 69.0814 | 13.4163 | 19.108 | 4.1066 | 0.8 | 0 | 0 | 19.108 | 0 | 4.1066 | 0 | 11.178 | 3.726 | 17.187 | 17.187 | 5.2498 | 1.4531 | 6.7029 | 0 | 6.7029
2017-02-28 02:00 | 0 | 0 | 0.78606 | 0 | 12.369 | 69.8282 | 13.1551 | 18.736 | 4.0266 | 0.8 | 0 | 0 | 18.736 | 0 | 4.0266 | 0 | 10.96 | 3.6533 | 16.0223 | 16.0223 | 4.8239 | 1.4248 | 6.2487 | 0 | 6.2487
2017-02-28 03:00 | 0 | 0 | 1.0672 | 0 | 11.562 | 70.842 | 12.6292 | 17.987 | 3.8657 | 0.8 | 0 | 0 | 17.987 | 0 | 3.8657 | 0 | 10.522 | 3.5073 | 15.0693 | 15.0693 | 4.5092 | 1.3679 | 5.877 | 0 | 5.877
2017-02-28 04:00 | 0 | 0 | 0.67143 | 0 | 11.349 | 71.4799 | 12.0204 | 17.12 | 3.6793 | 0.8 | 0 | 0 | 17.12 | 0 | 3.6793 | 0 | 10.015 | 3.3383 | 14.6873 | 14.6873 | 4.4261 | 1.3019 | 5.7281 | 0 | 5.7281
2017-02-28 05:00 | 0 | 10.848 | 0 | 0 | 10.848 | 60.0609 | 0 | 0 | 0 | 0 | 0 | 0 | 0 | 0 | 0 | 0 | 0 | 0 | 10.848 | 10.848 | 4.2307 | 0 | 4.2307 | 0 | 4.2307
2017-02-28 06:00 | 0 | 10.832 | 0 | 0 | 10.832 | 48.6588 | 0 | 0 | 0 | 0 | 0 | 0 | 0 | 0 | 0 | 0 | 0 | 0 | 10.832 | 10.832 | 4.2245 | 0 | 4.2245 | 0 | 4.2245
2017-02-28 07:00 | 0.04 | 9.035 | 0 | 0 | 9.075 | 39.1483 | 0 | 0 | 0 | 0 | 0 | 0 | 0 | 0 | 0 | 0 | 0 | 0 | 9.075 | 9.075 | 3.5393 | 0 | 3.5393 | 0 | 3.5393
2017-02-28 08:00 | 0.22 | 8.346 | 0 | 0 | 8.566 | 30.363 | 0 | 0 | 0 | 0 | 0 | 0 | 0 | 0 | 0 | 0 | 0 | 0 | 8.566 | 8.566 | 3.3407 | 0 | 3.3407 | 0 | 3.3407
2017-02-28 09:00 | 0.88 | 0 | 0 | 22.033 | 8.847 | 30.363 | 30 | 42.7273 | 9.1827 | 0.8 | 28.7037 | 3.2215 | 71.431 | 0 | 12.4043 | 71.431 | 0 | 0 | 8.847 | 30.88 | 3.4503 | 0 | 3.4503 | 8.5929 | 12.0432
2017-02-28 10:00 | 0.95 | 0 | 0 | 22.016 | 8.934 | 30.363 | 30 | 42.7273 | 9.1827 | 0.8 | 28.8367 | 3.2364 | 71.564 | 0 | 12.4192 | 71.564 | 0 | 0 | 8.934 | 30.95 | 3.4843 | 0 | 3.4843 | 8.5862 | 12.0705
2017-02-28 11:00 | 1.22 | 0 | 21.388 | 0 | 9.832 | 50.6816 | 30 | 42.7273 | 9.1827 | 0.8 | 28.5667 | 3.2061 | 71.294 | 0 | 12.3889 | 71.294 | 0 | 0 | 9.832 | 9.832 | 3.8345 | 0 | 3.8345 | 0 | 3.8345
2017-02-28 12:00 | 1.41 | 0 | 13.8012 | 0 | 10.279 | 63.7928 | 22.6702 | 32.2879 | 6.9392 | 0.8 | 54.0021 | 6.0608 | 86.29 | 0 | 13 | 70.005 | 9.527 | 3.1757 | 13.4547 | 13.4547 | 4.0088 | 1.2385 | 5.2473 | 0 | 5.2473
2017-02-28 13:00 | 1.2 | 0 | 5.627 | 0 | 10.573 | 69.1384 | 15 | 21.3636 | 4.5914 | 0.8 | 69.3754 | 7.7862 | 90.739 | 0 | 12.3776 | 68.358 | 13.093 | 4.3643 | 14.9373 | 14.9373 | 4.1235 | 1.7021 | 5.8256 | 0 | 5.8256
2017-02-28 14:00 | 1.09 | 0 | 13.186 | 0 | 10.404 | 81.6651 | 22.5 | 32.0455 | 6.8871 | 0.72603 | 0 | 0 | 27.002 | 5.0435 | 6.8871 | 0 | 15.796 | 5.2653 | 15.6693 | 15.6693 | 4.0576 | 2.0535 | 6.111 | 0 | 6.111
2017-02-28 15:00 | 1.05 | 0 | 5.0683 | 0 | 10.923 | 86.4801 | 14.9413 | 21.2801 | 4.5734 | 0.8 | 75.0809 | 8.4266 | 96.361 | 0 | 13 | 66.278 | 17.598 | 5.866 | 16.789 | 16.789 | 4.26 | 2.2877 | 6.5477 | 0 | 6.5477
2017-02-28 16:00 | 0.88 | 0 | 3.6309 | 0 | 10.974 | 89.9294 | 13.7249 | 19.5476 | 4.2011 | 0.8 | 78.3984 | 8.7989 | 97.946 | 0 | 13 | 65.691 | 18.869 | 6.2897 | 17.2637 | 17.2637 | 4.2799 | 2.453 | 6.7328 | 0 | 6.7328
2017-02-28 17:00 | 0.63 | 0 | 19.747 | 0 | 10.883 | 108.6891 | 30 | 42.7273 | 9.1827 | 0.8 | 22.6277 | 2.5396 | 65.355 | 0 | 11.7223 | 65.355 | 0 | 0 | 10.883 | 10.883 | 4.2444 | 0 | 4.2444 | 0 | 4.2444
2017-02-28 18:00 | 0.26 | 0 | 19.304 | 0 | 10.956 | 127.0279 | 30 | 42.7273 | 9.1827 | 0.8 | 22.5647 | 2.5325 | 65.292 | 0 | 11.7153 | 65.292 | 0 | 0 | 10.956 | 10.956 | 4.2728 | 0 | 4.2728 | 0 | 4.2728
2017-02-28 19:00 | 0.05 | 0 | 17.697 | 0 | 12.353 | 143.84 | 30 | 42.7273 | 9.1827 | 0.8 | 23.0177 | 2.5834 | 65.745 | 0 | 11.7661 | 65.745 | 0 | 0 | 12.353 | 12.353 | 4.8177 | 0 | 4.8177 | 0 | 4.8177
2017-02-28 20:00 | 0 | 18.64 | 0 | 0 | 18.64 | 124.219 | 0 | 0 | 0 | 0 | 0 | 0 | 0 | 0 | 0 | 0 | 0 | 0 | 18.64 | 18.64 | 7.2696 | 0 | 7.2696 | 0 | 7.2696
2017-02-28 21:00 | 0 | 20.149 | 0 | 0 | 20.149 | 103.0095 | 0 | 0 | 0 | 0 | 0 | 0 | 0 | 0 | 0 | 0 | 0 | 0 | 20.149 | 20.149 | 7.8581 | 0 | 7.8581 | 0 | 7.8581
2017-02-28 22:00 | 0 | 19.435 | 0 | 0 | 19.435 | 82.5516 | 0 | 0 | 0 | 0 | 0 | 0 | 0 | 0 | 0 | 0 | 0 | 0 | 19.435 | 19.435 | 7.5796 | 0 | 7.5796 | 0 | 7.5796
2017-02-28 23:00 | 0 | 17.272 | 0 | 0 | 17.272 | 64.3706 | 0 | 0 | 0 | 0 | 0 | 0 | 0 | 0 | 0 | 0 | 0 | 0 | 17.272 | 17.272 | 6.7361 | 0 | 6.7361 | 0 | 6.7361
2017-03-01 | 0 | 1.1089 | 0 | 0 | 14.839 | 63.2033 | 13.7301 | 19.555 | 4.2027 | 0.8 | 0 | 0 | 19.555 | 0 | 4.2027 | 0 | 11.44 | 3.8133 | 18.6523 | 18.6523 | 5.7872 | 1.4872 | 7.2744 | 0 | 7.2744
2017-03-01 01:00 | 0 | 0 | 0.7994 | 0 | 12.27 | 63.9627 | 13.0694 | 18.614 | 4.0004 | 0.8 | 0 | 0 | 18.614 | 0 | 4.0004 | 0 | 10.889 | 3.6297 | 15.8997 | 15.8997 | 4.7853 | 1.4156 | 6.2009 | 0 | 6.2009
2017-03-01 02:00 | 0 | 0 | 0.92996 | 0 | 11.53 | 64.8462 | 12.46 | 17.746 | 3.8139 | 0.8 | 0 | 0 | 17.746 | 0 | 3.8139 | 0 | 10.381 | 3.4603 | 14.9903 | 14.9903 | 4.4967 | 1.3495 | 5.8462 | 0 | 5.8462
2017-03-01 03:00 | 0 | 0 | 1.8563 | 0 | 10.228 | 66.6097 | 12.0843 | 17.211 | 3.6989 | 0.8 | 0 | 0 | 17.211 | 0 | 3.6989 | 0 | 10.068 | 3.356 | 13.584 | 13.584 | 3.9889 | 1.3088 | 5.2978 | 0 | 5.2978
2017-03-01 04:00 | 0 | 0 | 2.4227 | 0 | 9.828 | 68.9113 | 12.2507 | 17.448 | 3.7498 | 0.8 | 0 | 0 | 17.448 | 0 | 3.7498 | 0 | 10.207 | 3.4023 | 13.2303 | 13.2303 | 3.8329 | 1.3269 | 5.1598 | 0 | 5.1598
2017-03-01 05:00 | 0 | 9.689 | 0 | 0 | 9.689 | 58.7123 | 0 | 0 | 0 | 0 | 0 | 0 | 0 | 0 | 0 | 0 | 0 | 0 | 9.689 | 9.689 | 3.7787 | 0 | 3.7787 | 0 | 3.7787
2017-03-01 06:00 | 0 | 9.904 | 0 | 0 | 9.904 | 48.2871 | 0 | 0 | 0 | 0 | 0 | 0 | 0 | 0 | 0 | 0 | 0 | 0 | 9.904 | 9.904 | 3.8626 | 0 | 3.8626 | 0 | 3.8626
2017-03-01 07:00 | 0.04 | 9.082 | 0 | 0 | 9.122 | 38.7271 | 0 | 0 | 0 | 0 | 0 | 0 | 0 | 0 | 0 | 0 | 0 | 0 | 9.122 | 9.122 | 3.5576 | 0 | 3.5576 | 0 | 3.5576
2017-03-01 08:00 | 0.42 | 7.667 | 0 | 0 | 8.087 | 30.6566 | 0 | 0 | 0 | 0 | 0 | 0 | 0 | 0 | 0 | 0 | 0 | 0 | 8.087 | 8.087 | 3.1539 | 0 | 3.1539 | 0 | 3.1539
2017-03-01 09:00 | 0.94 | 0 | 3.4293 | 19.3277 | 8.183 | 33.9144 | 30 | 42.7273 | 9.1827 | 0.8 | 28.3137 | 3.1777 | 71.041 | 0 | 12.3605 | 71.041 | 0 | 0 | 8.183 | 27.5107 | 3.1914 | 0 | 3.1914 | 7.5378 | 10.7292
2017-03-01 10:00 | 1.24 | 0 | 0 | 22.866 | 8.374 | 33.9144 | 30 | 42.7273 | 9.1827 | 0.8 | 28.6877 | 3.2197 | 71.415 | 0 | 12.4025 | 71.415 | 0 | 0 | 8.374 | 31.24 | 3.2659 | 0 | 3.2659 | 8.9177 | 12.1836
2017-03-01 11:00 | 1.5 | 0 | 23.014 | 0 | 8.486 | 55.7777 | 30 | 42.7273 | 9.1827 | 0.8 | 28.0527 | 3.1485 | 70.78 | 0 | 12.3312 | 70.78 | 0 | 0 | 8.486 | 8.486 | 3.3095 | 0 | 3.3095 | 0 | 3.3095
2017-03-01 12:00 | 1.38 | 0 | 7.302 | 0 | 9.078 | 62.7146 | 15 | 21.3636 | 4.5914 | 0.8 | 67.3684 | 7.561 | 88.732 | 0 | 12.1524 | 69.101 | 11.484 | 3.828 | 12.906 | 12.906 | 3.5404 | 1.4929 | 5.0333 | 0 | 5.0333
2017-03-01 13:00 | 1.45 | 0 | 7.005 | 0 | 9.445 | 69.3693 | 15 | 21.3636 | 4.5914 | 0.8 | 71.8784 | 8.0672 | 93.242 | 0 | 12.6585 | 67.432 | 15.099 | 5.033 | 14.478 | 14.478 | 3.6835 | 1.9629 | 5.6464 | 0 | 5.6464
2017-03-01 14:00 | 1.56 | 0 | 14.438 | 0 | 9.622 | 83.0854 | 22.5 | 32.0455 | 6.8871 | 0.76915 | 0 | 0 | 29.942 | 2.1035 | 6.8871 | 0 | 17.516 | 5.8387 | 15.4607 | 15.4607 | 3.7526 | 2.2771 | 6.0297 | 0 | 6.0297
2017-03-01 15:00 | 1.42 | 0 | 5.0083 | 0 | 9.792 | 87.8434 | 13.3803 | 19.0569 | 4.0956 | 0.8 | 79.3381 | 8.9044 | 98.395 | 0 | 13 | 65.524 | 19.23 | 6.41 | 16.202 | 16.202 | 3.8189 | 2.4999 | 6.3188 | 0 | 6.3188
2017-03-01 16:00 | 0.92 | 0 | 3.7759 | 0 | 9.612 | 91.4304 | 12.4679 | 17.7573 | 3.8163 | 0.8 | 81.8267 | 9.1837 | 99.584 | 0 | 13 | 65.085 | 20.182 | 6.7273 | 16.3393 | 16.3393 | 3.7487 | 2.6237 | 6.3723 | 0 | 6.3723
2017-03-01 17:00 | 0.56 | 0 | 20.951 | 0 | 9.609 | 111.3339 | 30 | 42.7273 | 9.1827 | 0.8 | 22.2317 | 2.4951 | 64.959 | 0 | 11.6779 | 64.959 | 0 | 0 | 9.609 | 9.609 | 3.7475 | 0 | 3.7475 | 0 | 3.7475
2017-03-01 18:00 | 0.17 | 0 | 19.792 | 0 | 10.378 | 130.1363 | 30 | 42.7273 | 9.1827 | 0.8 | 22.2457 | 2.4967 | 64.973 | 0 | 11.6795 | 64.973 | 0 | 0 | 10.378 | 10.378 | 4.0474 | 0 | 4.0474 | 0 | 4.0474
2017-03-01 19:00 | 0.02 | 0 | 16.245 | 0 | 13.775 | 145.569 | 30 | 42.7273 | 9.1827 | 0.8 | 22.4037 | 2.5144 | 65.131 | 0 | 11.6972 | 65.131 | 0 | 0 | 13.775 | 13.775 | 5.3723 | 0 | 5.3723 | 0 | 5.3723
2017-03-01 20:00 | 0 | 19.558 | 0 | 0 | 19.558 | 124.9817 | 0 | 0 | 0 | 0 | 0 | 0 | 0 | 0 | 0 | 0 | 0 | 0 | 19.558 | 19.558 | 7.6276 | 0 | 7.6276 | 0 | 7.6276
2017-03-01 21:00 | 0 | 19.792 | 0 | 0 | 19.792 | 104.148 | 0 | 0 | 0 | 0 | 0 | 0 | 0 | 0 | 0 | 0 | 0 | 0 | 19.792 | 19.792 | 7.7189 | 0 | 7.7189 | 0 | 7.7189
2017-03-01 22:00 | 0 | 18.841 | 0 | 0 | 18.841 | 84.3153 | 0 | 0 | 0 | 0 | 0 | 0 | 0 | 0 | 0 | 0 | 0 | 0 | 18.841 | 18.841 | 7.348 | 0 | 7.348 | 0 | 7.348
2017-03-01 23:00 | 0 | 16.377 | 0 | 0 | 16.377 | 67.0764 | 0 | 0 | 0 | 0 | 0 | 0 | 0 | 0 | 0 | 0 | 0 | 0 | 16.377 | 16.377 | 6.387 | 0 | 6.387 | 0 | 6.387
2017-03-02 | 0 | 0 | 0.14049 | 0 | 13.518 | 67.2099 | 13.6585 | 19.453 | 4.1807 | 0.8 | 0 | 0 | 19.453 | 0 | 4.1807 | 0 | 11.38 | 3.7933 | 17.3113 | 17.3113 | 5.272 | 1.4794 | 6.7514 | 0 | 6.7514
2017-03-02 01:00 | 0 | 0 | 1.186 | 0 | 11.406 | 68.3365 | 12.592 | 17.934 | 3.8543 | 0.8 | 0 | 0 | 17.934 | 0 | 3.8543 | 0 | 10.491 | 3.497 | 14.903 | 14.903 | 4.4483 | 1.3638 | 5.8122 | 0 | 5.8122
2017-03-02 02:00 | 0 | 0 | 0.47534 | 0 | 11.286 | 68.7881 | 11.7613 | 16.751 | 3.6 | 0.8 | 0 | 0 | 16.751 | 0 | 3.6 | 0 | 9.8 | 3.2667 | 14.5527 | 14.5527 | 4.4015 | 1.274 | 5.6755 | 0 | 5.6755
2017-03-02 03:00 | 0 | 0 | 0.29564 | 0 | 10.805 | 69.0689 | 11.1006 | 15.81 | 3.3978 | 0.8 | 0 | 0 | 15.81 | 0 | 3.3978 | 0 | 9.249 | 3.083 | 13.888 | 13.888 | 4.2139 | 1.2024 | 5.4163 | 0 | 5.4163
2017-03-02 04:00 | 0 | 0 | 0.0059574 | 0 | 10.672 | 69.0746 | 10.678 | 15.208 | 3.2684 | 0.8 | 0 | 0 | 15.208 | 0 | 3.2684 | 0 | 8.896 | 2.9653 | 13.6373 | 13.6373 | 4.1621 | 1.1565 | 5.3186 | 0 | 5.3186
2017-03-02 05:00 | 0 | 10.309 | 0 | 0 | 10.309 | 58.223 | 0 | 0 | 0 | 0 | 0 | 0 | 0 | 0 | 0 | 0 | 0 | 0 | 10.309 | 10.309 | 4.0205 | 0 | 4.0205 | 0 | 4.0205
2017-03-02 06:00 | 0 | 10.012 | 0 | 0 | 10.012 | 47.6841 | 0 | 0 | 0 | 0 | 0 | 0 | 0 | 0 | 0 | 0 | 0 | 0 | 10.012 | 10.012 | 3.9047 | 0 | 3.9047 | 0 | 3.9047
2017-03-02 07:00 | 0.03 | 8.584 | 0 | 0 | 8.614 | 38.6483 | 0 | 0 | 0 | 0 | 0 | 0 | 0 | 0 | 0 | 0 | 0 | 0 | 8.614 | 8.614 | 3.3595 | 0 | 3.3595 | 0 | 3.3595
2017-03-02 08:00 | 0.31 | 7.871 | 0 | 0 | 8.181 | 30.363 | 0 | 0 | 0 | 0 | 0 | 0 | 0 | 0 | 0 | 0 | 0 | 0 | 8.181 | 8.181 | 3.1906 | 0 | 3.1906 | 0 | 3.1906
2017-03-02 09:00 | 0.93 | 0 | 0 | 23.018 | 7.912 | 30.363 | 30 | 42.7273 | 9.1827 | 0.8 | 28.4147 | 3.1891 | 71.142 | 0 | 12.3718 | 71.142 | 0 | 0 | 7.912 | 30.93 | 3.0857 | 0 | 3.0857 | 8.977 | 12.0627
2017-03-02 10:00 | 1.36 | 0 | 2.3557 | 21.0823 | 7.922 | 32.6009 | 30 | 42.7273 | 9.1827 | 0.8 | 28.6387 | 3.2142 | 71.366 | 0 | 12.397 | 71.366 | 0 | 0 | 7.922 | 29.0043 | 3.0896 | 0 | 3.0896 | 8.2221 | 11.3117
2017-03-02 11:00 | 1.59 | 0 | 23.202 | 0 | 8.388 | 54.6428 | 30 | 42.7273 | 9.1827 | 0.8 | 28.3067 | 3.177 | 71.034 | 0 | 12.3597 | 71.034 | 0 | 0 | 8.388 | 8.388 | 3.2713 | 0 | 3.2713 | 0 | 3.2713
2017-03-02 12:00 | 1.72 | 0 | 15.8502 | 0 | 8.715 | 69.7005 | 22.8452 | 32.5371 | 6.9927 | 0.8 | 53.5249 | 6.0073 | 86.062 | 0 | 13 | 70.09 | 9.343 | 3.1143 | 11.8293 | 11.8293 | 3.3988 | 1.2146 | 4.6134 | 0 | 4.6134
2017-03-02 13:00 | 1.54 | 0 | 7.441 | 0 | 9.099 | 76.7695 | 15 | 21.3636 | 4.5914 | 0.8 | 67.8084 | 7.6104 | 89.172 | 0 | 12.2017 | 68.939 | 11.836 | 3.9453 | 13.0443 | 13.0443 | 3.5486 | 1.5387 | 5.0873 | 0 | 5.0873
2017-03-02 14:00 | 1.37 | 0 | 6.751 | 0 | 9.619 | 83.1829 | 15 | 21.3636 | 4.5914 | 0.8 | 3.3204 | 0.37266 | 24.684 | 0 | 4.964 | 0 | 14.44 | 4.8133 | 14.4323 | 14.4323 | 3.7514 | 1.8772 | 5.6286 | 0 | 5.6286
2017-03-02 15:00 | 1.48 | 0 | 7.251 | 0 | 9.229 | 90.0714 | 15 | 21.3636 | 4.5914 | 0.8 | 73.8954 | 8.2935 | 95.259 | 0 | 12.8849 | 66.685 | 16.715 | 5.5717 | 14.8007 | 14.8007 | 3.5993 | 2.173 | 5.7723 | 0 | 5.7723
2017-03-02 16:00 | 1.31 | 0 | 6.2364 | 0 | 9.183 | 95.996 | 14.1094 | 20.0952 | 4.3188 | 0.8 | 77.3498 | 8.6812 | 97.445 | 0 | 13 | 65.876 | 18.467 | 6.1557 | 15.3387 | 15.3387 | 3.5814 | 2.4007 | 5.9821 | 0 | 5.9821
2017-03-02 17:00 | 0.52 | 0 | 21.625 | 0 | 8.895 | 116.5397 | 30 | 42.7273 | 9.1827 | 0.8 | 22.7477 | 2.5531 | 65.475 | 0 | 11.7358 | 65.475 | 0 | 0 | 8.895 | 8.895 | 3.4691 | 0 | 3.4691 | 0 | 3.4691
2017-03-02 18:00 | 0.24 | 0 | 20.47 | 0 | 9.77 | 135.9862 | 30 | 42.7273 | 9.1827 | 0.8 | 22.7207 | 2.55 | 65.448 | 0 | 11.7328 | 65.448 | 0 | 0 | 9.77 | 9.77 | 3.8103 | 0 | 3.8103 | 0 | 3.8103
2017-03-02 19:00 | 0.04 | 0 | 16.662 | 0 | 13.378 | 151.8151 | 30 | 42.7273 | 9.1827 | 0.8 | 22.9217 | 2.5726 | 65.649 | 0 | 11.7553 | 65.649 | 0 | 0 | 13.378 | 13.378 | 5.2174 | 0 | 5.2174 | 0 | 5.2174
2017-03-02 20:00 | 0 | 18.835 | 0 | 0 | 18.835 | 131.9888 | 0 | 0 | 0 | 0 | 0 | 0 | 0 | 0 | 0 | 0 | 0 | 0 | 18.835 | 18.835 | 7.3457 | 0 | 7.3457 | 0 | 7.3457
2017-03-02 21:00 | 0 | 19.513 | 0 | 0 | 19.513 | 111.4488 | 0 | 0 | 0 | 0 | 0 | 0 | 0 | 0 | 0 | 0 | 0 | 0 | 19.513 | 19.513 | 7.6101 | 0 | 7.6101 | 0 | 7.6101
2017-03-02 22:00 | 0 | 18.283 | 0 | 0 | 18.283 | 92.2035 | 0 | 0 | 0 | 0 | 0 | 0 | 0 | 0 | 0 | 0 | 0 | 0 | 18.283 | 18.283 | 7.1304 | 0 | 7.1304 | 0 | 7.1304
2017-03-02 23:00 | 0 | 16.005 | 0 | 0 | 16.005 | 75.3562 | 0 | 0 | 0 | 0 | 0 | 0 | 0 | 0 | 0 | 0 | 0 | 0 | 16.005 | 16.005 | 6.242 | 0 | 6.242 | 0 | 6.242
2017-03-03 | 0 | 2.0667 | 0 | 0 | 13.767 | 73.1806 | 11.7003 | 16.664 | 3.5813 | 0.8 | 0 | 0 | 16.664 | 0 | 3.5813 | 0 | 9.748 | 3.2493 | 17.0163 | 17.0163 | 5.3691 | 1.2672 | 6.6364 | 0 | 6.6364
2017-03-03 01:00 | 0 | 0.091574 | 0 | 0 | 11.634 | 73.0843 | 11.5424 | 16.4392 | 3.533 | 0.75268 | 0 | 0 | 14.784 | 1.6552 | 3.533 | 0 | 8.649 | 2.883 | 14.517 | 14.517 | 4.5373 | 1.1244 | 5.6616 | 0 | 5.6616
2017-03-03 02:00 | 0 | 1.3307 | 0 | 0 | 10.662 | 71.6835 | 9.3313 | 13.29 | 2.8562 | 0.8 | 0 | 0 | 13.29 | 0 | 2.8562 | 0 | 7.775 | 2.5917 | 13.2537 | 13.2537 | 4.1582 | 1.0108 | 5.1689 | 0 | 5.1689
2017-03-03 03:00 | 0 | 1.6444 | 0 | 0 | 10.171 | 69.9526 | 8.5266 | 12.144 | 2.6099 | 0.8 | 0 | 0 | 12.144 | 0 | 2.6099 | 0 | 7.104 | 2.368 | 12.539 | 12.539 | 3.9667 | 0.92352 | 4.8902 | 0 | 4.8902
2017-03-03 04:00 | 0 | 2.0571 | 0 | 0 | 10.213 | 67.7872 | 8.1559 | 11.616 | 2.4965 | 0.8 | 0 | 0 | 11.616 | 1.7764e-15 | 2.4965 | 0 | 6.795 | 2.265 | 12.478 | 12.478 | 3.9831 | 0.88335 | 4.8664 | 0 | 4.8664
2017-03-03 05:00 | 0 | 9.991 | 0 | 0 | 9.991 | 57.2704 | 0 | 0 | 0 | 0 | 0 | 0 | 0 | 0 | 0 | 0 | 0 | 0 | 9.991 | 9.991 | 3.8965 | 0 | 3.8965 | 0 | 3.8965
2017-03-03 06:00 | 0 | 9.657 | 0 | 0 | 9.657 | 47.1051 | 0 | 0 | 0 | 0 | 0 | 0 | 0 | 0 | 0 | 0 | 0 | 0 | 9.657 | 9.657 | 3.7662 | 0 | 3.7662 | 0 | 3.7662
2017-03-03 07:00 | 0.02 | 8.528 | 0 | 0 | 8.548 | 38.1283 | 0 | 0 | 0 | 0 | 0 | 0 | 0 | 0 | 0 | 0 | 0 | 0 | 8.548 | 8.548 | 3.3337 | 0 | 3.3337 | 0 | 3.3337
2017-03-03 08:00 | 0.12 | 7.377 | 0 | 0 | 7.497 | 30.363 | 0 | 0 | 0 | 0 | 0 | 0 | 0 | 0 | 0 | 0 | 0 | 0 | 7.497 | 7.497 | 2.9238 | 0 | 2.9238 | 0 | 2.9238
2017-03-03 09:00 | 0.21 | 0 | 0.18669 | 22.3863 | 7.637 | 30.5404 | 30 | 42.7273 | 9.1827 | 0.8 | 29.7967 | 3.3442 | 72.524 | 0 | 12.5269 | 72.524 | 0 | 0 | 7.637 | 30.0233 | 2.9784 | 0 | 2.9784 | 8.7307 | 11.7091
2017-03-03 10:00 | 0.87 | 0 | 22.751 | 0 | 8.119 | 52.1538 | 30 | 42.7273 | 9.1827 | 0.8 | 29.8867 | 3.3543 | 72.614 | 0 | 12.537 | 72.614 | 0 | 0 | 8.119 | 8.119 | 3.1664 | 0 | 3.1664 | 0 | 3.1664
2017-03-03 11:00 | 1 | 0 | 0 | 22.711 | 8.289 | 52.1538 | 30 | 42.7273 | 9.1827 | 0.8 | 29.3107 | 3.2896 | 72.038 | 0 | 12.4724 | 72.038 | 0 | 0 | 8.289 | 31 | 3.2327 | 0 | 3.2327 | 8.8573 | 12.09
2017-03-03 12:00 | 1.21 | 0 | 0 | 15.571 | 9.069 | 52.1538 | 23.43 | 33.37 | 7.1717 | 0.8 | 51.93 | 5.8283 | 85.3 | 0 | 13 | 70.372 | 8.733 | 2.911 | 11.98 | 27.551 | 3.5369 | 1.1353 | 4.6722 | 6.0727 | 10.7449
2017-03-03 13:00 | 1.18 | 0 | 6.812 | 0 | 9.368 | 58.6252 | 15 | 21.3636 | 4.5914 | 0.8 | 68.2794 | 7.6632 | 89.643 | 0 | 12.2546 | 68.764 | 12.214 | 4.0713 | 13.4393 | 13.4393 | 3.6535 | 1.5878 | 5.2413 | 0 | 5.2413
2017-03-03 14:00 | 1.23 | 0 | 13.874 | 0 | 9.856 | 71.8055 | 22.5 | 32.0455 | 6.8871 | 0.70192 | 0 | 0 | 25.358 | 6.6875 | 6.8871 | 0 | 14.835 | 4.945 | 14.801 | 14.801 | 3.8438 | 1.9285 | 5.7724 | 0 | 5.7724
2017-03-03 15:00 | 1.31 | 0 | 6.607 | 0 | 9.703 | 78.0822 | 15 | 21.3636 | 4.5914 | 0.8 | 74.3374 | 8.3431 | 95.701 | 0 | 12.9345 | 66.522 | 17.07 | 5.69 | 15.393 | 15.393 | 3.7842 | 2.2191 | 6.0033 | 0 | 6.0033
2017-03-03 16:00 | 1.36 | 0 | 5.7823 | 0 | 9.44 | 83.5754 | 13.8623 | 19.7433 | 4.2431 | 0.8 | 78.0237 | 8.7569 | 97.767 | 0 | 13 | 65.757 | 18.726 | 6.242 | 15.682 | 15.682 | 3.6816 | 2.4344 | 6.116 | 0 | 6.116
2017-03-03 17:00 | 0.97 | 0 | 21.462 | 0 | 9.508 | 103.9643 | 30 | 42.7273 | 9.1827 | 0.8 | 22.5967 | 2.5361 | 65.324 | 0 | 11.7188 | 65.324 | 0 | 0 | 9.508 | 9.508 | 3.7081 | 0 | 3.7081 | 0 | 3.7081
2017-03-03 18:00 | 0.31 | 0 | 20.086 | 0 | 10.224 | 123.046 | 30 | 42.7273 | 9.1827 | 0.8 | 22.3957 | 2.5135 | 65.123 | 0 | 11.6963 | 65.123 | 0 | 0 | 10.224 | 10.224 | 3.9874 | 0 | 3.9874 | 0 | 3.9874
2017-03-03 19:00 | 0.03 | 0 | 16.453 | 0 | 13.577 | 138.6763 | 30 | 42.7273 | 9.1827 | 0.8 | 22.4437 | 2.5189 | 65.171 | 0 | 11.7017 | 65.171 | 0 | 0 | 13.577 | 13.577 | 5.295 | 0 | 5.295 | 0 | 5.295
2017-03-03 20:00 | 0 | 19.456 | 0 | 0 | 19.456 | 118.1963 | 0 | 0 | 0 | 0 | 0 | 0 | 0 | 0 | 0 | 0 | 0 | 0 | 19.456 | 19.456 | 7.5878 | 0 | 7.5878 | 0 | 7.5878
2017-03-03 21:00 | 0 | 19.871 | 0 | 0 | 19.871 | 97.2795 | 0 | 0 | 0 | 0 | 0 | 0 | 0 | 0 | 0 | 0 | 0 | 0 | 19.871 | 19.871 | 7.7497 | 0 | 7.7497 | 0 | 7.7497
2017-03-03 22:00 | 0 | 18.837 | 0 | 0 | 18.837 | 77.4511 | 0 | 0 | 0 | 0 | 0 | 0 | 0 | 0 | 0 | 0 | 0 | 0 | 18.837 | 18.837 | 7.3464 | 0 | 7.3464 | 0 | 7.3464
2017-03-03 23:00 | 0 | 17.209 | 0 | 0 | 17.209 | 59.3363 | 0 | 0 | 0 | 0 | 0 | 0 | 0 | 0 | 0 | 0 | 0 | 0 | 17.209 | 17.209 | 6.7115 | 0 | 6.7115 | 0 | 6.7115
2017-03-04 | 0 | 0 | 1.374 | 0 | 13.561 | 60.6416 | 14.935 | 21.271 | 4.5715 | 0.8 | 0 | 0 | 21.271 | 0 | 4.5715 | 0 | 12.443 | 4.1477 | 17.7087 | 17.7087 | 5.2888 | 1.6176 | 6.9064 | 0 | 6.9064
2017-03-04 01:00 | 0 | 0 | 2.7836 | 0 | 11.325 | 63.286 | 14.1086 | 20.094 | 4.3185 | 0.8 | 0 | 0 | 20.094 | 0 | 4.3185 | 0 | 11.755 | 3.9183 | 15.2433 | 15.2433 | 4.4168 | 1.5281 | 5.9449 | 0 | 5.9449
2017-03-04 02:00 | 0 | 0 | 2.6211 | 0 | 10.739 | 65.776 | 13.3601 | 19.028 | 4.0894 | 0.8 | 0 | 0 | 19.028 | 0 | 4.0894 | 0 | 11.132 | 3.7107 | 14.4497 | 14.4497 | 4.1882 | 1.4472 | 5.6354 | 0 | 5.6354
2017-03-04 03:00 | 0 | 0 | 1.8388 | 0 | 10.777 | 67.5229 | 12.6158 | 17.968 | 3.8616 | 0.8 | 0 | 0 | 17.968 | 0 | 3.8616 | 0 | 10.511 | 3.5037 | 14.2807 | 14.2807 | 4.203 | 1.3664 | 5.5695 | 0 | 5.5695
2017-03-04 04:00 | 0 | 0 | 1.1381 | 0 | 10.777 | 68.6041 | 11.9151 | 16.97 | 3.6471 | 0.8 | 0 | 0 | 16.97 | 0 | 3.6471 | 0 | 9.927 | 3.309 | 14.086 | 14.086 | 4.203 | 1.2905 | 5.4935 | 0 | 5.4935
2017-03-04 05:00 | 0 | 10.334 | 0 | 0 | 10.334 | 57.7262 | 0 | 0 | 0 | 0 | 0 | 0 | 0 | 0 | 0 | 0 | 0 | 0 | 10.334 | 10.334 | 4.0303 | 0 | 4.0303 | 0 | 4.0303
2017-03-04 06:00 | 0 | 10.145 | 0 | 0 | 10.145 | 47.0472 | 0 | 0 | 0 | 0 | 0 | 0 | 0 | 0 | 0 | 0 | 0 | 0 | 10.145 | 10.145 | 3.9566 | 0 | 3.9566 | 0 | 3.9566
2017-03-04 07:00 | 0.03 | 8.318 | 0 | 0 | 8.348 | 38.2914 | 0 | 0 | 0 | 0 | 0 | 0 | 0 | 0 | 0 | 0 | 0 | 0 | 8.348 | 8.348 | 3.2557 | 0 | 3.2557 | 0 | 3.2557
2017-03-04 08:00 | 0.14 | 7.532 | 0 | 0 | 7.672 | 30.363 | 0 | 0 | 0 | 0 | 0 | 0 | 0 | 0 | 0 | 0 | 0 | 0 | 7.672 | 7.672 | 2.9921 | 0 | 2.9921 | 0 | 2.9921
2017-03-04 09:00 | 0.28 | 0 | 0 | 22.555 | 7.725 | 30.363 | 30 | 42.7273 | 9.1827 | 0.8 | 28.1247 | 3.1565 | 70.852 | 0 | 12.3393 | 70.852 | 0 | 0 | 7.725 | 30.28 | 3.0128 | 0 | 3.0128 | 8.7965 | 11.8092
2017-03-04 10:00 | 0.72 | 0 | 0 | 22.855 | 7.865 | 30.363 | 30 | 42.7273 | 9.1827 | 0.8 | 28.3207 | 3.1785 | 71.048 | 0 | 12.3613 | 71.048 | 0 | 0 | 7.865 | 30.72 | 3.0673 | 0 | 3.0673 | 8.9135 | 11.9808
2017-03-04 11:00 | 0.99 | 0 | 18.1093 | 4.6807 | 8.2 | 47.5669 | 30 | 42.7273 | 9.1827 | 0.8 | 27.7587 | 3.1155 | 70.486 | 0 | 12.2982 | 70.486 | 0 | 0 | 8.2 | 12.8807 | 3.198 | 0 | 3.198 | 1.8255 | 5.0235
2017-03-04 12:00 | 1.08 | 0 | 7.207 | 0 | 8.873 | 54.4135 | 15 | 21.3636 | 4.5914 | 0.8 | 67.1294 | 7.5342 | 88.493 | 0 | 12.1255 | 69.19 | 11.293 | 3.7643 | 12.6373 | 12.6373 | 3.4605 | 1.4681 | 4.9286 | 0 | 4.9286
2017-03-04 13:00 | 0.88 | 0 | 6.624 | 0 | 9.256 | 60.7063 | 15 | 21.3636 | 4.5914 | 0.8 | 71.0764 | 7.9771 | 92.44 | 0 | 12.5685 | 67.729 | 14.456 | 4.8187 | 14.0747 | 14.0747 | 3.6098 | 1.8793 | 5.4891 | 0 | 5.4891
2017-03-04 14:00 | 0.88 | 0 | 13.84 | 0 | 9.54 | 73.8543 | 22.5 | 32.0455 | 6.8871 | 0.75731 | 0 | 0 | 29.135 | 2.9105 | 6.8871 | 0 | 17.044 | 5.6813 | 15.2213 | 15.2213 | 3.7206 | 2.2157 | 5.9363 | 0 | 5.9363
2017-03-04 15:00 | 0.9 | 0 | 5.8001 | 0 | 8.943 | 79.3644 | 13.8431 | 19.716 | 4.2373 | 0.8 | 78.076 | 8.7627 | 97.792 | 0 | 13 | 65.748 | 18.746 | 6.2487 | 15.1917 | 15.1917 | 3.4878 | 2.437 | 5.9248 | 0 | 5.9248
2017-03-04 16:00 | 0.7 | 0 | 4.0893 | 0 | 9.404 | 83.2492 | 12.7933 | 18.2207 | 3.9159 | 0.8 | 80.9393 | 9.0841 | 99.16 | 0 | 13 | 65.241 | 19.843 | 6.6143 | 16.0183 | 16.0183 | 3.6676 | 2.5796 | 6.2472 | 0 | 6.2472
2017-03-04 17:00 | 0.65 | 0 | 21.7 | 0 | 8.95 | 103.8642 | 30 | 42.7273 | 9.1827 | 0.8 | 22.1597 | 2.4871 | 64.887 | 0 | 11.6698 | 64.887 | 0 | 0 | 8.95 | 8.95 | 3.4905 | 0 | 3.4905 | 0 | 3.4905
2017-03-04 18:00 | 0.24 | 0 | 20.417 | 0 | 9.823 | 123.2604 | 30 | 42.7273 | 9.1827 | 0.8 | 22.0447 | 2.4742 | 64.772 | 0 | 11.6569 | 64.772 | 0 | 0 | 9.823 | 9.823 | 3.831 | 0 | 3.831 | 0 | 3.831
2017-03-04 19:00 | 0.02 | 0 | 16.617 | 0 | 13.403 | 139.0465 | 30 | 42.7273 | 9.1827 | 0.8 | 22.2297 | 2.4949 | 64.957 | 0 | 11.6777 | 64.957 | 0 | 0 | 13.403 | 13.403 | 5.2272 | 0 | 5.2272 | 0 | 5.2272
2017-03-04 20:00 | 0 | 19.323 | 0 | 0 | 19.323 | 118.7065 | 0 | 0 | 0 | 0 | 0 | 0 | 0 | 0 | 0 | 0 | 0 | 0 | 19.323 | 19.323 | 7.536 | 0 | 7.536 | 0 | 7.536
2017-03-04 21:00 | 0 | 20.429 | 0 | 0 | 20.429 | 97.2023 | 0 | 0 | 0 | 0 | 0 | 0 | 0 | 0 | 0 | 0 | 0 | 0 | 20.429 | 20.429 | 7.9673 | 0 | 7.9673 | 0 | 7.9673
2017-03-04 22:00 | 0 | 19.78 | 0 | 0 | 19.78 | 76.3813 | 0 | 0 | 0 | 0 | 0 | 0 | 0 | 0 | 0 | 0 | 0 | 0 | 19.78 | 19.78 | 7.7142 | 0 | 7.7142 | 0 | 7.7142
2017-03-04 23:00 | 0 | 17.44 | 0 | 0 | 17.44 | 58.0234 | 0 | 0 | 0 | 0 | 0 | 0 | 0 | 0 | 0 | 0 | 0 | 0 | 17.44 | 17.44 | 6.8016 | 0 | 6.8016 | 0 | 6.8016
2017-03-05 | 0 | 0 | 1.273 | 0 | 13.727 | 59.2327 | 15 | 21.3636 | 4.5914 | 0.8 | 1.3204 | 0.14819 | 22.684 | 0 | 4.7396 | 0 | 13.27 | 4.4233 | 18.1503 | 18.1503 | 5.3535 | 1.7251 | 7.0786 | 0 | 7.0786
2017-03-05 01:00 | 0 | 0 | 2.745 | 0 | 12.255 | 61.8405 | 15 | 21.3636 | 4.5914 | 0.8 | 0.26836 | 0.030119 | 21.632 | 0 | 4.6215 | 0 | 12.655 | 4.2183 | 16.4733 | 16.4733 | 4.7795 | 1.6451 | 6.4246 | 0 | 6.4246
2017-03-05 02:00 | 0 | 0 | 3.272 | 0 | 11.262 | 64.9489 | 14.534 | 20.7 | 4.4487 | 0.8 | 0 | 0 | 20.7 | 0 | 4.4487 | 0 | 12.109 | 4.0363 | 15.2983 | 15.2983 | 4.3922 | 1.5742 | 5.9664 | 0 | 5.9664
2017-03-05 03:00 | 0 | 0 | 2.9598 | 0 | 10.896 | 67.7607 | 13.8558 | 19.734 | 4.2411 | 0.8 | 0 | 0 | 19.734 | 0 | 4.2411 | 0 | 11.544 | 3.848 | 14.744 | 14.744 | 4.2494 | 1.5007 | 5.7502 | 0 | 5.7502
2017-03-05 04:00 | 0 | 0 | 2.2617 | 0 | 10.88 | 69.9093 | 13.1417 | 18.717 | 4.0226 | 0.8 | 0 | 0 | 18.717 | 0 | 4.0226 | 0 | 10.949 | 3.6497 | 14.5297 | 14.5297 | 4.2432 | 1.4234 | 5.6666 | 0 | 5.6666
2017-03-05 05:00 | 0 | 10.188 | 0 | 0 | 10.188 | 59.1851 | 0 | 0 | 0 | 0 | 0 | 0 | 0 | 0 | 0 | 0 | 0 | 0 | 10.188 | 10.188 | 3.9733 | 0 | 3.9733 | 0 | 3.9733
2017-03-05 06:00 | 0 | 10.399 | 0 | 0 | 10.399 | 48.2388 | 0 | 0 | 0 | 0 | 0 | 0 | 0 | 0 | 0 | 0 | 0 | 0 | 10.399 | 10.399 | 4.0556 | 0 | 4.0556 | 0 | 4.0556
2017-03-05 07:00 | 0.01 | 8.831 | 0 | 0 | 8.841 | 38.943 | 0 | 0 | 0 | 0 | 0 | 0 | 0 | 0 | 0 | 0 | 0 | 0 | 8.841 | 8.841 | 3.448 | 0 | 3.448 | 0 | 3.448
2017-03-05 08:00 | 0.11 | 8.151 | 0 | 0 | 8.261 | 30.363 | 0 | 0 | 0 | 0 | 0 | 0 | 0 | 0 | 0 | 0 | 0 | 0 | 8.261 | 8.261 | 3.2218 | 0 | 3.2218 | 0 | 3.2218
2017-03-05 09:00 | 0.25 | 0 | 0 | 22.128 | 8.122 | 30.363 | 30 | 42.7273 | 9.1827 | 0.8 | 27.2477 | 3.0581 | 69.975 | 0 | 12.2408 | 69.975 | 0 | 0 | 8.122 | 30.25 | 3.1676 | 0 | 3.1676 | 8.6299 | 11.7975
2017-03-05 10:00 | 0.28 | 0 | 8.4334 | 13.8996 | 7.947 | 38.3748 | 30 | 42.7273 | 9.1827 | 0.8 | 27.3327 | 3.0676 | 70.06 | 0 | 12.2504 | 70.06 | 0 | 0 | 7.947 | 21.8466 | 3.0993 | 0 | 3.0993 | 5.4208 | 8.5202
2017-03-05 11:00 | 0.45 | 0 | 22.543 | 0 | 7.907 | 59.7906 | 30 | 42.7273 | 9.1827 | 0.8 | 26.9507 | 3.0248 | 69.678 | 0 | 12.2075 | 69.678 | 0 | 0 | 7.907 | 7.907 | 3.0837 | 0 | 3.0837 | 0 | 3.0837
2017-03-05 12:00 | 0.81 | 0 | 6.813 | 0 | 8.997 | 66.263 | 15 | 21.3636 | 4.5914 | 0.8 | 68.0264 | 7.6348 | 89.39 | 0 | 12.2262 | 68.858 | 12.012 | 4.004 | 13.001 | 13.001 | 3.5088 | 1.5616 | 5.0704 | 0 | 5.0704
2017-03-05 13:00 | 0.97 | 0 | 6.46 | 0 | 9.51 | 72.4 | 15 | 21.3636 | 4.5914 | 0.8 | 70.2624 | 7.8858 | 91.626 | 0 | 12.4772 | 68.03 | 13.804 | 4.6013 | 14.1113 | 14.1113 | 3.7089 | 1.7945 | 5.5034 | 0 | 5.5034
2017-03-05 14:00 | 0.39 | 0 | 13.634 | 0 | 9.256 | 85.3523 | 22.5 | 32.0455 | 6.8871 | 0.7234 | 0 | 0 | 26.823 | 5.2225 | 6.8871 | 0 | 15.692 | 5.2307 | 14.4867 | 14.4867 | 3.6098 | 2.04 | 5.6498 | 0 | 5.6498
2017-03-05 15:00 | 0.49 | 0 | 5.772 | 0 | 9.718 | 90.8357 | 15 | 21.3636 | 4.5914 | 0.8 | 74.4854 | 8.3597 | 95.849 | 0 | 12.9511 | 66.467 | 17.189 | 5.7297 | 15.4477 | 15.4477 | 3.79 | 2.2346 | 6.0246 | 0 | 6.0246
2017-03-05 16:00 | 0.48 | 0 | 4.9338 | 0 | 9.618 | 95.5228 | 14.0718 | 20.0417 | 4.3073 | 0.8 | 77.4523 | 8.6927 | 97.494 | 0 | 13 | 65.858 | 18.507 | 6.169 | 15.787 | 15.787 | 3.751 | 2.4059 | 6.1569 | 0 | 6.1569
2017-03-05 17:00 | 0.35 | 0 | 20.535 | 0 | 9.815 | 115.031 | 30 | 42.7273 | 9.1827 | 0.8 | 22.7117 | 2.549 | 65.439 | 0 | 11.7318 | 65.439 | 0 | 0 | 9.815 | 9.815 | 3.8279 | 0 | 3.8279 | 0 | 3.8279
2017-03-05 18:00 | 0.11 | 0 | 19.862 | 0 | 10.248 | 133.8999 | 30 | 42.7273 | 9.1827 | 0.8 | 22.5447 | 2.5303 | 65.272 | 0 | 11.713 | 65.272 | 0 | 0 | 10.248 | 10.248 | 3.9967 | 0 | 3.9967 | 0 | 3.9967
2017-03-05 19:00 | 0.02 | 0 | 15.727 | 0 | 14.293 | 148.8406 | 30 | 42.7273 | 9.1827 | 0.8 | 22.6167 | 2.5384 | 65.344 | 0 | 11.7211 | 65.344 | 0 | 0 | 14.293 | 14.293 | 5.5743 | 0 | 5.5743 | 0 | 5.5743
2017-03-05 20:00 | 0 | 20.291 | 0 | 0 | 20.291 | 127.4816 | 0 | 0 | 0 | 0 | 0 | 0 | 0 | 0 | 0 | 0 | 0 | 0 | 20.291 | 20.291 | 7.9135 | 0 | 7.9135 | 0 | 7.9135
2017-03-05 21:00 | 0 | 21.17 | 0 | 0 | 21.17 | 105.1974 | 0 | 0 | 0 | 0 | 0 | 0 | 0 | 0 | 0 | 0 | 0 | 0 | 21.17 | 21.17 | 8.2563 | 0 | 8.2563 | 0 | 8.2563
2017-03-05 22:00 | 0 | 19.674 | 0 | 0 | 19.674 | 84.4879 | 0 | 0 | 0 | 0 | 0 | 0 | 0 | 0 | 0 | 0 | 0 | 0 | 19.674 | 19.674 | 7.6729 | 0 | 7.6729 | 0 | 7.6729
2017-03-05 23:00 | 0 | 17.182 | 0 | 0 | 17.182 | 66.4016 | 0 | 0 | 0 | 0 | 0 | 0 | 0 | 0 | 0 | 0 | 0 | 0 | 17.182 | 17.182 | 6.701 | 0 | 6.701 | 0 | 6.701
2017-03-06 | 0 | 0 | 0.43504 | 0 | 14.198 | 66.8149 | 14.633 | 20.841 | 4.479 | 0.8 | 0 | 0 | 20.841 | 0 | 4.479 | 0 | 12.192 | 4.064 | 18.262 | 18.262 | 5.5372 | 1.585 | 7.1222 | 0 | 7.1222
2017-03-06 01:00 | 0 | 0 | 1.8934 | 0 | 12.232 | 68.6137 | 14.1254 | 20.118 | 4.3237 | 0.8 | 0 | 0 | 20.118 | 0 | 4.3237 | 0 | 11.769 | 3.923 | 16.155 | 16.155 | 4.7705 | 1.53 | 6.3005 | 0 | 6.3005
2017-03-06 02:00 | 0 | 0 | 1.577 | 0 | 11.213 | 70.1118 | 12.79 | 18.216 | 3.9149 | 0.8 | 0 | 0 | 18.216 | 0 | 3.9149 | 0 | 10.656 | 3.552 | 14.765 | 14.765 | 4.3731 | 1.3853 | 5.7584 | 0 | 5.7584
2017-03-06 03:00 | 0 | 0 | 0.78419 | 0 | 11.126 | 70.8567 | 11.9102 | 16.963 | 3.6456 | 0.8 | 0 | 0 | 16.963 | 0 | 3.6456 | 0 | 9.923 | 3.3077 | 14.4337 | 14.4337 | 4.3391 | 1.29 | 5.6291 | 0 | 5.6291
2017-03-06 04:00 | 0 | 0 | 0.46866 | 0 | 11.068 | 71.302 | 11.5367 | 16.431 | 3.5313 | 0.8 | 0 | 0 | 16.431 | 0 | 3.5313 | 0 | 9.612 | 3.204 | 14.272 | 14.272 | 4.3165 | 1.2496 | 5.5661 | 0 | 5.5661
2017-03-06 05:00 | 0 | 10.818 | 0 | 0 | 10.818 | 59.9146 | 0 | 0 | 0 | 0 | 0 | 0 | 0 | 0 | 0 | 0 | 0 | 0 | 10.818 | 10.818 | 4.219 | 0 | 4.219 | 0 | 4.219
2017-03-06 06:00 | 0 | 10.677 | 0 | 0 | 10.677 | 48.6757 | 0 | 0 | 0 | 0 | 0 | 0 | 0 | 0 | 0 | 0 | 0 | 0 | 10.677 | 10.677 | 4.164 | 0 | 4.164 | 0 | 4.164
2017-03-06 07:00 | 0.01 | 9.116 | 0 | 0 | 9.126 | 39.0799 | 0 | 0 | 0 | 0 | 0 | 0 | 0 | 0 | 0 | 0 | 0 | 0 | 9.126 | 9.126 | 3.5591 | 0 | 3.5591 | 0 | 3.5591
2017-03-06 08:00 | 0.08 | 8.281 | 0 | 0 | 8.361 | 30.363 | 0 | 0 | 0 | 0 | 0 | 0 | 0 | 0 | 0 | 0 | 0 | 0 | 8.361 | 8.361 | 3.2608 | 0 | 3.2608 | 0 | 3.2608
2017-03-06 09:00 | 0.23 | 0 | 0 | 21.948 | 8.282 | 30.363 | 30 | 42.7273 | 9.1827 | 0.8 | 27.8717 | 3.1281 | 70.599 | 0 | 12.3109 | 70.599 | 0 | 0 | 8.282 | 30.23 | 3.23 | 0 | 3.23 | 8.5597 | 11.7897
2017-03-06 10:00 | 0.38 | 0 | 13.8993 | 8.2057 | 8.275 | 43.5674 | 30 | 42.7273 | 9.1827 | 0.8 | 27.8727 | 3.1283 | 70.6 | 0 | 12.311 | 70.6 | 0 | 0 | 8.275 | 16.4807 | 3.2273 | 0 | 3.2273 | 3.2002 | 6.4275
2017-03-06 11:00 | 0.42 | 0 | 22.056 | 0 | 8.364 | 64.5206 | 30 | 42.7273 | 9.1827 | 0.8 | 27.3647 | 3.0712 | 70.092 | 0 | 12.254 | 70.092 | 0 | 0 | 8.364 | 8.364 | 3.262 | 0 | 3.262 | 0 | 3.262
2017-03-06 12:00 | 0.41 | 0 | 0 | 6.381 | 9.029 | 64.5206 | 15 | 21.3636 | 4.5914 | 0.8 | 67.4374 | 7.5687 | 88.801 | 0 | 12.1601 | 69.076 | 11.539 | 3.8463 | 12.8753 | 19.2563 | 3.5213 | 1.5001 | 5.0214 | 2.4886 | 7.51
2017-03-06 13:00 | 0.59 | 0 | 6.686 | 0 | 8.904 | 70.8723 | 15 | 21.3636 | 4.5914 | 0.8 | 70.1544 | 7.8737 | 91.518 | 0 | 12.465 | 68.07 | 13.717 | 4.5723 | 13.4763 | 13.4763 | 3.4726 | 1.7832 | 5.2558 | 0 | 5.2558
2017-03-06 14:00 | 1.01 | 0 | 14.259 | 0 | 9.251 | 84.4183 | 22.5 | 32.0455 | 6.8871 | 0.71661 | 0 | 0 | 26.36 | 5.6855 | 6.8871 | 0 | 15.421 | 5.1403 | 14.3913 | 14.3913 | 3.6079 | 2.0047 | 5.6126 | 0 | 5.6126
2017-03-06 15:00 | 1.27 | 0 | 6.877 | 0 | 9.393 | 90.9515 | 15 | 21.3636 | 4.5914 | 0.8 | 73.2374 | 8.2197 | 94.601 | 0 | 12.811 | 66.929 | 16.188 | 5.396 | 14.789 | 14.789 | 3.6633 | 2.1044 | 5.7677 | 0 | 5.7677
2017-03-06 16:00 | 0.97 | 0 | 6.49 | 0 | 9.48 | 97.117 | 15 | 21.3636 | 4.5914 | 0.8 | 73.3174 | 8.2287 | 94.681 | 0 | 12.82 | 66.899 | 16.252 | 5.4173 | 14.8973 | 14.8973 | 3.6972 | 2.1128 | 5.81 | 0 | 5.81
2017-03-06 17:00 | 0.75 | 0 | 21.148 | 0 | 9.602 | 117.2076 | 30 | 42.7273 | 9.1827 | 0.8 | 24.4587 | 2.7451 | 67.186 | 0 | 11.9278 | 67.186 | 0 | 0 | 9.602 | 9.602 | 3.7448 | 0 | 3.7448 | 0 | 3.7448
2017-03-06 18:00 | 0.26 | 0 | 19.776 | 0 | 10.484 | 135.9948 | 30 | 42.7273 | 9.1827 | 0.8 | 24.7577 | 2.7786 | 67.485 | 0 | 11.9614 | 67.485 | 0 | 0 | 10.484 | 10.484 | 4.0888 | 0 | 4.0888 | 0 | 4.0888
2017-03-06 19:00 | 0.01 | 0 | 16.653 | 0 | 13.357 | 151.8151 | 30 | 42.7273 | 9.1827 | 0.8 | 25.0027 | 2.8061 | 67.73 | 0 | 11.9889 | 67.73 | 0 | 0 | 13.357 | 13.357 | 5.2092 | 0 | 5.2092 | 0 | 5.2092
2017-03-06 20:00 | 0 | 19.04 | 0 | 0 | 19.04 | 131.773 | 0 | 0 | 0 | 0 | 0 | 0 | 0 | 0 | 0 | 0 | 0 | 0 | 19.04 | 19.04 | 7.4256 | 0 | 7.4256 | 0 | 7.4256
2017-03-06 21:00 | 0 | 20.029 | 0 | 0 | 20.029 | 110.6899 | 0 | 0 | 0 | 0 | 0 | 0 | 0 | 0 | 0 | 0 | 0 | 0 | 20.029 | 20.029 | 7.8113 | 0 | 7.8113 | 0 | 7.8113
2017-03-06 22:00 | 0 | 19.539 | 0 | 0 | 19.539 | 90.1225 | 0 | 0 | 0 | 0 | 0 | 0 | 0 | 0 | 0 | 0 | 0 | 0 | 19.539 | 19.539 | 7.6202 | 0 | 7.6202 | 0 | 7.6202
2017-03-06 23:00 | 0 | 17.326 | 0 | 0 | 17.326 | 71.8846 | 0 | 0 | 0 | 0 | 0 | 0 | 0 | 0 | 0 | 0 | 0 | 0 | 17.326 | 17.326 | 6.7571 | 0 | 6.7571 | 0 | 6.7571
2017-03-07 | 0 | 1.8175 | 0 | 0 | 14.428 | 69.9714 | 12.6105 | 17.9604 | 3.86 | 0.77665 | 0 | 0 | 17.068 | 0.89242 | 3.86 | 0 | 9.985 | 3.3283 | 17.7563 | 17.7563 | 5.6269 | 1.298 | 6.925 | 0 | 6.925
2017-03-07 01:00 | 0 | 0 | 0 | 0 | 12.601 | 69.9714 | 12.601 | 17.9469 | 3.8571 | 0.74723 | 0 | 0 | 15.932 | 2.0149 | 3.8571 | 0 | 9.32 | 3.1067 | 15.7077 | 15.7077 | 4.9144 | 1.2116 | 6.126 | 0 | 6.126
2017-03-07 02:00 | 0 | 0 | 0 | 0 | 11.691 | 69.9714 | 11.691 | 16.6508 | 3.5785 | 0.73983 | 0 | 0 | 14.519 | 2.1318 | 3.5785 | 0 | 8.494 | 2.8313 | 14.5223 | 14.5223 | 4.5595 | 1.1042 | 5.6637 | 0 | 5.6637
2017-03-07 03:00 | 0 | 0 | 0 | 0 | 11.524 | 69.9714 | 11.524 | 16.413 | 3.5274 | 0.7096 | 0 | 0 | 13.256 | 3.157 | 3.5274 | 0 | 7.755 | 2.585 | 14.109 | 14.109 | 4.4944 | 1.0082 | 5.5025 | 0 | 5.5025
2017-03-07 04:00 | 0 | 0 | 0 | 0 | 11.373 | 69.9714 | 11.373 | 16.1979 | 3.4812 | 0.65695 | 0 | 0 | 11.268 | 4.9299 | 3.4812 | 0 | 6.592 | 2.1973 | 13.5703 | 13.5703 | 4.4355 | 0.85696 | 5.2924 | 0 | 5.2924
2017-03-07 05:00 | 0 | 10.972 | 0 | 0 | 10.972 | 58.422 | 0 | 0 | 0 | 0 | 0 | 0 | 0 | 0 | 0 | 0 | 0 | 0 | 10.972 | 10.972 | 4.2791 | 0 | 4.2791 | 0 | 4.2791
2017-03-07 06:00 | 0 | 10.293 | 0 | 0 | 10.293 | 47.5872 | 0 | 0 | 0 | 0 | 0 | 0 | 0 | 0 | 0 | 0 | 0 | 0 | 10.293 | 10.293 | 4.0143 | 0 | 4.0143 | 0 | 4.0143
2017-03-07 07:00 | 0.03 | 8.49 | 0 | 0 | 8.52 | 38.6504 | 0 | 0 | 0 | 0 | 0 | 0 | 0 | 0 | 0 | 0 | 0 | 0 | 8.52 | 8.52 | 3.3228 | 0 | 3.3228 | 0 | 3.3228
2017-03-07 08:00 | 0.21 | 7.873 | 0 | 0 | 8.083 | 30.363 | 0 | 0 | 0 | 0 | 0 | 0 | 0 | 0 | 0 | 0 | 0 | 0 | 8.083 | 8.083 | 3.1524 | 0 | 3.1524 | 0 | 3.1524
2017-03-07 09:00 | 0.63 | 0 | 0 | 23.023 | 7.607 | 30.363 | 30 | 42.7273 | 9.1827 | 0.8 | 29.6787 | 3.3309 | 72.406 | 0 | 12.5137 | 72.406 | 0 | 0 | 7.607 | 30.63 | 2.9667 | 0 | 2.9667 | 8.979 | 11.9457
2017-03-07 10:00 | 0.77 | 0 | 23.324 | 0 | 7.446 | 52.5208 | 30 | 42.7273 | 9.1827 | 0.8 | 29.6547 | 3.3283 | 72.382 | 0 | 12.511 | 72.382 | 0 | 0 | 7.446 | 7.446 | 2.9039 | 0 | 2.9039 | 0 | 2.9039
2017-03-07 11:00 | 0.65 | 0 | 10.0011 | 12.9449 | 7.704 | 62.0219 | 30 | 42.7273 | 9.1827 | 0.8 | 29.3117 | 3.2898 | 72.039 | 0 | 12.4725 | 72.039 | 0 | 0 | 7.704 | 20.6489 | 3.0046 | 0 | 3.0046 | 5.0485 | 8.0531
2017-03-07 12:00 | 1.25 | 0 | 17.8577 | 0 | 8.556 | 78.9867 | 25.1637 | 35.8391 | 7.7024 | 0.8 | 47.2019 | 5.2976 | 83.041 | 0 | 13 | 71.208 | 6.922 | 2.3073 | 10.8633 | 10.8633 | 3.3368 | 0.89986 | 4.2367 | 0 | 4.2367
2017-03-07 13:00 | 1.13 | 0 | 0 | 14.9349 | 9.454 | 78.9867 | 23.2589 | 33.1263 | 7.1193 | 0.8 | 52.3967 | 5.8807 | 85.523 | 0 | 13 | 70.289 | 8.912 | 2.9707 | 12.4247 | 27.3595 | 3.6871 | 1.1586 | 4.8456 | 5.8246 | 10.6702
2017-03-07 14:00 | 1.4 | 0 | 5.1705 | 0 | 10.001 | 83.8987 | 13.7715 | 19.614 | 4.2153 | 0.8 | 0 | 0 | 19.614 | 0 | 4.2153 | 0 | 11.474 | 3.8247 | 13.8257 | 13.8257 | 3.9004 | 1.4916 | 5.392 | 0 | 5.392
2017-03-07 15:00 | 1.5 | 0 | 6.628 | 0 | 9.872 | 90.1953 | 15 | 21.3636 | 4.5914 | 0.8 | 68.6694 | 7.707 | 90.033 | 0 | 12.2984 | 68.62 | 12.527 | 4.1757 | 14.0477 | 14.0477 | 3.8501 | 1.6285 | 5.4786 | 0 | 5.4786
2017-03-07 16:00 | 1.15 | 0 | 6.727 | 0 | 9.423 | 96.5859 | 15 | 21.3636 | 4.5914 | 0.8 | 69.3364 | 7.7819 | 90.7 | 0 | 12.3732 | 68.373 | 13.062 | 4.354 | 13.777 | 13.777 | 3.675 | 1.6981 | 5.373 | 0 | 5.373
2017-03-07 17:00 | 1 | 0 | 21.669 | 0 | 9.331 | 117.1715 | 30 | 42.7273 | 9.1827 | 0.8 | 25.2487 | 2.8338 | 67.976 | 0 | 12.0165 | 67.976 | 0 | 0 | 9.331 | 9.331 | 3.6391 | 0 | 3.6391 | 0 | 3.6391
2017-03-07 18:00 | 0.37 | 0 | 20.369 | 0 | 10.001 | 136.522 | 30 | 42.7273 | 9.1827 | 0.8 | 25.0087 | 2.8068 | 67.736 | 0 | 11.9896 | 67.736 | 0 | 0 | 10.001 | 10.001 | 3.9004 | 0 | 3.9004 | 0 | 3.9004
2017-03-07 19:00 | 0.01 | 0 | 16.098 | 0 | 13.912 | 151.8151 | 30 | 42.7273 | 9.1827 | 0.8 | 25.0857 | 2.8155 | 67.813 | 0 | 11.9982 | 67.813 | 0 | 0 | 13.912 | 13.912 | 5.4257 | 0 | 5.4257 | 0 | 5.4257
2017-03-07 20:00 | 0 | 19.883 | 0 | 0 | 19.883 | 130.8856 | 0 | 0 | 0 | 0 | 0 | 0 | 0 | 0 | 0 | 0 | 0 | 0 | 19.883 | 19.883 | 7.7544 | 0 | 7.7544 | 0 | 7.7544
2017-03-07 21:00 | 0 | 20.563 | 0 | 0 | 20.563 | 109.2404 | 0 | 0 | 0 | 0 | 0 | 0 | 0 | 0 | 0 | 0 | 0 | 0 | 20.563 | 20.563 | 8.0196 | 0 | 8.0196 | 0 | 8.0196
2017-03-07 22:00 | 0 | 19.721 | 0 | 0 | 19.721 | 88.4814 | 0 | 0 | 0 | 0 | 0 | 0 | 0 | 0 | 0 | 0 | 0 | 0 | 19.721 | 19.721 | 7.6912 | 0 | 7.6912 | 0 | 7.6912
2017-03-07 23:00 | 0 | 16.579 | 0 | 0 | 16.579 | 71.0299 | 0 | 0 | 0 | 0 | 0 | 0 | 0 | 0 | 0 | 0 | 0 | 0 | 16.579 | 16.579 | 6.4658 | 0 | 6.4658 | 0 | 6.4658
2017-03-08 | 0 | 1.3302 | 0 | 0 | 13.79 | 69.6297 | 12.4598 | 17.7458 | 3.8138 | 0.75511 | 0 | 0 | 16.051 | 1.6948 | 3.8138 | 0 | 9.39 | 3.13 | 16.92 | 16.92 | 5.3781 | 1.2207 | 6.5988 | 0 | 6.5988
2017-03-08 01:00 | 0 | 1.1083 | 0 | 0 | 11.933 | 68.463 | 10.8247 | 15.417 | 3.3133 | 0.8 | 0 | 0 | 15.417 | 0 | 3.3133 | 0 | 9.019 | 3.0063 | 14.9393 | 14.9393 | 4.6539 | 1.1725 | 5.8263 | 0 | 5.8263
2017-03-08 02:00 | 0 | 0 | 0 | 0 | 11.988 | 68.463 | 11.988 | 17.0738 | 3.6694 | 0.74558 | 0 | 0 | 15.097 | 1.9768 | 3.6694 | 0 | 8.832 | 2.944 | 14.932 | 14.932 | 4.6753 | 1.1482 | 5.8235 | 0 | 5.8235
2017-03-08 03:00 | 0 | 0 | 0 | 0 | 11.585 | 68.463 | 11.585 | 16.4998 | 3.5461 | 0.74298 | 0 | 0 | 14.498 | 2.0018 | 3.5461 | 0 | 8.482 | 2.8273 | 14.4123 | 14.4123 | 4.5182 | 1.1027 | 5.6208 | 0 | 5.6208
2017-03-08 04:00 | 0 | 0 | 0 | 0 | 11.228 | 68.463 | 11.228 | 15.9914 | 3.4368 | 0.74397 | 0 | 0 | 14.085 | 1.9064 | 3.4368 | 0 | 8.24 | 2.7467 | 13.9747 | 13.9747 | 4.3789 | 1.0712 | 5.4501 | 0 | 5.4501
2017-03-08 05:00 | 0 | 10.435 | 0 | 0 | 10.435 | 57.4788 | 0 | 0 | 0 | 0 | 0 | 0 | 0 | 0 | 0 | 0 | 0 | 0 | 10.435 | 10.435 | 4.0697 | 0 | 4.0697 | 0 | 4.0697
2017-03-08 06:00 | 0 | 9.824 | 0 | 0 | 9.824 | 47.1378 | 0 | 0 | 0 | 0 | 0 | 0 | 0 | 0 | 0 | 0 | 0 | 0 | 9.824 | 9.824 | 3.8314 | 0 | 3.8314 | 0 | 3.8314
2017-03-08 07:00 | 0.04 | 8.56 | 0 | 0 | 8.6 | 38.1272 | 0 | 0 | 0 | 0 | 0 | 0 | 0 | 0 | 0 | 0 | 0 | 0 | 8.6 | 8.6 | 3.354 | 0 | 3.354 | 0 | 3.354
2017-03-08 08:00 | 0.3 | 7.376 | 0 | 0 | 7.676 | 30.363 | 0 | 0 | 0 | 0 | 0 | 0 | 0 | 0 | 0 | 0 | 0 | 0 | 7.676 | 7.676 | 2.9936 | 0 | 2.9936 | 0 | 2.9936
2017-03-08 09:00 | 0.83 | 0 | 0 | 23.129 | 7.701 | 30.363 | 30 | 42.7273 | 9.1827 | 0.8 | 28.8047 | 3.2329 | 71.532 | 0 | 12.4156 | 71.532 | 0 | 0 | 7.701 | 30.83 | 3.0034 | 0 | 3.0034 | 9.0203 | 12.0237
2017-03-08 10:00 | 1.33 | 0 | 23.6 | 0 | 7.73 | 52.783 | 30 | 42.7273 | 9.1827 | 0.8 | 28.9077 | 3.2444 | 71.635 | 0 | 12.4272 | 71.635 | 0 | 0 | 7.73 | 7.73 | 3.0147 | 0 | 3.0147 | 0 | 3.0147
2017-03-08 11:00 | 1.58 | 0 | 11.638 | 12.262 | 7.68 | 63.8391 | 30 | 42.7273 | 9.1827 | 0.8 | 28.2947 | 3.1756 | 71.022 | 0 | 12.3584 | 71.022 | 0 | 0 | 7.68 | 19.942 | 2.9952 | 0 | 2.9952 | 4.7822 | 7.7774
2017-03-08 12:00 | 1.68 | 0 | 0 | 8.081 | 8.599 | 63.8391 | 15 | 21.3636 | 4.5914 | 0.8 | 66.1474 | 7.4239 | 87.511 | 0 | 12.0153 | 69.553 | 10.505 | 3.5017 | 12.1007 | 20.1817 | 3.3536 | 1.3657 | 4.7193 | 3.1516 | 7.8708
2017-03-08 13:00 | 1.8 | 0 | 0 | 7.494 | 9.306 | 63.8391 | 15 | 21.3636 | 4.5914 | 0.8 | 70.0594 | 7.863 | 91.423 | 0 | 12.4544 | 68.105 | 13.641 | 4.547 | 13.853 | 21.347 | 3.6293 | 1.7733 | 5.4027 | 2.9227 | 8.3253
2017-03-08 14:00 | 1.63 | 0 | 14.806 | 0 | 9.324 | 77.9048 | 22.5 | 32.0455 | 6.8871 | 0.73467 | 0 | 0 | 27.591 | 4.4545 | 6.8871 | 0 | 16.141 | 5.3803 | 14.7043 | 14.7043 | 3.6364 | 2.0983 | 5.7347 | 0 | 5.7347
2017-03-08 15:00 | 1.56 | 0 | 0 | 6.4641 | 9.84 | 77.9048 | 14.7441 | 20.9992 | 4.513 | 0.8 | 75.6188 | 8.487 | 96.618 | 0 | 13 | 66.182 | 17.805 | 5.935 | 15.775 | 22.2391 | 3.8376 | 2.3146 | 6.1523 | 2.521 | 8.6732
2017-03-08 16:00 | 1.31 | 0 | 5.3729 | 0 | 9.563 | 83.0091 | 13.6259 | 19.4066 | 4.1708 | 0.8 | 78.6684 | 8.8292 | 98.075 | 0 | 13 | 65.643 | 18.973 | 6.3243 | 15.8873 | 15.8873 | 3.7296 | 2.4665 | 6.1961 | 0 | 6.1961
2017-03-08 17:00 | 0.9 | 0 | 21.369 | 0 | 9.531 | 103.3096 | 30 | 42.7273 | 9.1827 | 0.8 | 22.5587 | 2.5318 | 65.286 | 0 | 11.7146 | 65.286 | 0 | 0 | 9.531 | 9.531 | 3.7171 | 0 | 3.7171 | 0 | 3.7171
2017-03-08 18:00 | 0.24 | 0 | 20.403 | 0 | 9.837 | 122.6925 | 30 | 42.7273 | 9.1827 | 0.8 | 22.6327 | 2.5401 | 65.36 | 0 | 11.7229 | 65.36 | 0 | 0 | 9.837 | 9.837 | 3.8364 | 0 | 3.8364 | 0 | 3.8364
2017-03-08 19:00 | 0.02 | 0 | 16.859 | 0 | 13.161 | 138.7085 | 30 | 42.7273 | 9.1827 | 0.8 | 22.9697 | 2.578 | 65.697 | 0 | 11.7607 | 65.697 | 0 | 0 | 13.161 | 13.161 | 5.1328 | 0 | 5.1328 | 0 | 5.1328
2017-03-08 20:00 | 0 | 18.463 | 0 | 0 | 18.463 | 119.2738 | 0 | 0 | 0 | 0 | 0 | 0 | 0 | 0 | 0 | 0 | 0 | 0 | 18.463 | 18.463 | 7.2006 | 0 | 7.2006 | 0 | 7.2006
2017-03-08 21:00 | 0 | 19.234 | 0 | 0 | 19.234 | 99.0275 | 0 | 0 | 0 | 0 | 0 | 0 | 0 | 0 | 0 | 0 | 0 | 0 | 19.234 | 19.234 | 7.5013 | 0 | 7.5013 | 0 | 7.5013
2017-03-08 22:00 | 0 | 18.433 | 0 | 0 | 18.433 | 79.6243 | 0 | 0 | 0 | 0 | 0 | 0 | 0 | 0 | 0 | 0 | 0 | 0 | 18.433 | 18.433 | 7.1889 | 0 | 7.1889 | 0 | 7.1889
2017-03-08 23:00 | 0 | 15.751 | 0 | 0 | 15.751 | 63.0443 | 0 | 0 | 0 | 0 | 0 | 0 | 0 | 0 | 0 | 0 | 0 | 0 | 15.751 | 15.751 | 6.1429 | 0 | 6.1429 | 0 | 6.1429
2017-03-09 | 0 | 0 | 1.1013 | 0 | 13.147 | 64.0905 | 14.2483 | 20.293 | 4.3613 | 0.8 | 0 | 0 | 20.293 | 0 | 4.3613 | 0 | 11.872 | 3.9573 | 17.1043 | 17.1043 | 5.1273 | 1.5434 | 6.6707 | 0 | 6.6707
2017-03-09 01:00 | 0 | 0 | 1.8041 | 0 | 11.728 | 65.8044 | 13.5321 | 19.273 | 4.1421 | 0.8 | 0 | 0 | 19.273 | 0 | 4.1421 | 0 | 11.275 | 3.7583 | 15.4863 | 15.4863 | 4.5739 | 1.4658 | 6.0397 | 0 | 6.0397
2017-03-09 02:00 | 0 | 0 | 1.9494 | 0 | 11.007 | 67.6563 | 12.9564 | 18.453 | 3.9658 | 0.8 | 0 | 0 | 18.453 | 0 | 3.9658 | 0 | 10.795 | 3.5983 | 14.6053 | 14.6053 | 4.2927 | 1.4034 | 5.6961 | 0 | 5.6961
2017-03-09 03:00 | 0 | 0 | 1.4178 | 0 | 10.92 | 69.0032 | 12.3378 | 17.572 | 3.7765 | 0.8 | 0 | 0 | 17.572 | 0 | 3.7765 | 0 | 10.28 | 3.4267 | 14.3467 | 14.3467 | 4.2588 | 1.3364 | 5.5952 | 0 | 5.5952
2017-03-09 04:00 | 0 | 0 | 0.48955 | 0 | 11.342 | 69.4683 | 11.8316 | 16.851 | 3.6215 | 0.8 | 0 | 0 | 16.851 | 0 | 3.6215 | 0 | 9.858 | 3.286 | 14.628 | 14.628 | 4.4234 | 1.2815 | 5.7049 | 0 | 5.7049
2017-03-09 05:00 | 0 | 10.882 | 0 | 0 | 10.882 | 58.0135 | 0 | 0 | 0 | 0 | 0 | 0 | 0 | 0 | 0 | 0 | 0 | 0 | 10.882 | 10.882 | 4.244 | 0 | 4.244 | 0 | 4.244
2017-03-09 06:00 | 0 | 10.349 | 0 | 0 | 10.349 | 47.1199 | 0 | 0 | 0 | 0 | 0 | 0 | 0 | 0 | 0 | 0 | 0 | 0 | 10.349 | 10.349 | 4.0361 | 0 | 4.0361 | 0 | 4.0361
2017-03-09 07:00 | 0.02 | 8.757 | 0 | 0 | 8.777 | 37.902 | 0 | 0 | 0 | 0 | 0 | 0 | 0 | 0 | 0 | 0 | 0 | 0 | 8.777 | 8.777 | 3.423 | 0 | 3.423 | 0 | 3.423
2017-03-09 08:00 | 0.33 | 7.162 | 0 | 0 | 7.492 | 30.363 | 0 | 0 | 0 | 0 | 0 | 0 | 0 | 0 | 0 | 0 | 0 | 0 | 7.492 | 7.492 | 2.9219 | 0 | 2.9219 | 0 | 2.9219
2017-03-09 09:00 | 0.8 | 0 | 0 | 23.428 | 7.372 | 30.363 | 30 | 42.7273 | 9.1827 | 0.8 | 27.8967 | 3.1309 | 70.624 | 0 | 12.3137 | 70.624 | 0 | 0 | 7.372 | 30.8 | 2.8751 | 0 | 2.8751 | 9.1369 | 12.012
2017-03-09 10:00 | 1.26 | 0 | 0 | 24.097 | 7.163 | 30.363 | 30 | 42.7273 | 9.1827 | 0.8 | 28.1957 | 3.1645 | 70.923 | 0 | 12.3472 | 70.923 | 0 | 0 | 7.163 | 31.26 | 2.7936 | 0 | 2.7936 | 9.3978 | 12.1914
2017-03-09 11:00 | 1.56 | 0 | 14.7467 | 9.5273 | 7.286 | 44.3723 | 30 | 42.7273 | 9.1827 | 0.8 | 27.5407 | 3.091 | 70.268 | 0 | 12.2737 | 70.268 | 0 | 0 | 7.286 | 16.8133 | 2.8415 | 0 | 2.8415 | 3.7157 | 6.5572
2017-03-09 12:00 | 1.69 | 0 | 8.525 | 0 | 8.165 | 52.4711 | 15 | 21.3636 | 4.5914 | 0.8 | 67.4034 | 7.5649 | 88.767 | 0 | 12.1563 | 69.088 | 11.512 | 3.8373 | 12.0023 | 12.0023 | 3.1843 | 1.4966 | 4.6809 | 0 | 4.6809
2017-03-09 13:00 | 1.86 | 0 | 8.212 | 0 | 8.648 | 60.2725 | 15 | 21.3636 | 4.5914 | 0.8 | 71.2924 | 8.0014 | 92.656 | 0 | 12.5928 | 67.649 | 14.629 | 4.8763 | 13.5243 | 13.5243 | 3.3727 | 1.9018 | 5.2745 | 0 | 5.2745
2017-03-09 14:00 | 1.65 | 0 | 14.8 | 0 | 9.35 | 74.3325 | 22.5 | 32.0455 | 6.8871 | 0.76198 | 0 | 0 | 29.453 | 2.5925 | 6.8871 | 0 | 17.23 | 5.7433 | 15.0933 | 15.0933 | 3.6465 | 2.2399 | 5.8864 | 0 | 5.8864
2017-03-09 15:00 | 1.55 | 0 | 5.852 | 0 | 9.271 | 79.8919 | 13.573 | 19.3312 | 4.1546 | 0.8 | 78.8128 | 8.8454 | 98.144 | 0 | 13 | 65.617 | 19.028 | 6.3427 | 15.6137 | 15.6137 | 3.6157 | 2.4736 | 6.0893 | 0 | 6.0893
2017-03-09 16:00 | 1.29 | 0 | 4.2133 | 0 | 9.573 | 83.8945 | 12.4963 | 17.7977 | 3.825 | 0.8 | 81.7493 | 9.175 | 99.547 | 0 | 13 | 65.098 | 20.153 | 6.7177 | 16.2907 | 16.2907 | 3.7335 | 2.6199 | 6.3534 | 0 | 6.3534
2017-03-09 17:00 | 0.54 | 0 | 21.255 | 0 | 9.285 | 104.0867 | 30 | 42.7273 | 9.1827 | 0.8 | 22.0287 | 2.4724 | 64.756 | 0 | 11.6551 | 64.756 | 0 | 0 | 9.285 | 9.285 | 3.6212 | 0 | 3.6212 | 0 | 3.6212
2017-03-09 18:00 | 0.17 | 0 | 20.168 | 0 | 10.002 | 123.2463 | 30 | 42.7273 | 9.1827 | 0.8 | 21.9357 | 2.4619 | 64.663 | 0 | 11.6447 | 64.663 | 0 | 0 | 10.002 | 10.002 | 3.9008 | 0 | 3.9008 | 0 | 3.9008
2017-03-09 19:00 | 0.01 | 0 | 16.691 | 0 | 13.319 | 139.1028 | 30 | 42.7273 | 9.1827 | 0.8 | 22.0667 | 2.4766 | 64.794 | 0 | 11.6594 | 64.794 | 0 | 0 | 13.319 | 13.319 | 5.1944 | 0 | 5.1944 | 0 | 5.1944
2017-03-09 20:00 | 0 | 19.116 | 0 | 0 | 19.116 | 118.9807 | 0 | 0 | 0 | 0 | 0 | 0 | 0 | 0 | 0 | 0 | 0 | 0 | 19.116 | 19.116 | 7.4552 | 0 | 7.4552 | 0 | 7.4552
2017-03-09 21:00 | 0 | 19.484 | 0 | 0 | 19.484 | 98.4712 | 0 | 0 | 0 | 0 | 0 | 0 | 0 | 0 | 0 | 0 | 0 | 0 | 19.484 | 19.484 | 7.5988 | 0 | 7.5988 | 0 | 7.5988
2017-03-09 22:00 | 0 | 18.699 | 0 | 0 | 18.699 | 78.788 | 0 | 0 | 0 | 0 | 0 | 0 | 0 | 0 | 0 | 0 | 0 | 0 | 18.699 | 18.699 | 7.2926 | 0 | 7.2926 | 0 | 7.2926
2017-03-09 23:00 | 0 | 16.195 | 0 | 0 | 16.195 | 61.7407 | 0 | 0 | 0 | 0 | 0 | 0 | 0 | 0 | 0 | 0 | 0 | 0 | 16.195 | 16.195 | 6.3161 | 0 | 6.3161 | 0 | 6.3161
2017-03-10 | 0 | 0 | 0.696 | 0 | 14.304 | 62.4019 | 15 | 21.3636 | 4.5914 | 0.8 | 0.79736 | 0.089491 | 22.161 | 0 | 4.6809 | 0 | 12.964 | 4.3213 | 18.6253 | 18.6253 | 5.5786 | 1.6853 | 7.2639 | 0 | 7.2639
2017-03-10 01:00 | 0 | 0 | 2.2691 | 0 | 12.312 | 64.5575 | 14.5811 | 20.767 | 4.4631 | 0.8 | 0 | 0 | 20.767 | 0 | 4.4631 | 0 | 12.148 | 4.0493 | 16.3613 | 16.3613 | 4.8017 | 1.5792 | 6.3809 | 0 | 6.3809
2017-03-10 02:00 | 0 | 0 | 1.7492 | 0 | 11.983 | 66.2192 | 13.7322 | 19.558 | 4.2033 | 0.8 | 0 | 0 | 19.558 | 0 | 4.2033 | 0 | 11.442 | 3.814 | 15.797 | 15.797 | 4.6734 | 1.4875 | 6.1608 | 0 | 6.1608
2017-03-10 03:00 | 0 | 0 | 1.0987 | 0 | 11.706 | 67.263 | 12.8047 | 18.237 | 3.9194 | 0.8 | 0 | 0 | 18.237 | 0 | 3.9194 | 0 | 10.668 | 3.556 | 15.262 | 15.262 | 4.5653 | 1.3868 | 5.9522 | 0 | 5.9522
2017-03-10 04:00 | 0 | 0 | 0.99281 | 0 | 11.154 | 68.2062 | 12.1468 | 17.3 | 3.718 | 0.8 | 0 | 0 | 17.3 | 0 | 3.718 | 0 | 10.121 | 3.3737 | 14.5277 | 14.5277 | 4.3501 | 1.3157 | 5.6658 | 0 | 5.6658
2017-03-10 05:00 | 0 | 10.593 | 0 | 0 | 10.593 | 57.0557 | 0 | 0 | 0 | 0 | 0 | 0 | 0 | 0 | 0 | 0 | 0 | 0 | 10.593 | 10.593 | 4.1313 | 0 | 4.1313 | 0 | 4.1313
2017-03-10 06:00 | 0 | 9.886 | 0 | 0 | 9.886 | 46.6493 | 0 | 0 | 0 | 0 | 0 | 0 | 0 | 0 | 0 | 0 | 0 | 0 | 9.886 | 9.886 | 3.8555 | 0 | 3.8555 | 0 | 3.8555
2017-03-10 07:00 | 0.03 | 8.45 | 0 | 0 | 8.48 | 37.7546 | 0 | 0 | 0 | 0 | 0 | 0 | 0 | 0 | 0 | 0 | 0 | 0 | 8.48 | 8.48 | 3.3072 | 0 | 3.3072 | 0 | 3.3072
2017-03-10 08:00 | 0.42 | 7.022 | 0 | 0 | 7.442 | 30.363 | 0 | 0 | 0 | 0 | 0 | 0 | 0 | 0 | 0 | 0 | 0 | 0 | 7.442 | 7.442 | 2.9024 | 0 | 2.9024 | 0 | 2.9024
2017-03-10 09:00 | 0.7 | 0 | 0 | 23.146 | 7.554 | 30.363 | 30 | 42.7273 | 9.1827 | 0.8 | 28.1157 | 3.1555 | 70.843 | 0 | 12.3383 | 70.843 | 0 | 0 | 7.554 | 30.7 | 2.9461 | 0 | 2.9461 | 9.0269 | 11.973
2017-03-10 10:00 | 1.17 | 0 | 23.528 | 0 | 7.642 | 52.7146 | 30 | 42.7273 | 9.1827 | 0.8 | 28.2197 | 3.1672 | 70.947 | 0 | 12.3499 | 70.947 | 0 | 0 | 7.642 | 7.642 | 2.9804 | 0 | 2.9804 | 0 | 2.9804
2017-03-10 11:00 | 1.12 | 0 | 13.1726 | 10.1014 | 7.846 | 65.2286 | 30 | 42.7273 | 9.1827 | 0.8 | 27.4257 | 3.0781 | 70.153 | 0 | 12.2608 | 70.153 | 0 | 0 | 7.846 | 17.9474 | 3.0599 | 0 | 3.0599 | 3.9396 | 6.9995
2017-03-10 12:00 | 1.51 | 0 | 0 | 8.298 | 8.212 | 65.2286 | 15 | 21.3636 | 4.5914 | 0.8 | 67.6374 | 7.5912 | 89.001 | 0 | 12.1825 | 69.002 | 11.699 | 3.8997 | 12.1117 | 20.4097 | 3.2027 | 1.5209 | 4.7236 | 3.2362 | 7.9598
2017-03-10 13:00 | 1.46 | 0 | 7.613 | 0 | 8.847 | 72.4609 | 15 | 21.3636 | 4.5914 | 0.8 | 70.8514 | 7.9519 | 92.215 | 0 | 12.5433 | 67.812 | 14.276 | 4.7587 | 13.6057 | 13.6057 | 3.4503 | 1.8559 | 5.3062 | 0 | 5.3062
2017-03-10 14:00 | 0.98 | 0 | 14.362 | 0 | 9.118 | 86.1048 | 22.5 | 32.0455 | 6.8871 | 0.73883 | 0 | 0 | 27.875 | 4.1705 | 6.8871 | 0 | 16.307 | 5.4357 | 14.5537 | 14.5537 | 3.556 | 2.1199 | 5.6759 | 0 | 5.6759
2017-03-10 15:00 | 0.75 | 0 | 6.229 | 0 | 9.521 | 92.0224 | 15 | 21.3636 | 4.5914 | 0.8 | 74.6574 | 8.3791 | 96.021 | 0 | 12.9704 | 66.403 | 17.327 | 5.7757 | 15.2967 | 15.2967 | 3.7132 | 2.2525 | 5.9657 | 0 | 5.9657
2017-03-10 16:00 | 0.61 | 0 | 6.007 | 0 | 9.463 | 97.729 | 14.86 | 21.1642 | 4.5485 | 0.8 | 75.3028 | 8.4515 | 96.467 | 0 | 13 | 66.238 | 17.684 | 5.8947 | 15.3577 | 15.3577 | 3.6906 | 2.2989 | 5.9895 | 0 | 5.9895
2017-03-10 17:00 | 0.28 | 0 | 21.091 | 0 | 9.189 | 117.7654 | 30 | 42.7273 | 9.1827 | 0.8 | 23.4097 | 2.6274 | 66.137 | 0 | 11.8101 | 66.137 | 0 | 0 | 9.189 | 9.189 | 3.5837 | 0 | 3.5837 | 0 | 3.5837
2017-03-10 18:00 | 0.08 | 0 | 19.477 | 0 | 10.603 | 136.2686 | 30 | 42.7273 | 9.1827 | 0.8 | 23.4857 | 2.6359 | 66.213 | 0 | 11.8186 | 66.213 | 0 | 0 | 10.603 | 10.603 | 4.1352 | 0 | 4.1352 | 0 | 4.1352
2017-03-10 19:00 | 0.01 | 0 | 16.138 | 0 | 13.872 | 151.5997 | 30 | 42.7273 | 9.1827 | 0.8 | 23.9917 | 2.6927 | 66.719 | 0 | 11.8754 | 66.719 | 0 | 0 | 13.872 | 13.872 | 5.4101 | 0 | 5.4101 | 0 | 5.4101
2017-03-10 20:00 | 0 | 20.166 | 0 | 0 | 20.166 | 130.3723 | 0 | 0 | 0 | 0 | 0 | 0 | 0 | 0 | 0 | 0 | 0 | 0 | 20.166 | 20.166 | 7.8647 | 0 | 7.8647 | 0 | 7.8647
2017-03-10 21:00 | 0 | 20.771 | 0 | 0 | 20.771 | 108.5081 | 0 | 0 | 0 | 0 | 0 | 0 | 0 | 0 | 0 | 0 | 0 | 0 | 20.771 | 20.771 | 8.1007 | 0 | 8.1007 | 0 | 8.1007
2017-03-10 22:00 | 0 | 20.29 | 0 | 0 | 20.29 | 87.1502 | 0 | 0 | 0 | 0 | 0 | 0 | 0 | 0 | 0 | 0 | 0 | 0 | 20.29 | 20.29 | 7.9131 | 0 | 7.9131 | 0 | 7.9131
2017-03-10 23:00 | 0 | 17.381 | 0 | 0 | 17.381 | 68.8544 | 0 | 0 | 0 | 0 | 0 | 0 | 0 | 0 | 0 | 0 | 0 | 0 | 17.381 | 17.381 | 6.7786 | 0 | 6.7786 | 0 | 6.7786
2017-03-11 | 0 | 1.849 | 0 | 0 | 14.408 | 66.9081 | 12.559 | 17.887 | 3.8442 | 0.8 | 0 | 0 | 17.887 | 0 | 3.8442 | 0 | 10.464 | 3.488 | 17.896 | 17.896 | 5.6191 | 1.3603 | 6.9794 | 0 | 6.9794
2017-03-11 01:00 | 0 | 0.45304 | 0 | 0 | 12.715 | 66.4312 | 12.262 | 17.464 | 3.7533 | 0.8 | 0 | 0 | 17.464 | 0 | 3.7533 | 0 | 10.216 | 3.4053 | 16.1203 | 16.1203 | 4.9588 | 1.3281 | 6.2869 | 0 | 6.2869
2017-03-11 02:00 | 0 | 0 | 0.13121 | 0 | 11.819 | 66.5558 | 11.9502 | 17.02 | 3.6579 | 0.8 | 0 | 0 | 17.02 | 0 | 3.6579 | 0 | 9.957 | 3.319 | 15.138 | 15.138 | 4.6094 | 1.2944 | 5.9038 | 0 | 5.9038
2017-03-11 03:00 | 0 | 0 | 0.47747 | 0 | 10.963 | 67.0094 | 11.4405 | 16.294 | 3.5018 | 0.8 | 0 | 0 | 16.294 | 0 | 3.5018 | 0 | 9.532 | 3.1773 | 14.1403 | 14.1403 | 4.2756 | 1.2392 | 5.5147 | 0 | 5.5147
2017-03-11 04:00 | 0 | 0 | 0.080787 | 0 | 10.805 | 67.0862 | 10.8858 | 15.504 | 3.332 | 0.8 | 0 | 0 | 15.504 | 1.7764e-15 | 3.332 | 0 | 9.07 | 3.0233 | 13.8283 | 13.8283 | 4.2139 | 1.1791 | 5.393 | 0 | 5.393
2017-03-11 05:00 | 0 | 9.783 | 0 | 0 | 9.783 | 56.7883 | 0 | 0 | 0 | 0 | 0 | 0 | 0 | 0 | 0 | 0 | 0 | 0 | 9.783 | 9.783 | 3.8154 | 0 | 3.8154 | 0 | 3.8154
2017-03-11 06:00 | 0 | 9.338 | 0 | 0 | 9.338 | 46.9588 | 0 | 0 | 0 | 0 | 0 | 0 | 0 | 0 | 0 | 0 | 0 | 0 | 9.338 | 9.338 | 3.6418 | 0 | 3.6418 | 0 | 3.6418
2017-03-11 07:00 | 0.01 | 8.143 | 0 | 0 | 8.153 | 38.3872 | 0 | 0 | 0 | 0 | 0 | 0 | 0 | 0 | 0 | 0 | 0 | 0 | 8.153 | 8.153 | 3.1797 | 0 | 3.1797 | 0 | 3.1797
2017-03-11 08:00 | 0.12 | 7.623 | 0 | 0 | 7.743 | 30.363 | 0 | 0 | 0 | 0 | 0 | 0 | 0 | 0 | 0 | 0 | 0 | 0 | 7.743 | 7.743 | 3.0198 | 0 | 3.0198 | 0 | 3.0198
2017-03-11 09:00 | 0.4 | 0 | 0 | 22.398 | 8.002 | 30.363 | 30 | 42.7273 | 9.1827 | 0.8 | 28.5927 | 3.2091 | 71.32 | 0 | 12.3918 | 71.32 | 0 | 0 | 8.002 | 30.4 | 3.1208 | 0 | 3.1208 | 8.7352 | 11.856
2017-03-11 10:00 | 0.4 | 0 | 22.618 | 0 | 7.782 | 51.8501 | 30 | 42.7273 | 9.1827 | 0.8 | 28.6637 | 3.217 | 71.391 | 0 | 12.3998 | 71.391 | 0 | 0 | 7.782 | 7.782 | 3.035 | 0 | 3.035 | 0 | 3.035
2017-03-11 11:00 | 0.69 | 0 | 7.4087 | 14.9403 | 8.341 | 58.8884 | 30 | 42.7273 | 9.1827 | 0.8 | 28.0817 | 3.1517 | 70.809 | 0 | 12.3344 | 70.809 | 0 | 0 | 8.341 | 23.2813 | 3.253 | 0 | 3.253 | 5.8267 | 9.0797
2017-03-11 12:00 | 0.9 | 0 | 6.787 | 0 | 9.113 | 65.336 | 15 | 21.3636 | 4.5914 | 0.8 | 66.4454 | 7.4574 | 87.809 | 0 | 12.0488 | 69.443 | 10.744 | 3.5813 | 12.6943 | 12.6943 | 3.5541 | 1.3967 | 4.9508 | 0 | 4.9508
2017-03-11 13:00 | 0.95 | 0 | 0 | 6.261 | 9.689 | 65.336 | 15 | 21.3636 | 4.5914 | 0.8 | 69.9754 | 7.8536 | 91.339 | 0 | 12.4449 | 68.137 | 13.573 | 4.5243 | 14.2133 | 20.4743 | 3.7787 | 1.7645 | 5.5432 | 2.4418 | 7.985
2017-03-11 14:00 | 1.15 | 0 | 13.83 | 0 | 9.82 | 78.4745 | 22.5 | 32.0455 | 6.8871 | 0.73716 | 0 | 0 | 27.761 | 4.2845 | 6.8871 | 0 | 16.24 | 5.4133 | 15.2333 | 15.2333 | 3.8298 | 2.1112 | 5.941 | 0 | 5.941
2017-03-11 15:00 | 1.12 | 0 | 0 | 6.0361 | 9.64 | 78.4745 | 14.5561 | 20.7314 | 4.4555 | 0.8 | 76.1316 | 8.5445 | 96.863 | 0 | 13 | 66.092 | 18.001 | 6.0003 | 15.6403 | 21.6764 | 3.7596 | 2.3401 | 6.0997 | 2.3541 | 8.4538
2017-03-11 16:00 | 0.76 | 0 | 5.1102 | 0 | 9.133 | 83.3292 | 13.4832 | 19.2033 | 4.1271 | 0.8 | 79.0577 | 8.8729 | 98.261 | 0 | 13 | 65.574 | 19.122 | 6.374 | 15.507 | 15.507 | 3.5619 | 2.4859 | 6.0477 | 0 | 6.0477
2017-03-11 17:00 | 0.62 | 0 | 22.091 | 0 | 8.529 | 104.3156 | 30 | 42.7273 | 9.1827 | 0.8 | 22.4417 | 2.5187 | 65.169 | 0 | 11.7014 | 65.169 | 0 | 0 | 8.529 | 8.529 | 3.3263 | 0 | 3.3263 | 0 | 3.3263
2017-03-11 18:00 | 0.23 | 0 | 20.689 | 0 | 9.541 | 123.9702 | 30 | 42.7273 | 9.1827 | 0.8 | 22.2647 | 2.4988 | 64.992 | 0 | 11.6816 | 64.992 | 0 | 0 | 9.541 | 9.541 | 3.721 | 0 | 3.721 | 0 | 3.721
2017-03-11 19:00 | 0.02 | 0 | 16.757 | 0 | 13.263 | 139.8893 | 30 | 42.7273 | 9.1827 | 0.8 | 22.3897 | 2.5129 | 65.117 | 0 | 11.6956 | 65.117 | 0 | 0 | 13.263 | 13.263 | 5.1726 | 0 | 5.1726 | 0 | 5.1726
2017-03-11 20:00 | 0 | 19.953 | 0 | 0 | 19.953 | 118.8862 | 0 | 0 | 0 | 0 | 0 | 0 | 0 | 0 | 0 | 0 | 0 | 0 | 19.953 | 19.953 | 7.7817 | 0 | 7.7817 | 0 | 7.7817
2017-03-11 21:00 | 0 | 19.914 | 0 | 0 | 19.914 | 97.9241 | 0 | 0 | 0 | 0 | 0 | 0 | 0 | 0 | 0 | 0 | 0 | 0 | 19.914 | 19.914 | 7.7665 | 0 | 7.7665 | 0 | 7.7665
2017-03-11 22:00 | 0 | 19.454 | 0 | 0 | 19.454 | 77.4462 | 0 | 0 | 0 | 0 | 0 | 0 | 0 | 0 | 0 | 0 | 0 | 0 | 19.454 | 19.454 | 7.5871 | 0 | 7.5871 | 0 | 7.5871
2017-03-11 23:00 | 0 | 16.643 | 0 | 0 | 16.643 | 59.9272 | 0 | 0 | 0 | 0 | 0 | 0 | 0 | 0 | 0 | 0 | 0 | 0 | 16.643 | 16.643 | 6.4908 | 0 | 6.4908 | 0 | 6.4908
2017-03-12 | 0 | 0 | 1.2354 | 0 | 13.609 | 61.1008 | 14.8444 | 21.142 | 4.5437 | 0.8 | 0 | 0 | 21.142 | 0 | 4.5437 | 0 | 12.368 | 4.1227 | 17.7317 | 17.7317 | 5.3075 | 1.6078 | 6.9154 | 0 | 6.9154
2017-03-12 01:00 | 0 | 0 | 2.5187 | 0 | 11.493 | 63.4936 | 14.0117 | 19.956 | 4.2888 | 0.8 | 0 | 0 | 19.956 | 0 | 4.2888 | 0 | 11.674 | 3.8913 | 15.3843 | 15.3843 | 4.4823 | 1.5176 | 5.9999 | 0 | 5.9999
2017-03-12 02:00 | 0 | 0 | 2.5217 | 0 | 10.627 | 65.8892 | 13.1487 | 18.727 | 4.0247 | 0.8 | 0 | 0 | 18.727 | 0 | 4.0247 | 0 | 10.955 | 3.6517 | 14.2787 | 14.2787 | 4.1445 | 1.4242 | 5.5687 | 0 | 5.5687
2017-03-12 03:00 | 0 | 0 | 1.7119 | 0 | 10.793 | 67.5155 | 12.5049 | 17.81 | 3.8276 | 0.8 | 0 | 0 | 17.81 | 0 | 3.8276 | 0 | 10.419 | 3.473 | 14.266 | 14.266 | 4.2093 | 1.3545 | 5.5637 | 0 | 5.5637
2017-03-12 04:00 | 0 | 0 | 1.1126 | 0 | 10.997 | 68.5725 | 12.1096 | 17.247 | 3.7066 | 0.8 | 0 | 0 | 17.247 | 0 | 3.7066 | 0 | 10.09 | 3.3633 | 14.3603 | 14.3603 | 4.2888 | 1.3117 | 5.6005 | 0 | 5.6005
2017-03-12 05:00 | 0 | 10.3 | 0 | 0 | 10.3 | 57.7304 | 0 | 0 | 0 | 0 | 0 | 0 | 0 | 0 | 0 | 0 | 0 | 0 | 10.3 | 10.3 | 4.017 | 0 | 4.017 | 0 | 4.017
2017-03-12 06:00 | 0 | 9.87 | 0 | 0 | 9.87 | 47.3409 | 0 | 0 | 0 | 0 | 0 | 0 | 0 | 0 | 0 | 0 | 0 | 0 | 9.87 | 9.87 | 3.8493 | 0 | 3.8493 | 0 | 3.8493
2017-03-12 07:00 | 0.03 | 8.388 | 0 | 0 | 8.418 | 38.5114 | 0 | 0 | 0 | 0 | 0 | 0 | 0 | 0 | 0 | 0 | 0 | 0 | 8.418 | 8.418 | 3.283 | 0 | 3.283 | 0 | 3.283
2017-03-12 08:00 | 0.28 | 7.741 | 0 | 0 | 8.021 | 30.363 | 0 | 0 | 0 | 0 | 0 | 0 | 0 | 0 | 0 | 0 | 0 | 0 | 8.021 | 8.021 | 3.1282 | 0 | 3.1282 | 0 | 3.1282
2017-03-12 09:00 | 0.75 | 0 | 0 | 22.725 | 8.025 | 30.363 | 30 | 42.7273 | 9.1827 | 0.8 | 28.6907 | 3.2201 | 71.418 | 0 | 12.4028 | 71.418 | 0 | 0 | 8.025 | 30.75 | 3.1298 | 0 | 3.1298 | 8.8628 | 11.9925
2017-03-12 10:00 | 1.08 | 0 | 0 | 23 | 8.08 | 30.363 | 30 | 42.7273 | 9.1827 | 0.8 | 28.8367 | 3.2364 | 71.564 | 0 | 12.4192 | 71.564 | 0 | 0 | 8.08 | 31.08 | 3.1512 | 0 | 3.1512 | 8.97 | 12.1212
2017-03-12 11:00 | 1.45 | 0 | 23.271 | 0 | 8.179 | 52.4705 | 30 | 42.7273 | 9.1827 | 0.8 | 28.6487 | 3.2153 | 71.376 | 0 | 12.3981 | 71.376 | 0 | 0 | 8.179 | 8.179 | 3.1898 | 0 | 3.1898 | 0 | 3.1898
2017-03-12 12:00 | 1.32 | 0 | 15.9339 | 0 | 8.81 | 67.6076 | 23.4239 | 33.3613 | 7.1698 | 0.8 | 51.9467 | 5.8302 | 85.308 | 0 | 13 | 70.369 | 8.739 | 2.913 | 11.723 | 11.723 | 3.4359 | 1.1361 | 4.572 | 0 | 4.572
2017-03-12 13:00 | 1.23 | 0 | 6.588 | 0 | 9.642 | 73.8662 | 15 | 21.3636 | 4.5914 | 0.8 | 67.9504 | 7.6263 | 89.314 | 0 | 12.2177 | 68.886 | 11.95 | 3.9833 | 13.6253 | 13.6253 | 3.7604 | 1.5535 | 5.3139 | 0 | 5.3139
2017-03-12 14:00 | 1.27 | 0 | 13.651 | 0 | 10.119 | 86.8347 | 22.5 | 32.0455 | 6.8871 | 0.69596 | 0 | 0 | 24.952 | 7.0935 | 6.8871 | 0 | 14.597 | 4.8657 | 14.9847 | 14.9847 | 3.9464 | 1.8976 | 5.844 | 0 | 5.844
2017-03-12 15:00 | 0.78 | 0 | 5.364 | 0 | 10.416 | 91.9305 | 15 | 21.3636 | 4.5914 | 0.8 | 73.0834 | 8.2024 | 94.447 | 0 | 12.7938 | 66.986 | 16.065 | 5.355 | 15.771 | 15.771 | 4.0622 | 2.0884 | 6.1507 | 0 | 6.1507
2017-03-12 16:00 | 0.46 | 0 | 5.618 | 0 | 9.842 | 97.2676 | 15 | 21.3636 | 4.5914 | 0.8 | 73.9144 | 8.2957 | 95.278 | 0 | 12.887 | 66.678 | 16.731 | 5.577 | 15.419 | 15.419 | 3.8384 | 2.175 | 6.0134 | 0 | 6.0134
2017-03-12 17:00 | 0.36 | 0 | 21.062 | 0 | 9.298 | 117.2765 | 30 | 42.7273 | 9.1827 | 0.8 | 23.9137 | 2.6839 | 66.641 | 0 | 11.8667 | 66.641 | 0 | 0 | 9.298 | 9.298 | 3.6262 | 0 | 3.6262 | 0 | 3.6262
2017-03-12 18:00 | 0.21 | 0 | 20.263 | 0 | 9.947 | 136.5263 | 30 | 42.7273 | 9.1827 | 0.8 | 24.0057 | 2.6942 | 66.733 | 0 | 11.877 | 66.733 | 0 | 0 | 9.947 | 9.947 | 3.8793 | 0 | 3.8793 | 0 | 3.8793
2017-03-12 19:00 | 0.01 | 0 | 16.0934 | 0.55255 | 13.364 | 151.8151 | 30 | 42.7273 | 9.1827 | 0.8 | 24.1897 | 2.7149 | 66.917 | 0 | 11.8976 | 66.917 | 0 | 0 | 13.364 | 13.9166 | 5.212 | 0 | 5.212 | 0.21549 | 5.4275
2017-03-12 20:00 | 0 | 18.874 | 0 | 0 | 18.874 | 131.9477 | 0 | 0 | 0 | 0 | 0 | 0 | 0 | 0 | 0 | 0 | 0 | 0 | 18.874 | 18.874 | 7.3609 | 0 | 7.3609 | 0 | 7.3609
2017-03-12 21:00 | 0 | 19.445 | 0 | 0 | 19.445 | 111.4793 | 0 | 0 | 0 | 0 | 0 | 0 | 0 | 0 | 0 | 0 | 0 | 0 | 19.445 | 19.445 | 7.5836 | 0 | 7.5836 | 0 | 7.5836
2017-03-12 22:00 | 0 | 17.921 | 0 | 0 | 17.921 | 92.6151 | 0 | 0 | 0 | 0 | 0 | 0 | 0 | 0 | 0 | 0 | 0 | 0 | 17.921 | 17.921 | 6.9892 | 0 | 6.9892 | 0 | 6.9892
2017-03-12 23:00 | 0 | 15.348 | 0 | 0 | 15.348 | 76.4593 | 0 | 0 | 0 | 0 | 0 | 0 | 0 | 0 | 0 | 0 | 0 | 0 | 15.348 | 15.348 | 5.9857 | 0 | 5.9857 | 0 | 5.9857
2017-03-13 | 0 | 1.6282 | 0 | 0 | 13.761 | 74.7454 | 12.1328 | 17.28 | 3.7137 | 0.8 | 0 | 0 | 17.28 | 0 | 3.7137 | 0 | 10.109 | 3.3697 | 17.1307 | 17.1307 | 5.3668 | 1.3142 | 6.681 | 0 | 6.681
2017-03-13 01:00 | 0 | 0.50747 | 0 | 0 | 11.771 | 74.2112 | 11.2635 | 16.042 | 3.4477 | 0.8 | 0 | 0 | 16.042 | 0 | 3.4477 | 0 | 9.385 | 3.1283 | 14.8993 | 14.8993 | 4.5907 | 1.2201 | 5.8107 | 0 | 5.8107
2017-03-13 02:00 | 0 | 0.70447 | 0 | 0 | 11.242 | 73.4697 | 10.5375 | 15.008 | 3.2254 | 0.8 | 0 | 0 | 15.008 | 0 | 3.2254 | 0 | 8.78 | 2.9267 | 14.1687 | 14.1687 | 4.3844 | 1.1414 | 5.5258 | 0 | 5.5258
2017-03-13 03:00 | 0 | 0.97547 | 0 | 0 | 10.853 | 72.4429 | 9.8775 | 14.068 | 3.0234 | 0.8 | 0 | 0 | 14.068 | 0 | 3.0234 | 0 | 8.23 | 2.7433 | 13.5963 | 13.5963 | 4.2327 | 1.0699 | 5.3026 | 0 | 5.3026
2017-03-13 04:00 | 0 | 1.2163 | 0 | 0 | 10.945 | 71.1625 | 9.7287 | 13.856 | 2.9779 | 0.8 | 0 | 0 | 13.856 | 0 | 2.9779 | 0 | 8.106 | 2.702 | 13.647 | 13.647 | 4.2686 | 1.0538 | 5.3223 | 0 | 5.3223
2017-03-13 05:00 | 0 | 10.927 | 0 | 0 | 10.927 | 59.6604 | 0 | 0 | 0 | 0 | 0 | 0 | 0 | 0 | 0 | 0 | 0 | 0 | 10.927 | 10.927 | 4.2615 | 0 | 4.2615 | 0 | 4.2615
2017-03-13 06:00 | 0 | 10.333 | 0 | 0 | 10.333 | 48.7836 | 0 | 0 | 0 | 0 | 0 | 0 | 0 | 0 | 0 | 0 | 0 | 0 | 10.333 | 10.333 | 4.0299 | 0 | 4.0299 | 0 | 4.0299
2017-03-13 07:00 | 0.01 | 8.875 | 0 | 0 | 8.885 | 39.4415 | 0 | 0 | 0 | 0 | 0 | 0 | 0 | 0 | 0 | 0 | 0 | 0 | 8.885 | 8.885 | 3.4651 | 0 | 3.4651 | 0 | 3.4651
2017-03-13 08:00 | 0.06 | 8.215 | 0 | 0 | 8.275 | 30.7941 | 0 | 0 | 0 | 0 | 0 | 0 | 0 | 0 | 0 | 0 | 0 | 0 | 8.275 | 8.275 | 3.2273 | 0 | 3.2273 | 0 | 3.2273
2017-03-13 09:00 | 0.3 | 0 | 0 | 21.95 | 8.35 | 30.7941 | 30 | 42.7273 | 9.1827 | 0.8 | 28.4667 | 3.1949 | 71.194 | 0 | 12.3777 | 71.194 | 0 | 0 | 8.35 | 30.3 | 3.2565 | 0 | 3.2565 | 8.5605 | 11.817
2017-03-13 10:00 | 0.64 | 0 | 17.4517 | 4.8143 | 8.374 | 47.3732 | 30 | 42.7273 | 9.1827 | 0.8 | 28.6017 | 3.2101 | 71.329 | 0 | 12.3928 | 71.329 | 0 | 0 | 8.374 | 13.1883 | 3.2659 | 0 | 3.2659 | 1.8776 | 5.1434
2017-03-13 11:00 | 0.86 | 0 | 0 | 22.328 | 8.532 | 47.3732 | 30 | 42.7273 | 9.1827 | 0.8 | 28.1187 | 3.1559 | 70.846 | 0 | 12.3386 | 70.846 | 0 | 0 | 8.532 | 30.86 | 3.3275 | 0 | 3.3275 | 8.7079 | 12.0354
2017-03-13 12:00 | 1.29 | 0 | 7.305 | 0 | 8.985 | 54.313 | 15 | 21.3636 | 4.5914 | 0.8 | 66.2544 | 7.436 | 87.618 | 0 | 12.0273 | 69.514 | 10.591 | 3.5303 | 12.5153 | 12.5153 | 3.5042 | 1.3768 | 4.881 | 0 | 4.881
2017-03-13 13:00 | 1.74 | 0 | 7.629 | 0 | 9.111 | 61.5605 | 15 | 21.3636 | 4.5914 | 0.8 | 70.3054 | 7.8906 | 91.669 | 0 | 12.482 | 68.014 | 13.838 | 4.6127 | 13.7237 | 13.7237 | 3.5533 | 1.7989 | 5.3522 | 0 | 5.3522
2017-03-13 14:00 | 1.36 | 0 | 14.24 | 0 | 9.62 | 75.0885 | 22.5 | 32.0455 | 6.8871 | 0.75095 | 0 | 0 | 28.701 | 3.3445 | 6.8871 | 0 | 16.79 | 5.5967 | 15.2167 | 15.2167 | 3.7518 | 2.1827 | 5.9345 | 0 | 5.9345
2017-03-13 15:00 | 1.17 | 0 | 4.9151 | 0 | 9.788 | 79.7578 | 13.5331 | 19.2744 | 4.1424 | 0.8 | 78.9216 | 8.8576 | 98.196 | 0 | 13 | 65.598 | 19.069 | 6.3563 | 16.1443 | 16.1443 | 3.8173 | 2.479 | 6.2963 | 0 | 6.2963
2017-03-13 16:00 | 1.01 | 0 | 3.4816 | 0 | 9.601 | 83.0654 | 12.0726 | 17.1943 | 3.6953 | 0.8 | 82.9047 | 9.3047 | 100.099 | 0 | 13 | 64.894 | 20.595 | 6.865 | 16.466 | 16.466 | 3.7444 | 2.6774 | 6.4217 | 0 | 6.4217
2017-03-13 17:00 | 0.59 | 0 | 21.042 | 0 | 9.548 | 103.0553 | 30 | 42.7273 | 9.1827 | 0.8 | 21.7507 | 2.4412 | 64.478 | 0 | 11.6239 | 64.478 | 0 | 0 | 9.548 | 9.548 | 3.7237 | 0 | 3.7237 | 0 | 3.7237
2017-03-13 18:00 | 0.21 | 0 | 19.806 | 0 | 10.404 | 121.871 | 30 | 42.7273 | 9.1827 | 0.8 | 21.5847 | 2.4225 | 64.312 | 0 | 11.6053 | 64.312 | 0 | 0 | 10.404 | 10.404 | 4.0576 | 0 | 4.0576 | 0 | 4.0576
2017-03-13 19:00 | 0.01 | 0 | 16.163 | 0 | 13.847 | 137.2258 | 30 | 42.7273 | 9.1827 | 0.8 | 21.6627 | 2.4313 | 64.39 | 0 | 11.614 | 64.39 | 0 | 0 | 13.847 | 13.847 | 5.4003 | 0 | 5.4003 | 0 | 5.4003
2017-03-13 20:00 | 0 | 19.495 | 0 | 0 | 19.495 | 116.7048 | 0 | 0 | 0 | 0 | 0 | 0 | 0 | 0 | 0 | 0 | 0 | 0 | 19.495 | 19.495 | 7.6031 | 0 | 7.6031 | 0 | 7.6031
2017-03-13 21:00 | 0 | 19.8 | 0 | 0 | 19.8 | 95.8627 | 0 | 0 | 0 | 0 | 0 | 0 | 0 | 0 | 0 | 0 | 0 | 0 | 19.8 | 19.8 | 7.722 | 0 | 7.722 | 0 | 7.722
2017-03-13 22:00 | 0 | 17.821 | 0 | 0 | 17.821 | 77.1037 | 0 | 0 | 0 | 0 | 0 | 0 | 0 | 0 | 0 | 0 | 0 | 0 | 17.821 | 17.821 | 6.9502 | 0 | 6.9502 | 0 | 6.9502
2017-03-13 23:00 | 0 | 15.448 | 0 | 0 | 15.448 | 60.8427 | 0 | 0 | 0 | 0 | 0 | 0 | 0 | 0 | 0 | 0 | 0 | 0 | 15.448 | 15.448 | 6.0247 | 0 | 6.0247 | 0 | 6.0247
2017-03-14 | 0 | 0 | 1.819 | 0 | 13.181 | 62.5707 | 15 | 21.3636 | 4.5914 | 0.8 | 1.2704 | 0.14258 | 22.634 | 0 | 4.7339 | 0 | 13.241 | 4.4137 | 17.5947 | 17.5947 | 5.1406 | 1.7213 | 6.8619 | 0 | 6.8619
2017-03-14 01:00 | 0 | 0 | 3.5554 | 0 | 11.039 | 65.9484 | 14.5944 | 20.786 | 4.4672 | 0.8 | 0 | 0 | 20.786 | 0 | 4.4672 | 0 | 12.16 | 4.0533 | 15.0923 | 15.0923 | 4.3052 | 1.5808 | 5.886 | 0 | 5.886
2017-03-14 02:00 | 0 | 0 | 2.0696 | 0 | 11.466 | 67.9145 | 13.5356 | 19.278 | 4.1431 | 0.8 | 0 | 0 | 19.278 | 0 | 4.1431 | 0 | 11.278 | 3.7593 | 15.2253 | 15.2253 | 4.4717 | 1.4661 | 5.9379 | 0 | 5.9379
2017-03-14 03:00 | 0 | 0 | 1.7953 | 0 | 10.824 | 69.6201 | 12.6193 | 17.973 | 3.8627 | 0.8 | 0 | 0 | 17.973 | 0 | 3.8627 | 0 | 10.514 | 3.5047 | 14.3287 | 14.3287 | 4.2214 | 1.3668 | 5.5882 | 0 | 5.5882
2017-03-14 04:00 | 0 | 0 | 1.0591 | 0 | 10.776 | 70.6262 | 11.8351 | 16.856 | 3.6226 | 0.8 | 0 | 0 | 16.856 | 0 | 3.6226 | 0 | 9.861 | 3.287 | 14.063 | 14.063 | 4.2026 | 1.2819 | 5.4846 | 0 | 5.4846
2017-03-14 05:00 | 0 | 10.289 | 0 | 0 | 10.289 | 59.7957 | 0 | 0 | 0 | 0 | 0 | 0 | 0 | 0 | 0 | 0 | 0 | 0 | 10.289 | 10.289 | 4.0127 | 0 | 4.0127 | 0 | 4.0127
2017-03-14 06:00 | 0 | 10.371 | 0 | 0 | 10.371 | 48.8788 | 0 | 0 | 0 | 0 | 0 | 0 | 0 | 0 | 0 | 0 | 0 | 0 | 10.371 | 10.371 | 4.0447 | 0 | 4.0447 | 0 | 4.0447
2017-03-14 07:00 | 0.03 | 9.284 | 0 | 0 | 9.314 | 39.1062 | 0 | 0 | 0 | 0 | 0 | 0 | 0 | 0 | 0 | 0 | 0 | 0 | 9.314 | 9.314 | 3.6325 | 0 | 3.6325 | 0 | 3.6325
2017-03-14 08:00 | 0.26 | 8.306 | 0 | 0 | 8.566 | 30.363 | 0 | 0 | 0 | 0 | 0 | 0 | 0 | 0 | 0 | 0 | 0 | 0 | 8.566 | 8.566 | 3.3407 | 0 | 3.3407 | 0 | 3.3407
2017-03-14 09:00 | 0.75 | 0 | 0 | 22.301 | 8.449 | 30.363 | 30 | 42.7273 | 9.1827 | 0.8 | 28.3737 | 3.1845 | 71.101 | 0 | 12.3672 | 71.101 | 0 | 0 | 8.449 | 30.75 | 3.2951 | 0 | 3.2951 | 8.6974 | 11.9925
2017-03-14 10:00 | 1.03 | 0 | 20.4656 | 2.6114 | 7.953 | 49.8053 | 30 | 42.7273 | 9.1827 | 0.8 | 28.5187 | 3.2008 | 71.246 | 0 | 12.3835 | 71.246 | 0 | 0 | 7.953 | 10.5644 | 3.1017 | 0 | 3.1017 | 1.0185 | 4.1201
2017-03-14 11:00 | 1.45 | 0 | 0 | 23.754 | 7.696 | 49.8053 | 30 | 42.7273 | 9.1827 | 0.8 | 27.7347 | 3.1128 | 70.462 | 0 | 12.2955 | 70.462 | 0 | 0 | 7.696 | 31.45 | 3.0014 | 0 | 3.0014 | 9.2641 | 12.2655
2017-03-14 12:00 | 1.32 | 0 | 8.154 | 0 | 8.166 | 57.5516 | 15 | 21.3636 | 4.5914 | 0.8 | 68.6274 | 7.7023 | 89.991 | 0 | 12.2937 | 68.636 | 12.493 | 4.1643 | 12.3303 | 12.3303 | 3.1847 | 1.6241 | 4.8088 | 0 | 4.8088
2017-03-14 13:00 | 1.18 | 0 | 7.31 | 0 | 8.87 | 64.4961 | 15 | 21.3636 | 4.5914 | 0.8 | 73.8844 | 8.2923 | 95.248 | 0 | 12.8837 | 66.69 | 16.706 | 5.5687 | 14.4387 | 14.4387 | 3.4593 | 2.1718 | 5.6311 | 0 | 5.6311
2017-03-14 14:00 | 1.08 | 0 | 15.4402 | 0 | 9.423 | 79.1643 | 23.7832 | 33.873 | 7.2798 | 0.8 | 0 | 0 | 33.873 | 0 | 7.2798 | 0 | 19.816 | 6.6053 | 16.0283 | 16.0283 | 3.675 | 2.5761 | 6.2511 | 0 | 6.2511
2017-03-14 15:00 | 1.01 | 0 | 2.1374 | 0 | 9.626 | 81.1948 | 10.7534 | 15.3154 | 3.2915 | 0.8 | 86.5026 | 9.7085 | 101.818 | 0 | 13 | 64.257 | 21.973 | 7.3243 | 16.9503 | 16.9503 | 3.7541 | 2.8565 | 6.6106 | 0 | 6.6106
2017-03-14 16:00 | 0.66 | 0 | 0.58049 | 0 | 9.506 | 81.7463 | 9.4265 | 13.4256 | 2.8854 | 0.8 | 90.1214 | 10.1146 | 103.547 | 0 | 13 | 63.618 | 23.359 | 7.7863 | 17.2923 | 17.2923 | 3.7073 | 3.0367 | 6.744 | 0 | 6.744
2017-03-14 17:00 | 0.48 | 0 | 21.446 | 0 | 9.034 | 102.12 | 30 | 42.7273 | 9.1827 | 0.8 | 20.5887 | 2.3107 | 63.316 | 0 | 11.4935 | 63.316 | 0 | 0 | 9.034 | 9.034 | 3.5233 | 0 | 3.5233 | 0 | 3.5233
2017-03-14 18:00 | 0.23 | 0 | 20.73 | 0 | 9.5 | 121.8135 | 30 | 42.7273 | 9.1827 | 0.8 | 20.6527 | 2.3179 | 63.38 | 0 | 11.5007 | 63.38 | 0 | 0 | 9.5 | 9.5 | 3.705 | 0 | 3.705 | 0 | 3.705
2017-03-14 19:00 | 0.01 | 0 | 17.013 | 0 | 12.997 | 137.9758 | 30 | 42.7273 | 9.1827 | 0.8 | 21.0457 | 2.362 | 63.773 | 0 | 11.5448 | 63.773 | 0 | 0 | 12.997 | 12.997 | 5.0688 | 0 | 5.0688 | 0 | 5.0688
2017-03-14 20:00 | 0 | 19.072 | 0 | 0 | 19.072 | 117.9 | 0 | 0 | 0 | 0 | 0 | 0 | 0 | 0 | 0 | 0 | 0 | 0 | 19.072 | 19.072 | 7.4381 | 0 | 7.4381 | 0 | 7.4381
2017-03-14 21:00 | 0 | 20.72 | 0 | 0 | 20.72 | 96.0895 | 0 | 0 | 0 | 0 | 0 | 0 | 0 | 0 | 0 | 0 | 0 | 0 | 20.72 | 20.72 | 8.0808 | 0 | 8.0808 | 0 | 8.0808
2017-03-14 22:00 | 0 | 19.477 | 0 | 0 | 19.477 | 75.5874 | 0 | 0 | 0 | 0 | 0 | 0 | 0 | 0 | 0 | 0 | 0 | 0 | 19.477 | 19.477 | 7.596 | 0 | 7.596 | 0 | 7.596
2017-03-14 23:00 | 0 | 16.61 | 0 | 0 | 16.61 | 58.1032 | 0 | 0 | 0 | 0 | 0 | 0 | 0 | 0 | 0 | 0 | 0 | 0 | 16.61 | 16.61 | 6.4779 | 0 | 6.4779 | 0 | 6.4779
2017-03-15 | 0 | 0 | 1.073 | 0 | 13.927 | 59.1225 | 15 | 21.3636 | 4.5914 | 0.8 | 1.8104 | 0.20318 | 23.174 | 0 | 4.7946 | 0 | 13.557 | 4.519 | 18.446 | 18.446 | 5.4315 | 1.7624 | 7.1939 | 0 | 7.1939
2017-03-15 01:00 | 0 | 0 | 3.043 | 0 | 11.957 | 62.0134 | 15 | 21.3636 | 4.5914 | 0.8 | 0.56836 | 0.063789 | 21.932 | 0 | 4.6552 | 0 | 12.83 | 4.2767 | 16.2337 | 16.2337 | 4.6632 | 1.6679 | 6.3311 | 0 | 6.3311
2017-03-15 02:00 | 0 | 0 | 3.0853 | 0 | 11.427 | 64.9444 | 14.5123 | 20.669 | 4.4421 | 0.8 | 0 | 0 | 20.669 | 0 | 4.4421 | 0 | 12.091 | 4.0303 | 15.4573 | 15.4573 | 4.4565 | 1.5718 | 6.0284 | 0 | 6.0284
2017-03-15 03:00 | 0 | 0 | 2.6909 | 0 | 11.247 | 67.5008 | 13.9379 | 19.851 | 4.2663 | 0.8 | 0 | 0 | 19.851 | 0 | 4.2663 | 0 | 11.613 | 3.871 | 15.118 | 15.118 | 4.3863 | 1.5097 | 5.896 | 0 | 5.896
2017-03-15 04:00 | 0 | 0 | 1.8971 | 0 | 11.166 | 69.303 | 13.0631 | 18.605 | 3.9985 | 0.8 | 0 | 0 | 18.605 | 0 | 3.9985 | 0 | 10.884 | 3.628 | 14.794 | 14.794 | 4.3547 | 1.4149 | 5.7697 | 0 | 5.7697
2017-03-15 05:00 | 0 | 10.821 | 0 | 0 | 10.821 | 57.9125 | 0 | 0 | 0 | 0 | 0 | 0 | 0 | 0 | 0 | 0 | 0 | 0 | 10.821 | 10.821 | 4.2202 | 0 | 4.2202 | 0 | 4.2202
2017-03-15 06:00 | 0 | 10.038 | 0 | 0 | 10.038 | 47.3462 | 0 | 0 | 0 | 0 | 0 | 0 | 0 | 0 | 0 | 0 | 0 | 0 | 10.038 | 10.038 | 3.9148 | 0 | 3.9148 | 0 | 3.9148
2017-03-15 07:00 | 0.02 | 8.304 | 0 | 0 | 8.324 | 38.6051 | 0 | 0 | 0 | 0 | 0 | 0 | 0 | 0 | 0 | 0 | 0 | 0 | 8.324 | 8.324 | 3.2464 | 0 | 3.2464 | 0 | 3.2464
2017-03-15 08:00 | 0.14 | 7.83 | 0 | 0 | 7.97 | 30.363 | 0 | 0 | 0 | 0 | 0 | 0 | 0 | 0 | 0 | 0 | 0 | 0 | 7.97 | 7.97 | 3.1083 | 0 | 3.1083 | 0 | 3.1083
2017-03-15 09:00 | 0.32 | 0 | 0 | 22.341 | 7.979 | 30.363 | 30 | 42.7273 | 9.1827 | 0.8 | 27.4967 | 3.0861 | 70.224 | 0 | 12.2688 | 70.224 | 0 | 0 | 7.979 | 30.32 | 3.1118 | 0 | 3.1118 | 8.713 | 11.8248
2017-03-15 10:00 | 0.5 | 0 | 0.06837 | 22.3116 | 8.12 | 30.428 | 30 | 42.7273 | 9.1827 | 0.8 | 27.6437 | 3.1026 | 70.371 | 0 | 12.2853 | 70.371 | 0 | 0 | 8.12 | 30.4316 | 3.1668 | 0 | 3.1668 | 8.7015 | 11.8683
2017-03-15 11:00 | 0.69 | 0 | 22.377 | 0 | 8.313 | 51.6861 | 30 | 42.7273 | 9.1827 | 0.8 | 27.2667 | 3.0602 | 69.994 | 0 | 12.243 | 69.994 | 0 | 0 | 8.313 | 8.313 | 3.2421 | 0 | 3.2421 | 0 | 3.2421
2017-03-15 12:00 | 0.51 | 0 | 6.76 | 0 | 8.75 | 58.1081 | 15 | 21.3636 | 4.5914 | 0.8 | 67.4944 | 7.5751 | 88.858 | 0 | 12.1665 | 69.055 | 11.585 | 3.8617 | 12.6117 | 12.6117 | 3.4125 | 1.5061 | 4.9185 | 0 | 4.9185
2017-03-15 13:00 | 0.61 | 0 | 6.501 | 0 | 9.109 | 64.2841 | 15 | 21.3636 | 4.5914 | 0.8 | 69.5934 | 7.8107 | 90.957 | 0 | 12.4021 | 68.278 | 13.267 | 4.4223 | 13.5313 | 13.5313 | 3.5525 | 1.7247 | 5.2772 | 0 | 5.2772
2017-03-15 14:00 | 0.63 | 0 | 13.815 | 0 | 9.315 | 77.4083 | 22.5 | 32.0455 | 6.8871 | 0.69903 | 0 | 0 | 25.161 | 6.8845 | 6.8871 | 0 | 14.719 | 4.9063 | 14.2213 | 14.2213 | 3.6328 | 1.9135 | 5.5463 | 0 | 5.5463
2017-03-15 15:00 | 0.44 | 0 | 6.084 | 0 | 9.356 | 83.1881 | 15 | 21.3636 | 4.5914 | 0.8 | 73.3234 | 8.2293 | 94.687 | 0 | 12.8207 | 66.897 | 16.257 | 5.419 | 14.775 | 14.775 | 3.6488 | 2.1134 | 5.7623 | 0 | 5.7623
2017-03-15 16:00 | 0.28 | 0 | 6.1931 | 0 | 9.042 | 89.0716 | 14.9551 | 21.2997 | 4.5776 | 0.8 | 75.0433 | 8.4224 | 96.343 | 0 | 13 | 66.284 | 17.584 | 5.8613 | 14.9033 | 14.9033 | 3.5264 | 2.2859 | 5.8123 | 0 | 5.8123
2017-03-15 17:00 | 0.12 | 0 | 21.263 | 0 | 8.857 | 109.2715 | 30 | 42.7273 | 9.1827 | 0.8 | 23.1737 | 2.6009 | 65.901 | 0 | 11.7836 | 65.901 | 0 | 0 | 8.857 | 8.857 | 3.4542 | 0 | 3.4542 | 0 | 3.4542
2017-03-15 18:00 | 0.03 | 0 | 20.415 | 0 | 9.615 | 128.6657 | 30 | 42.7273 | 9.1827 | 0.8 | 23.0477 | 2.5867 | 65.775 | 0 | 11.7695 | 65.775 | 0 | 0 | 9.615 | 9.615 | 3.7498 | 0 | 3.7498 | 0 | 3.7498
2017-03-15 19:00 | 0 | 0 | 16.223 | 0 | 13.777 | 144.0776 | 30 | 42.7273 | 9.1827 | 0.8 | 23.1977 | 2.6036 | 65.925 | 0 | 11.7863 | 65.925 | 0 | 0 | 13.777 | 13.777 | 5.373 | 0 | 5.373 | 0 | 5.373
2017-03-15 20:00 | 0 | 20.03 | 0 | 0 | 20.03 | 122.9933 | 0 | 0 | 0 | 0 | 0 | 0 | 0 | 0 | 0 | 0 | 0 | 0 | 20.03 | 20.03 | 7.8117 | 0 | 7.8117 | 0 | 7.8117
2017-03-15 21:00 | 0 | 20.702 | 0 | 0 | 20.702 | 101.2018 | 0 | 0 | 0 | 0 | 0 | 0 | 0 | 0 | 0 | 0 | 0 | 0 | 20.702 | 20.702 | 8.0738 | 0 | 8.0738 | 0 | 8.0738
2017-03-15 22:00 | 0 | 19.064 | 0 | 0 | 19.064 | 81.1344 | 0 | 0 | 0 | 0 | 0 | 0 | 0 | 0 | 0 | 0 | 0 | 0 | 19.064 | 19.064 | 7.435 | 0 | 7.435 | 0 | 7.435
2017-03-15 23:00 | 0 | 16.487 | 0 | 0 | 16.487 | 63.7797 | 0 | 0 | 0 | 0 | 0 | 0 | 0 | 0 | 0 | 0 | 0 | 0 | 16.487 | 16.487 | 6.4299 | 0 | 6.4299 | 0 | 6.4299
2017-03-16 | 0 | 0.13866 | 0 | 0 | 14.573 | 63.6337 | 14.4343 | 20.558 | 4.4182 | 0.8 | 0 | 0 | 20.558 | 0 | 4.4182 | 0 | 12.027 | 4.009 | 18.582 | 18.582 | 5.6835 | 1.5635 | 7.247 | 0 | 7.247
2017-03-16 01:00 | 0 | 0 | 1.3306 | 0 | 12.575 | 64.8978 | 13.9056 | 19.805 | 4.2564 | 0.8 | 0 | 0 | 19.805 | 0 | 4.2564 | 0 | 11.586 | 3.862 | 16.437 | 16.437 | 4.9043 | 1.5062 | 6.4104 | 0 | 6.4104
2017-03-16 02:00 | 0 | 0 | 1.6937 | 0 | 11.646 | 66.5068 | 13.3397 | 18.999 | 4.0832 | 0.8 | 0 | 0 | 18.999 | 0 | 4.0832 | 0 | 11.114 | 3.7047 | 15.3507 | 15.3507 | 4.5419 | 1.4448 | 5.9868 | 0 | 5.9868
2017-03-16 03:00 | 0 | 0 | 1.6406 | 0 | 11.044 | 68.0655 | 12.6846 | 18.066 | 3.8827 | 0.8 | 0 | 0 | 18.066 | 0 | 3.8827 | 0 | 10.569 | 3.523 | 14.567 | 14.567 | 4.3072 | 1.374 | 5.6811 | 0 | 5.6811
2017-03-16 04:00 | 0 | 0 | 0.916 | 0 | 11.195 | 68.9357 | 12.111 | 17.249 | 3.7071 | 0.8 | 0 | 0 | 17.249 | 0 | 3.7071 | 0 | 10.091 | 3.3637 | 14.5587 | 14.5587 | 4.3661 | 1.3118 | 5.6779 | 0 | 5.6779
2017-03-16 05:00 | 0 | 10.114 | 0 | 0 | 10.114 | 58.2893 | 0 | 0 | 0 | 0 | 0 | 0 | 0 | 0 | 0 | 0 | 0 | 0 | 10.114 | 10.114 | 3.9445 | 0 | 3.9445 | 0 | 3.9445
2017-03-16 06:00 | 0 | 10.165 | 0 | 0 | 10.165 | 47.5893 | 0 | 0 | 0 | 0 | 0 | 0 | 0 | 0 | 0 | 0 | 0 | 0 | 10.165 | 10.165 | 3.9644 | 0 | 3.9644 | 0 | 3.9644
2017-03-16 07:00 | 0.02 | 8.605 | 0 | 0 | 8.625 | 38.5314 | 0 | 0 | 0 | 0 | 0 | 0 | 0 | 0 | 0 | 0 | 0 | 0 | 8.625 | 8.625 | 3.3638 | 0 | 3.3638 | 0 | 3.3638
2017-03-16 08:00 | 0.27 | 7.76 | 0 | 0 | 8.03 | 30.363 | 0 | 0 | 0 | 0 | 0 | 0 | 0 | 0 | 0 | 0 | 0 | 0 | 8.03 | 8.03 | 3.1317 | 0 | 3.1317 | 0 | 3.1317
2017-03-16 09:00 | 0.74 | 0 | 0 | 22.634 | 8.106 | 30.363 | 30 | 42.7273 | 9.1827 | 0.8 | 28.0537 | 3.1486 | 70.781 | 0 | 12.3313 | 70.781 | 0 | 0 | 8.106 | 30.74 | 3.1613 | 0 | 3.1613 | 8.8273 | 11.9886
2017-03-16 10:00 | 0.94 | 0 | 4.5355 | 18.2045 | 8.2 | 34.6717 | 30 | 42.7273 | 9.1827 | 0.8 | 28.2847 | 3.1745 | 71.012 | 0 | 12.3572 | 71.012 | 0 | 0 | 8.2 | 26.4045 | 3.198 | 0 | 3.198 | 7.0998 | 10.2978
2017-03-16 11:00 | 1.11 | 0 | 22.804 | 0 | 8.306 | 56.3355 | 30 | 42.7273 | 9.1827 | 0.8 | 27.7917 | 3.1192 | 70.519 | 0 | 12.3019 | 70.519 | 0 | 0 | 8.306 | 8.306 | 3.2393 | 0 | 3.2393 | 0 | 3.2393
2017-03-16 12:00 | 1.19 | 0 | 7.638 | 0 | 8.552 | 63.5916 | 15 | 21.3636 | 4.5914 | 0.8 | 66.7204 | 7.4883 | 88.084 | 0 | 12.0796 | 69.341 | 10.964 | 3.6547 | 12.2067 | 12.2067 | 3.3353 | 1.4253 | 4.7606 | 0 | 4.7606
2017-03-16 13:00 | 0.88 | 0 | 6.918 | 0 | 8.962 | 70.1637 | 15 | 21.3636 | 4.5914 | 0.8 | 70.3854 | 7.8996 | 91.749 | 0 | 12.491 | 67.985 | 13.902 | 4.634 | 13.596 | 13.596 | 3.4952 | 1.8073 | 5.3024 | 0 | 5.3024
2017-03-16 14:00 | 0.92 | 0 | 14.257 | 0 | 9.163 | 83.7079 | 22.5 | 32.0455 | 6.8871 | 0.7374 | 0 | 0 | 27.777 | 4.2685 | 6.8871 | 0 | 16.249 | 5.4163 | 14.5793 | 14.5793 | 3.5736 | 2.1124 | 5.6859 | 0 | 5.6859
2017-03-16 15:00 | 0.63 | 0 | 6.271 | 0 | 9.359 | 89.6653 | 15 | 21.3636 | 4.5914 | 0.8 | 74.8324 | 8.3987 | 96.196 | 0 | 12.9901 | 66.339 | 17.467 | 5.8223 | 15.1813 | 15.1813 | 3.65 | 2.2707 | 5.9207 | 0 | 5.9207
2017-03-16 16:00 | 0.35 | 0 | 5.5375 | 0 | 9.41 | 94.9259 | 14.5975 | 20.7904 | 4.4682 | 0.8 | 76.0186 | 8.5318 | 96.809 | 0 | 13 | 66.112 | 17.958 | 5.986 | 15.396 | 15.396 | 3.6699 | 2.3345 | 6.0044 | 0 | 6.0044
2017-03-16 17:00 | 0.3 | 0 | 21.109 | 0 | 9.191 | 114.9795 | 30 | 42.7273 | 9.1827 | 0.8 | 23.2947 | 2.6144 | 66.022 | 0 | 11.7972 | 66.022 | 0 | 0 | 9.191 | 9.191 | 3.5845 | 0 | 3.5845 | 0 | 3.5845
2017-03-16 18:00 | 0.15 | 0 | 19.887 | 0 | 10.263 | 133.8721 | 30 | 42.7273 | 9.1827 | 0.8 | 23.3447 | 2.6201 | 66.072 | 0 | 11.8028 | 66.072 | 0 | 0 | 10.263 | 10.263 | 4.0026 | 0 | 4.0026 | 0 | 4.0026
2017-03-16 19:00 | 0.01 | 0 | 15.672 | 0 | 14.338 | 148.7605 | 30 | 42.7273 | 9.1827 | 0.8 | 23.7047 | 2.6605 | 66.432 | 0 | 11.8432 | 66.432 | 0 | 0 | 14.338 | 14.338 | 5.5918 | 0 | 5.5918 | 0 | 5.5918
2017-03-16 20:00 | 0 | 20.526 | 0 | 0 | 20.526 | 127.1542 | 0 | 0 | 0 | 0 | 0 | 0 | 0 | 0 | 0 | 0 | 0 | 0 | 20.526 | 20.526 | 8.0051 | 0 | 8.0051 | 0 | 8.0051
2017-03-16 21:00 | 0 | 21.47 | 0 | 0 | 21.47 | 104.5542 | 0 | 0 | 0 | 0 | 0 | 0 | 0 | 0 | 0 | 0 | 0 | 0 | 21.47 | 21.47 | 8.3733 | 0 | 8.3733 | 0 | 8.3733
2017-03-16 22:00 | 0 | 20.504 | 0 | 0 | 20.504 | 82.9711 | 0 | 0 | 0 | 0 | 0 | 0 | 0 | 0 | 0 | 0 | 0 | 0 | 20.504 | 20.504 | 7.9966 | 0 | 7.9966 | 0 | 7.9966
2017-03-16 23:00 | 0 | 17.814 | 0 | 0 | 17.814 | 64.2195 | 0 | 0 | 0 | 0 | 0 | 0 | 0 | 0 | 0 | 0 | 0 | 0 | 17.814 | 17.814 | 6.9475 | 0 | 6.9475 | 0 | 6.9475
2017-03-17 | 0 | 1.194 | 0 | 0 | 14.929 | 62.9627 | 13.735 | 19.562 | 4.2042 | 0.8 | 0 | 0 | 19.562 | 0 | 4.2042 | 0 | 11.444 | 3.8147 | 18.7437 | 18.7437 | 5.8223 | 1.4877 | 7.31 | 0 | 7.31
2017-03-17 01:00 | 0 | 0 | 0.55545 | 0 | 12.759 | 63.4903 | 13.3144 | 18.963 | 4.0754 | 0.8 | 0 | 0 | 18.963 | 0 | 4.0754 | 0 | 11.093 | 3.6977 | 16.4567 | 16.4567 | 4.976 | 1.4421 | 6.4181 | 0 | 6.4181
2017-03-17 02:00 | 0 | 0 | 1.1273 | 0 | 11.683 | 64.5613 | 12.8103 | 18.245 | 3.9211 | 0.8 | 0 | 0 | 18.245 | 0 | 3.9211 | 0 | 10.673 | 3.5577 | 15.2407 | 15.2407 | 4.5564 | 1.3875 | 5.9439 | 0 | 5.9439
2017-03-17 03:00 | 0 | 0 | 1.6403 | 0 | 10.536 | 66.1196 | 12.1763 | 17.342 | 3.7271 | 0.8 | 0 | 0 | 17.342 | 0 | 3.7271 | 0 | 10.145 | 3.3817 | 13.9177 | 13.9177 | 4.109 | 1.3189 | 5.4279 | 0 | 5.4279
2017-03-17 04:00 | 0 | 0 | 1.3144 | 0 | 10.277 | 67.3683 | 11.5914 | 16.509 | 3.548 | 0.8 | 0 | 0 | 16.509 | 0 | 3.548 | 0 | 9.658 | 3.2193 | 13.4963 | 13.4963 | 4.008 | 1.2555 | 5.2636 | 0 | 5.2636
2017-03-17 05:00 | 0 | 9.808 | 0 | 0 | 9.808 | 57.0441 | 0 | 0 | 0 | 0 | 0 | 0 | 0 | 0 | 0 | 0 | 0 | 0 | 9.808 | 9.808 | 3.8251 | 0 | 3.8251 | 0 | 3.8251
2017-03-17 06:00 | 0 | 9.543 | 0 | 0 | 9.543 | 46.9988 | 0 | 0 | 0 | 0 | 0 | 0 | 0 | 0 | 0 | 0 | 0 | 0 | 9.543 | 9.543 | 3.7218 | 0 | 3.7218 | 0 | 3.7218
2017-03-17 07:00 | 0.04 | 8.246 | 0 | 0 | 8.286 | 38.3188 | 0 | 0 | 0 | 0 | 0 | 0 | 0 | 0 | 0 | 0 | 0 | 0 | 8.286 | 8.286 | 3.2315 | 0 | 3.2315 | 0 | 3.2315
2017-03-17 08:00 | 0.35 | 7.558 | 0 | 0 | 7.908 | 30.363 | 0 | 0 | 0 | 0 | 0 | 0 | 0 | 0 | 0 | 0 | 0 | 0 | 7.908 | 7.908 | 3.0841 | 0 | 3.0841 | 0 | 3.0841
2017-03-17 09:00 | 0.89 | 0 | 0 | 23.197 | 7.693 | 30.363 | 30 | 42.7273 | 9.1827 | 0.8 | 28.1787 | 3.1626 | 70.906 | 0 | 12.3453 | 70.906 | 0 | 0 | 7.693 | 30.89 | 3.0003 | 0 | 3.0003 | 9.0468 | 12.0471
2017-03-17 10:00 | 1.29 | 0 | 23.517 | 0 | 7.773 | 52.7042 | 30 | 42.7273 | 9.1827 | 0.8 | 28.2177 | 3.167 | 70.945 | 0 | 12.3497 | 70.945 | 0 | 0 | 7.773 | 7.773 | 3.0315 | 0 | 3.0315 | 0 | 3.0315
2017-03-17 11:00 | 1.25 | 0 | 9.2053 | 14.1657 | 7.879 | 61.4492 | 30 | 42.7273 | 9.1827 | 0.8 | 27.8377 | 3.1243 | 70.565 | 0 | 12.3071 | 70.565 | 0 | 0 | 7.879 | 22.0447 | 3.0728 | 0 | 3.0728 | 5.5246 | 8.5974
2017-03-17 12:00 | 1.41 | 0 | 15.983 | 0 | 8.045 | 76.6331 | 22.618 | 32.2136 | 6.9232 | 0.8 | 54.1444 | 6.0768 | 86.358 | 0 | 13 | 69.98 | 9.581 | 3.1937 | 11.2387 | 11.2387 | 3.1376 | 1.2455 | 4.3831 | 0 | 4.3831
2017-03-17 13:00 | 1.55 | 0 | 0 | 7.963 | 8.587 | 76.6331 | 15 | 21.3636 | 4.5914 | 0.8 | 67.5394 | 7.5802 | 88.903 | 0 | 12.1715 | 69.038 | 11.621 | 3.8737 | 12.4607 | 20.4237 | 3.3489 | 1.5107 | 4.8597 | 3.1056 | 7.9652
2017-03-17 14:00 | 1.51 | 0 | 7.443 | 0 | 9.067 | 83.7039 | 15 | 21.3636 | 4.5914 | 0.8 | 1.3254 | 0.14875 | 22.689 | 0 | 4.7401 | 0 | 13.273 | 4.4243 | 13.4913 | 13.4913 | 3.5361 | 1.7255 | 5.2616 | 0 | 5.2616
2017-03-17 15:00 | 1.22 | 0 | 6.775 | 0 | 9.445 | 90.1402 | 15 | 21.3636 | 4.5914 | 0.8 | 71.0664 | 7.976 | 92.43 | 0 | 12.5674 | 67.733 | 14.448 | 4.816 | 14.261 | 14.261 | 3.6835 | 1.8782 | 5.5618 | 0 | 5.5618
2017-03-17 16:00 | 1.31 | 0 | 6.683 | 0 | 9.627 | 96.489 | 15 | 21.3636 | 4.5914 | 0.8 | 71.9104 | 8.0707 | 93.274 | 0 | 12.6621 | 67.42 | 15.125 | 5.0417 | 14.6687 | 14.6687 | 3.7545 | 1.9663 | 5.7208 | 0 | 5.7208
2017-03-17 17:00 | 0.64 | 0 | 21.668 | 0 | 8.972 | 117.0736 | 30 | 42.7273 | 9.1827 | 0.8 | 24.7557 | 2.7784 | 67.483 | 0 | 11.9612 | 67.483 | 0 | 0 | 8.972 | 8.972 | 3.4991 | 0 | 3.4991 | 0 | 3.4991
2017-03-17 18:00 | 0.23 | 0 | 20.309 | 0 | 9.921 | 136.3672 | 30 | 42.7273 | 9.1827 | 0.8 | 24.9507 | 2.8003 | 67.678 | 0 | 11.983 | 67.678 | 0 | 0 | 9.921 | 9.921 | 3.8692 | 0 | 3.8692 | 0 | 3.8692
2017-03-17 19:00 | 0.01 | 0 | 16.261 | 0 | 13.749 | 151.8151 | 30 | 42.7273 | 9.1827 | 0.8 | 25.1347 | 2.821 | 67.862 | 0 | 12.0037 | 67.862 | 0 | 0 | 13.749 | 13.749 | 5.3621 | 0 | 5.3621 | 0 | 5.3621
2017-03-17 20:00 | 0 | 20.335 | 0 | 0 | 20.335 | 130.4099 | 0 | 0 | 0 | 0 | 0 | 0 | 0 | 0 | 0 | 0 | 0 | 0 | 20.335 | 20.335 | 7.9307 | 0 | 7.9307 | 0 | 7.9307
2017-03-17 21:00 | 0 | 21.247 | 0 | 0 | 21.247 | 108.0446 | 0 | 0 | 0 | 0 | 0 | 0 | 0 | 0 | 0 | 0 | 0 | 0 | 21.247 | 21.247 | 8.2863 | 0 | 8.2863 | 0 | 8.2863
2017-03-17 22:00 | 0 | 20.521 | 0 | 0 | 20.521 | 86.4435 | 0 | 0 | 0 | 0 | 0 | 0 | 0 | 0 | 0 | 0 | 0 | 0 | 20.521 | 20.521 | 8.0032 | 0 | 8.0032 | 0 | 8.0032
2017-03-17 23:00 | 0 | 17.177 | 0 | 0 | 17.177 | 68.3625 | 0 | 0 | 0 | 0 | 0 | 0 | 0 | 0 | 0 | 0 | 0 | 0 | 17.177 | 17.177 | 6.699 | 0 | 6.699 | 0 | 6.699
2017-03-18 | 0 | 3.3563 | 0 | 0 | 14.782 | 64.8296 | 11.4257 | 16.273 | 3.4973 | 0.8 | 0 | 0 | 16.273 | 0 | 3.4973 | 0 | 9.52 | 3.1733 | 17.9553 | 17.9553 | 5.765 | 1.2376 | 7.0026 | 0 | 7.0026
2017-03-18 01:00 | 0 | 1.0585 | 0 | 0 | 12.921 | 63.7153 | 11.8625 | 16.8951 | 3.631 | 0.75535 | 0 | 0 | 15.29 | 1.6051 | 3.631 | 0 | 8.945 | 2.9817 | 15.9027 | 15.9027 | 5.0392 | 1.1628 | 6.202 | 0 | 6.202
2017-03-18 02:00 | 0 | 0 | 0 | 0 | 11.599 | 63.7153 | 11.599 | 16.5198 | 3.5504 | 0.75494 | 0 | 0 | 14.936 | 1.5838 | 3.5504 | 0 | 8.737 | 2.9123 | 14.5113 | 14.5113 | 4.5236 | 1.1358 | 5.6594 | 0 | 5.6594
2017-03-18 03:00 | 0 | 0 | 0 | 0 | 11.089 | 63.7153 | 11.089 | 15.7934 | 3.3942 | 0.76428 | 0 | 0 | 14.593 | 1.2004 | 3.3942 | 0 | 8.537 | 2.8457 | 13.9347 | 13.9347 | 4.3247 | 1.1098 | 5.4345 | 0 | 5.4345
2017-03-18 04:00 | 0 | 1.0517 | 0 | 0 | 11.05 | 62.6083 | 9.9983 | 14.24 | 3.0604 | 0.8 | 0 | 0 | 14.24 | 0 | 3.0604 | 0 | 8.331 | 2.777 | 13.827 | 13.827 | 4.3095 | 1.083 | 5.3925 | 0 | 5.3925
2017-03-18 05:00 | 0 | 10.703 | 0 | 0 | 10.703 | 51.342 | 0 | 0 | 0 | 0 | 0 | 0 | 0 | 0 | 0 | 0 | 0 | 0 | 10.703 | 10.703 | 4.1742 | 0 | 4.1742 | 0 | 4.1742
2017-03-18 06:00 | 0 | 2.973 | 0 | 0 | 10.473 | 48.2125 | 7.5 | 10.6818 | 2.2957 | 0.33 | 0 | 0 | 0 | 10.6818 | 2.2957 | 0 | 0 | 0 | 10.473 | 10.473 | 4.0845 | 0 | 4.0845 | 0 | 4.0845
2017-03-18 07:00 | 0.02 | 8.985 | 0 | 0 | 9.005 | 38.7546 | 0 | 0 | 0 | 0 | 0 | 0 | 0 | 0 | 0 | 0 | 0 | 0 | 9.005 | 9.005 | 3.512 | 0 | 3.512 | 0 | 3.512
2017-03-18 08:00 | 0.22 | 7.972 | 0 | 0 | 8.192 | 30.363 | 0 | 0 | 0 | 0 | 0 | 0 | 0 | 0 | 0 | 0 | 0 | 0 | 8.192 | 8.192 | 3.1949 | 0 | 3.1949 | 0 | 3.1949
2017-03-18 09:00 | 0.55 | 0 | 0 | 22.409 | 8.141 | 30.363 | 30 | 42.7273 | 9.1827 | 0.8 | 28.4147 | 3.1891 | 71.142 | 0 | 12.3718 | 71.142 | 0 | 0 | 8.141 | 30.55 | 3.175 | 0 | 3.175 | 8.7395 | 11.9145
2017-03-18 10:00 | 1.09 | 0 | 5.1491 | 17.7259 | 8.215 | 35.2546 | 30 | 42.7273 | 9.1827 | 0.8 | 28.4817 | 3.1966 | 71.209 | 0 | 12.3793 | 71.209 | 0 | 0 | 8.215 | 25.9409 | 3.2039 | 0 | 3.2039 | 6.9131 | 10.117
2017-03-18 11:00 | 1.36 | 0 | 23.046 | 0 | 8.314 | 57.1483 | 30 | 42.7273 | 9.1827 | 0.8 | 28.0057 | 3.1432 | 70.733 | 0 | 12.3259 | 70.733 | 0 | 0 | 8.314 | 8.314 | 3.2425 | 0 | 3.2425 | 0 | 3.2425
2017-03-18 12:00 | 1.3 | 0 | 7.885 | 0 | 8.415 | 64.6391 | 15 | 21.3636 | 4.5914 | 0.8 | 65.5494 | 7.3568 | 86.913 | 0 | 11.9482 | 69.775 | 10.026 | 3.342 | 11.757 | 11.757 | 3.2818 | 1.3034 | 4.5852 | 0 | 4.5852
2017-03-18 13:00 | 1.19 | 0 | 7.394 | 0 | 8.796 | 71.6634 | 15 | 21.3636 | 4.5914 | 0.8 | 69.0934 | 7.7546 | 90.457 | 0 | 12.346 | 68.463 | 12.866 | 4.2887 | 13.0847 | 13.0847 | 3.4304 | 1.6726 | 5.103 | 0 | 5.103
2017-03-18 14:00 | 1.14 | 0 | 14.336 | 0 | 9.304 | 85.2826 | 22.5 | 32.0455 | 6.8871 | 0.71738 | 0 | 0 | 26.412 | 5.6335 | 6.8871 | 0 | 15.451 | 5.1503 | 14.4543 | 14.4543 | 3.6286 | 2.0086 | 5.6372 | 0 | 5.6372
2017-03-18 15:00 | 1.04 | 0 | 6.054 | 0 | 9.986 | 91.0339 | 15 | 21.3636 | 4.5914 | 0.8 | 74.4114 | 8.3514 | 95.775 | 0 | 12.9428 | 66.494 | 17.129 | 5.7097 | 15.6957 | 15.6957 | 3.8945 | 2.2268 | 6.1213 | 0 | 6.1213
2017-03-18 16:00 | 0.82 | 0 | 5.3512 | 0 | 9.79 | 96.1176 | 14.3212 | 20.3969 | 4.3836 | 0.8 | 76.7721 | 8.6164 | 97.169 | 0 | 13 | 65.978 | 18.247 | 6.0823 | 15.8723 | 15.8723 | 3.8181 | 2.3721 | 6.1902 | 0 | 6.1902
2017-03-18 17:00 | 0.56 | 0 | 21.347 | 0 | 9.213 | 116.3972 | 30 | 42.7273 | 9.1827 | 0.8 | 23.0517 | 2.5872 | 65.779 | 0 | 11.7699 | 65.779 | 0 | 0 | 9.213 | 9.213 | 3.5931 | 0 | 3.5931 | 0 | 3.5931
2017-03-18 18:00 | 0.21 | 0 | 20.414 | 0 | 9.796 | 135.7905 | 30 | 42.7273 | 9.1827 | 0.8 | 22.9847 | 2.5797 | 65.712 | 0 | 11.7624 | 65.712 | 0 | 0 | 9.796 | 9.796 | 3.8204 | 0 | 3.8204 | 0 | 3.8204
2017-03-18 19:00 | 0.01 | 0 | 16.868 | 0 | 13.142 | 151.8151 | 30 | 42.7273 | 9.1827 | 0.8 | 23.6277 | 2.6518 | 66.355 | 0 | 11.8346 | 66.355 | 0 | 0 | 13.142 | 13.142 | 5.1254 | 0 | 5.1254 | 0 | 5.1254
2017-03-18 20:00 | 0 | 19.603 | 0 | 0 | 19.603 | 131.1804 | 0 | 0 | 0 | 0 | 0 | 0 | 0 | 0 | 0 | 0 | 0 | 0 | 19.603 | 19.603 | 7.6452 | 0 | 7.6452 | 0 | 7.6452
2017-03-18 21:00 | 0 | 20.933 | 0 | 0 | 20.933 | 109.1456 | 0 | 0 | 0 | 0 | 0 | 0 | 0 | 0 | 0 | 0 | 0 | 0 | 20.933 | 20.933 | 8.1639 | 0 | 8.1639 | 0 | 8.1639
2017-03-18 22:00 | 0 | 19.6 | 0 | 0 | 19.6 | 88.5141 | 0 | 0 | 0 | 0 | 0 | 0 | 0 | 0 | 0 | 0 | 0 | 0 | 19.6 | 19.6 | 7.644 | 0 | 7.644 | 0 | 7.644
2017-03-18 23:00 | 0 | 16.69 | 0 | 0 | 16.69 | 70.9456 | 0 | 0 | 0 | 0 | 0 | 0 | 0 | 0 | 0 | 0 | 0 | 0 | 16.69 | 16.69 | 6.5091 | 0 | 6.5091 | 0 | 6.5091
2017-03-19 | 0 | 0 | 0 | 0 | 13.601 | 70.9456 | 13.601 | 19.3711 | 4.1631 | 0.76142 | 0 | 0 | 17.781 | 1.5901 | 4.1631 | 0 | 10.402 | 3.4673 | 17.0683 | 17.0683 | 5.3044 | 1.3523 | 6.6567 | 0 | 6.6567
2017-03-19 01:00 | 0 | 0 | 0 | 0 | 11.751 | 70.9456 | 11.751 | 16.7363 | 3.5969 | 0.76553 | 0 | 0 | 15.509 | 1.2273 | 3.5969 | 0 | 9.073 | 3.0243 | 14.7753 | 14.7753 | 4.5829 | 1.1795 | 5.7624 | 0 | 5.7624
2017-03-19 02:00 | 0 | 0 | 0 | 0 | 11.341 | 70.9456 | 11.341 | 16.1523 | 3.4714 | 0.71712 | 0 | 0 | 13.304 | 2.8483 | 3.4714 | 0 | 7.783 | 2.5943 | 13.9353 | 13.9353 | 4.423 | 1.0118 | 5.4348 | 0 | 5.4348
2017-03-19 03:00 | 0 | 0 | 0 | 0 | 10.719 | 70.9456 | 10.719 | 15.2665 | 3.281 | 0.69651 | 0 | 0 | 11.905 | 3.3615 | 3.281 | 0 | 6.964 | 2.3213 | 13.0403 | 13.0403 | 4.1804 | 0.90532 | 5.0857 | 0 | 5.0857
2017-03-19 04:00 | 0 | 0 | 0.73076 | 0 | 10.591 | 71.6399 | 11.3218 | 16.1249 | 3.4655 | 0.65386 | 0 | 0 | 11.111 | 5.0139 | 3.4655 | 0 | 6.5 | 2.1667 | 12.7577 | 12.7577 | 4.1305 | 0.845 | 4.9755 | 0 | 4.9755
2017-03-19 05:00 | 0 | 10.785 | 0 | 0 | 10.785 | 60.2872 | 0 | 0 | 0 | 0 | 0 | 0 | 0 | 0 | 0 | 0 | 0 | 0 | 10.785 | 10.785 | 4.2062 | 0 | 4.2062 | 0 | 4.2062
2017-03-19 06:00 | 0 | 10.959 | 0 | 0 | 10.959 | 48.7514 | 0 | 0 | 0 | 0 | 0 | 0 | 0 | 0 | 0 | 0 | 0 | 0 | 10.959 | 10.959 | 4.274 | 0 | 4.274 | 0 | 4.274
2017-03-19 07:00 | 0.02 | 9.17 | 0 | 0 | 9.19 | 39.0988 | 0 | 0 | 0 | 0 | 0 | 0 | 0 | 0 | 0 | 0 | 0 | 0 | 9.19 | 9.19 | 3.5841 | 0 | 3.5841 | 0 | 3.5841
2017-03-19 08:00 | 0.19 | 8.299 | 0 | 0 | 8.489 | 30.363 | 0 | 0 | 0 | 0 | 0 | 0 | 0 | 0 | 0 | 0 | 0 | 0 | 8.489 | 8.489 | 3.3107 | 0 | 3.3107 | 0 | 3.3107
2017-03-19 09:00 | 0.56 | 0 | 0 | 22.247 | 8.313 | 30.363 | 30 | 42.7273 | 9.1827 | 0.8 | 29.1487 | 3.2715 | 71.876 | 0 | 12.4542 | 71.876 | 0 | 0 | 8.313 | 30.56 | 3.2421 | 0 | 3.2421 | 8.6763 | 11.9184
2017-03-19 10:00 | 0.96 | 0 | 0 | 22.786 | 8.174 | 30.363 | 30 | 42.7273 | 9.1827 | 0.8 | 29.1637 | 3.2731 | 71.891 | 0 | 12.4559 | 71.891 | 0 | 0 | 8.174 | 30.96 | 3.1879 | 0 | 3.1879 | 8.8865 | 12.0744
2017-03-19 11:00 | 1.19 | 0 | 20.9411 | 1.6939 | 8.555 | 50.257 | 30 | 42.7273 | 9.1827 | 0.8 | 28.7987 | 3.2322 | 71.526 | 0 | 12.4149 | 71.526 | 0 | 0 | 8.555 | 10.2489 | 3.3365 | 0 | 3.3365 | 0.66064 | 3.9971
2017-03-19 12:00 | 1.12 | 0 | 15.7643 | 0 | 8.775 | 65.2331 | 23.4193 | 33.3547 | 7.1684 | 0.8 | 51.9593 | 5.8316 | 85.314 | 0 | 13 | 70.367 | 8.744 | 2.9147 | 11.6897 | 11.6897 | 3.4223 | 1.1367 | 4.559 | 0 | 4.559
2017-03-19 13:00 | 1.16 | 0 | 6.68 | 0 | 9.48 | 71.5791 | 15 | 21.3636 | 4.5914 | 0.8 | 68.1414 | 7.6477 | 89.505 | 0 | 12.2391 | 68.815 | 12.103 | 4.0343 | 13.5143 | 13.5143 | 3.6972 | 1.5734 | 5.2706 | 0 | 5.2706
2017-03-19 14:00 | 1.19 | 0 | 14.006 | 0 | 9.684 | 84.8848 | 22.5 | 32.0455 | 6.8871 | 0.69617 | 0 | 0 | 24.966 | 7.0795 | 6.8871 | 0 | 14.605 | 4.8683 | 14.5523 | 14.5523 | 3.7768 | 1.8986 | 5.6754 | 0 | 5.6754
2017-03-19 15:00 | 1.04 | 0 | 6.168 | 0 | 9.872 | 90.7444 | 15 | 21.3636 | 4.5914 | 0.8 | 73.2914 | 8.2257 | 94.655 | 0 | 12.8171 | 66.909 | 16.231 | 5.4103 | 15.2823 | 15.2823 | 3.8501 | 2.11 | 5.9601 | 0 | 5.9601
2017-03-19 16:00 | 0.85 | 0 | 6.26 | 0 | 9.59 | 96.6914 | 15 | 21.3636 | 4.5914 | 0.8 | 74.9094 | 8.4073 | 96.273 | 0 | 12.9987 | 66.31 | 17.528 | 5.8427 | 15.4327 | 15.4327 | 3.7401 | 2.2786 | 6.0187 | 0 | 6.0187
2017-03-19 17:00 | 0.56 | 0 | 21.3 | 0 | 9.26 | 116.9264 | 30 | 42.7273 | 9.1827 | 0.8 | 23.2427 | 2.6086 | 65.97 | 0 | 11.7913 | 65.97 | 0 | 0 | 9.26 | 9.26 | 3.6114 | 0 | 3.6114 | 0 | 3.6114
2017-03-19 18:00 | 0.21 | 0 | 20.235 | 0 | 9.975 | 136.1496 | 30 | 42.7273 | 9.1827 | 0.8 | 23.3807 | 2.6241 | 66.108 | 0 | 11.8068 | 66.108 | 0 | 0 | 9.975 | 9.975 | 3.8902 | 0 | 3.8902 | 0 | 3.8902
2017-03-19 19:00 | 0.01 | 0 | 16.49 | 0 | 13.52 | 151.8151 | 30 | 42.7273 | 9.1827 | 0.8 | 23.9107 | 2.6836 | 66.638 | 0 | 11.8663 | 66.638 | 0 | 0 | 13.52 | 13.52 | 5.2728 | 0 | 5.2728 | 0 | 5.2728
2017-03-19 20:00 | 0 | 19.784 | 0 | 0 | 19.784 | 130.9899 | 0 | 0 | 0 | 0 | 0 | 0 | 0 | 0 | 0 | 0 | 0 | 0 | 19.784 | 19.784 | 7.7158 | 0 | 7.7158 | 0 | 7.7158
2017-03-19 21:00 | 0 | 20.453 | 0 | 0 | 20.453 | 109.4604 | 0 | 0 | 0 | 0 | 0 | 0 | 0 | 0 | 0 | 0 | 0 | 0 | 20.453 | 20.453 | 7.9767 | 0 | 7.9767 | 0 | 7.9767
2017-03-19 22:00 | 0 | 19.833 | 0 | 0 | 19.833 | 88.5835 | 0 | 0 | 0 | 0 | 0 | 0 | 0 | 0 | 0 | 0 | 0 | 0 | 19.833 | 19.833 | 7.7349 | 0 | 7.7349 | 0 | 7.7349
2017-03-19 23:00 | 0 | 16.206 | 0 | 0 | 16.206 | 71.5246 | 0 | 0 | 0 | 0 | 0 | 0 | 0 | 0 | 0 | 0 | 0 | 0 | 16.206 | 16.206 | 6.3203 | 0 | 6.3203 | 0 | 6.3203
2017-03-20 | 0 | 1.0223 | 0 | 0 | 13.935 | 70.4485 | 12.9127 | 18.3909 | 3.9525 | 0.78017 | 0 | 0 | 17.615 | 0.77588 | 3.9525 | 0 | 10.305 | 3.435 | 17.37 | 17.37 | 5.4347 | 1.3397 | 6.7743 | 0 | 6.7743
2017-03-20 01:00 | 0 | 0.91372 | 0 | 0 | 12.291 | 69.4867 | 11.3773 | 16.204 | 3.4825 | 0.8 | 0 | 0 | 16.204 | 0 | 3.4825 | 0 | 9.479 | 3.1597 | 15.4507 | 15.4507 | 4.7935 | 1.2323 | 6.0258 | 0 | 6.0258
2017-03-20 02:00 | 0 | 0.32181 | 0 | 0 | 11.275 | 69.148 | 10.9532 | 15.6 | 3.3527 | 0.8 | 0 | 0 | 15.6 | 0 | 3.3527 | 0 | 9.126 | 3.042 | 14.317 | 14.317 | 4.3973 | 1.1864 | 5.5836 | 0 | 5.5836
2017-03-20 03:00 | 0 | 0 | 0.070043 | 0 | 10.471 | 69.2145 | 10.541 | 15.013 | 3.2265 | 0.8 | 0 | 0 | 15.013 | 0 | 3.2265 | 0 | 8.783 | 2.9277 | 13.3987 | 13.3987 | 4.0837 | 1.1418 | 5.2255 | 0 | 5.2255
2017-03-20 04:00 | 0 | 0.67191 | 0 | 0 | 10.765 | 68.5072 | 10.0931 | 14.375 | 3.0894 | 0.8 | 0 | 0 | 14.375 | 0 | 3.0894 | 0 | 8.409 | 2.803 | 13.568 | 13.568 | 4.1983 | 1.0932 | 5.2915 | 0 | 5.2915
2017-03-20 05:00 | 0 | 10.609 | 0 | 0 | 10.609 | 57.3399 | 0 | 0 | 0 | 0 | 0 | 0 | 0 | 0 | 0 | 0 | 0 | 0 | 10.609 | 10.609 | 4.1375 | 0 | 4.1375 | 0 | 4.1375
2017-03-20 06:00 | 0 | 9.987 | 0 | 0 | 9.987 | 46.8272 | 0 | 0 | 0 | 0 | 0 | 0 | 0 | 0 | 0 | 0 | 0 | 0 | 9.987 | 9.987 | 3.8949 | 0 | 3.8949 | 0 | 3.8949
2017-03-20 07:00 | 0.03 | 8.317 | 0 | 0 | 8.347 | 38.0725 | 0 | 0 | 0 | 0 | 0 | 0 | 0 | 0 | 0 | 0 | 0 | 0 | 8.347 | 8.347 | 3.2553 | 0 | 3.2553 | 0 | 3.2553
2017-03-20 08:00 | 0.27 | 7.324 | 0 | 0 | 7.594 | 30.363 | 0 | 0 | 0 | 0 | 0 | 0 | 0 | 0 | 0 | 0 | 0 | 0 | 7.594 | 7.594 | 2.9617 | 0 | 2.9617 | 0 | 2.9617
2017-03-20 09:00 | 0.76 | 0 | 0 | 22.874 | 7.886 | 30.363 | 30 | 42.7273 | 9.1827 | 0.8 | 28.8947 | 3.243 | 71.622 | 0 | 12.4257 | 71.622 | 0 | 0 | 7.886 | 30.76 | 3.0755 | 0 | 3.0755 | 8.9209 | 11.9964
2017-03-20 10:00 | 1.11 | 0 | 0 | 22.763 | 8.347 | 30.363 | 30 | 42.7273 | 9.1827 | 0.8 | 29.0147 | 3.2564 | 71.742 | 0 | 12.4392 | 71.742 | 0 | 0 | 8.347 | 31.11 | 3.2553 | 0 | 3.2553 | 8.8776 | 12.1329
2017-03-20 11:00 | 1.23 | 0 | 0 | 22.946 | 8.284 | 30.363 | 30 | 42.7273 | 9.1827 | 0.8 | 28.6887 | 3.2198 | 71.416 | 0 | 12.4026 | 71.416 | 0 | 0 | 8.284 | 31.23 | 3.2308 | 0 | 3.2308 | 8.9489 | 12.1797
2017-03-20 12:00 | 1.34 | 0 | 0 | 17.0202 | 8.439 | 30.363 | 24.1192 | 34.3515 | 7.3827 | 0.8 | 50.0505 | 5.6173 | 84.402 | 0 | 13 | 70.704 | 8.013 | 2.671 | 11.11 | 28.1302 | 3.2912 | 1.0417 | 4.3329 | 6.6379 | 10.9708
2017-03-20 13:00 | 1.32 | 0 | 2.4029 | 5.0761 | 8.841 | 32.6458 | 15 | 21.3636 | 4.5914 | 0.8 | 66.2194 | 7.432 | 87.583 | 0 | 12.0234 | 69.527 | 10.563 | 3.521 | 12.362 | 17.4381 | 3.448 | 1.3732 | 4.8212 | 1.9797 | 6.8008
2017-03-20 14:00 | 0.94 | 0 | 6.48 | 0 | 9.46 | 38.8018 | 15 | 21.3636 | 4.5914 | 0.8 | 0.60636 | 0.068054 | 21.97 | 0 | 4.6594 | 0 | 12.852 | 4.284 | 13.744 | 13.744 | 3.6894 | 1.6708 | 5.3602 | 0 | 5.3602
2017-03-20 15:00 | 0.92 | 0 | 6.387 | 0 | 9.533 | 44.8695 | 15 | 21.3636 | 4.5914 | 0.8 | 71.5804 | 8.0337 | 92.944 | 0 | 12.6251 | 67.542 | 14.86 | 4.9533 | 14.4863 | 14.4863 | 3.7179 | 1.9318 | 5.6497 | 0 | 5.6497
2017-03-20 16:00 | 0.85 | 0 | 6.356 | 0 | 9.494 | 50.9077 | 15 | 21.3636 | 4.5914 | 0.8 | 73.4244 | 8.2407 | 94.788 | 0 | 12.832 | 66.86 | 16.338 | 5.446 | 14.94 | 14.94 | 3.7027 | 2.1239 | 5.8266 | 0 | 5.8266
2017-03-20 17:00 | 0.53 | 0 | 21.185 | 0 | 9.345 | 71.0334 | 30 | 42.7273 | 9.1827 | 0.8 | 23.7337 | 2.6637 | 66.461 | 0 | 11.8465 | 66.461 | 0 | 0 | 9.345 | 9.345 | 3.6446 | 0 | 3.6446 | 0 | 3.6446
2017-03-20 18:00 | 0.12 | 0 | 19.984 | 0 | 10.136 | 90.0182 | 30 | 42.7273 | 9.1827 | 0.8 | 23.5867 | 2.6472 | 66.314 | 0 | 11.83 | 66.314 | 0 | 0 | 10.136 | 10.136 | 3.953 | 0 | 3.953 | 0 | 3.953
2017-03-20 19:00 | 0.01 | 0 | 17.171 | 0 | 12.839 | 106.3307 | 30 | 42.7273 | 9.1827 | 0.8 | 23.7007 | 2.66 | 66.428 | 0 | 11.8428 | 66.428 | 0 | 0 | 12.839 | 12.839 | 5.0072 | 0 | 5.0072 | 0 | 5.0072
2017-03-20 20:00 | 0 | 17.71 | 0 | 0 | 17.71 | 87.6886 | 0 | 0 | 0 | 0 | 0 | 0 | 0 | 0 | 0 | 0 | 0 | 0 | 17.71 | 17.71 | 6.9069 | 0 | 6.9069 | 0 | 6.9069
2017-03-20 21:00 | 0 | 19.144 | 0 | 0 | 19.144 | 67.537 | 0 | 0 | 0 | 0 | 0 | 0 | 0 | 0 | 0 | 0 | 0 | 0 | 19.144 | 19.144 | 7.4662 | 0 | 7.4662 | 0 | 7.4662
2017-03-20 22:00 | 0 | 18.332 | 0 | 0 | 18.332 | 48.2401 | 0 | 0 | 0 | 0 | 0 | 0 | 0 | 0 | 0 | 0 | 0 | 0 | 18.332 | 18.332 | 7.1495 | 0 | 7.1495 | 0 | 7.1495
2017-03-20 23:00 | 0 | 16.206 | 0 | 0 | 16.206 | 31.1812 | 0 | 0 | 0 | 0 | 0 | 0 | 0 | 0 | 0 | 0 | 0 | 0 | 16.206 | 16.206 | 6.3203 | 0 | 6.3203 | 0 | 6.3203
2017-03-21 | 0 | 0.77726 | 0 | 0 | 13.959 | 30.363 | 13.1817 | 18.774 | 4.0348 | 0.8 | 0 | 0 | 18.774 | 0 | 4.0348 | 0 | 10.983 | 3.661 | 17.62 | 17.62 | 5.444 | 1.4278 | 6.8718 | 0 | 6.8718

## Scenario Information
Scenario 1
Scenario Weight | 1

## Renewable Energy Time Series
Renewable 1 1 (kWh)
2016-03-21 01:00 | 0
2016-03-21 02:00 | 0
2016-03-21 03:00 | 0
2016-03-21 04:00 | 0
2016-03-21 05:00 | 0
2016-03-21 06:00 | 0
2016-03-21 07:00 | 0.01
2016-03-21 08:00 | 0.11
2016-03-21 09:00 | 0.29
2016-03-21 10:00 | 0.82
2016-03-21 11:00 | 1.28
2016-03-21 12:00 | 1.19
2016-03-21 13:00 | 1.12
2016-03-21 14:00 | 0.95
2016-03-21 15:00 | 0.85
2016-03-21 16:00 | 0.77
2016-03-21 17:00 | 0.43
2016-03-21 18:00 | 0.1
2016-03-21 19:00 | 0
2016-03-21 20:00 | 0
2016-03-21 21:00 | 0
2016-03-21 22:00 | 0
2016-03-21 23:00 | 0
2016-03-22 | 0
2016-03-22 01:00 | 0
2016-03-22 02:00 | 0
2016-03-22 03:00 | 0
2016-03-22 04:00 | 0
2016-03-22 05:00 | 0
2016-03-22 06:00 | 0
2016-03-22 07:00 | 0.03
2016-03-22 08:00 | 0.16
2016-03-22 09:00 | 0.43
2016-03-22 10:00 | 0.77
2016-03-22 11:00 | 0.99
2016-03-22 12:00 | 0.87
2016-03-22 13:00 | 0.76
2016-03-22 14:00 | 0.76
2016-03-22 15:00 | 0.56
2016-03-22 16:00 | 0.3
2016-03-22 17:00 | 0.23
2016-03-22 18:00 | 0.09
2016-03-22 19:00 | 0
2016-03-22 20:00 | 0
2016-03-22 21:00 | 0
2016-03-22 22:00 | 0
2016-03-22 23:00 | 0
2016-03-23 | 0
2016-03-23 01:00 | 0
2016-03-23 02:00 | 0
2016-03-23 03:00 | 0
2016-03-23 04:00 | 0
2016-03-23 05:00 | 0
2016-03-23 06:00 | 0
2016-03-23 07:00 | 0.01
2016-03-23 08:00 | 0.18
2016-03-23 09:00 | 0.61
2016-03-23 10:00 | 0.69
2016-03-23 11:00 | 0.63
2016-03-23 12:00 | 1.05
2016-03-23 13:00 | 0.77
2016-03-23 14:00 | 0.91
2016-03-23 15:00 | 0.58
2016-03-23 16:00 | 0.5
2016-03-23 17:00 | 0.17
2016-03-23 18:00 | 0.07
2016-03-23 19:00 | 0
2016-03-23 20:00 | 0
2016-03-23 21:00 | 0
2016-03-23 22:00 | 0
2016-03-23 23:00 | 0
2016-03-24 | 0
2016-03-24 01:00 | 0
2016-03-24 02:00 | 0
2016-03-24 03:00 | 0
2016-03-24 04:00 | 0
2016-03-24 05:00 | 0
2016-03-24 06:00 | 0
2016-03-24 07:00 | 0
2016-03-24 08:00 | 0.06
2016-03-24 09:00 | 0.23
2016-03-24 10:00 | 0.51
2016-03-24 11:00 | 0.71
2016-03-24 12:00 | 0.88
2016-03-24 13:00 | 1.06
2016-03-24 14:00 | 0.99
2016-03-24 15:00 | 0.94
2016-03-24 16:00 | 0.63
2016-03-24 17:00 | 0.51
2016-03-24 18:00 | 0.1
2016-03-24 19:00 | 0
2016-03-24 20:00 | 0
2016-03-24 21:00 | 0
2016-03-24 22:00 | 0
2016-03-24 23:00 | 0
2016-03-25 | 0
2016-03-25 01:00 | 0
2016-03-25 02:00 | 0
2016-03-25 03:00 | 0
2016-03-25 04:00 | 0
2016-03-25 05:00 | 0
2016-03-25 06:00 | 0
2016-03-25 07:00 | 0.03
2016-03-25 08:00 | 0.27
2016-03-25 09:00 | 0.65
2016-03-25 10:00 | 0.96
2016-03-25 11:00 | 1.22
2016-03-25 12:00 | 0.61
2016-03-25 13:00 | 0.85
2016-03-25 14:00 | 1.03
2016-03-25 15:00 | 1.14
2016-03-25 16:00 | 1.03
2016-03-25 17:00 | 0.73
2016-03-25 18:00 | 0.15
2016-03-25 19:00 | 0
2016-03-25 20:00 | 0
2016-03-25 21:00 | 0
2016-03-25 22:00 | 0
2016-03-25 23:00 | 0
2016-03-26 | 0
2016-03-26 01:00 | 0
2016-03-26 02:00 | 0
2016-03-26 03:00 | 0
2016-03-26 04:00 | 0
2016-03-26 05:00 | 0
2016-03-26 06:00 | 0
2016-03-26 07:00 | 0.02
2016-03-26 08:00 | 0.25
2016-03-26 09:00 | 0.74
2016-03-26 10:00 | 1.16
2016-03-26 11:00 | 1.07
2016-03-26 12:00 | 1.14
2016-03-26 13:00 | 1.24
2016-03-26 14:00 | 1.25
2016-03-26 15:00 | 1.16
2016-03-26 16:00 | 0.93
2016-03-26 17:00 | 0.4
2016-03-26 18:00 | 0.15
2016-03-26 19:00 | 0
2016-03-26 20:00 | 0
2016-03-26 21:00 | 0
2016-03-26 22:00 | 0
2016-03-26 23:00 | 0
2016-03-27 | 0
2016-03-27 01:00 | 0
2016-03-27 02:00 | 0
2016-03-27 03:00 | 0
2016-03-27 04:00 | 0
2016-03-27 05:00 | 0
2016-03-27 06:00 | 0
2016-03-27 07:00 | 0.02
2016-03-27 08:00 | 0.13
2016-03-27 09:00 | 0.45
2016-03-27 10:00 | 0.77
2016-03-27 11:00 | 0.68
2016-03-27 12:00 | 0.77
2016-03-27 13:00 | 1.05
2016-03-27 14:00 | 1.14
2016-03-27 15:00 | 1.06
2016-03-27 16:00 | 0.74
2016-03-27 17:00 | 0.14
2016-03-27 18:00 | 0.04
2016-03-27 19:00 | 0
2016-03-27 20:00 | 0
2016-03-27 21:00 | 0
2016-03-27 22:00 | 0
2016-03-27 23:00 | 0
2016-03-28 | 0
2016-03-28 01:00 | 0
2016-03-28 02:00 | 0
2016-03-28 03:00 | 0
2016-03-28 04:00 | 0
2016-03-28 05:00 | 0
2016-03-28 06:00 | 0
2016-03-28 07:00 | 0.02
2016-03-28 08:00 | 0.14
2016-03-28 09:00 | 0.34
2016-03-28 10:00 | 0.81
2016-03-28 11:00 | 1.19
2016-03-28 12:00 | 1.19
2016-03-28 13:00 | 1.06
2016-03-28 14:00 | 1.01
2016-03-28 15:00 | 0.9
2016-03-28 16:00 | 0.8
2016-03-28 17:00 | 0.42
2016-03-28 18:00 | 0.06
2016-03-28 19:00 | 0
2016-03-28 20:00 | 0
2016-03-28 21:00 | 0
2016-03-28 22:00 | 0
2016-03-28 23:00 | 0
2016-03-29 | 0
2016-03-29 01:00 | 0
2016-03-29 02:00 | 0
2016-03-29 03:00 | 0
2016-03-29 04:00 | 0
2016-03-29 05:00 | 0
2016-03-29 06:00 | 0
2016-03-29 07:00 | 0.02
2016-03-29 08:00 | 0.21
2016-03-29 09:00 | 0.74
2016-03-29 10:00 | 1.15
2016-03-29 11:00 | 1.36
2016-03-29 12:00 | 1.48
2016-03-29 13:00 | 1.4
2016-03-29 14:00 | 1.28
2016-03-29 15:00 | 1.3
2016-03-29 16:00 | 1.02
2016-03-29 17:00 | 0.41
2016-03-29 18:00 | 0.14
2016-03-29 19:00 | 0
2016-03-29 20:00 | 0
2016-03-29 21:00 | 0
2016-03-29 22:00 | 0
2016-03-29 23:00 | 0
2016-03-30 | 0
2016-03-30 01:00 | 0
2016-03-30 02:00 | 0
2016-03-30 03:00 | 0
2016-03-30 04:00 | 0
2016-03-30 05:00 | 0
2016-03-30 06:00 | 0
2016-03-30 07:00 | 0.02
2016-03-30 08:00 | 0.24
2016-03-30 09:00 | 0.87
2016-03-30 10:00 | 1.22
2016-03-30 11:00 | 1.53
2016-03-30 12:00 | 1.62
2016-03-30 13:00 | 1.51
2016-03-30 14:00 | 1.51
2016-03-30 15:00 | 1.14
2016-03-30 16:00 | 1.14
2016-03-30 17:00 | 0.61
2016-03-30 18:00 | 0.14
2016-03-30 19:00 | 0
2016-03-30 20:00 | 0
2016-03-30 21:00 | 0
2016-03-30 22:00 | 0
2016-03-30 23:00 | 0
2016-03-31 | 0
2016-03-31 01:00 | 0
2016-03-31 02:00 | 0
2016-03-31 03:00 | 0
2016-03-31 04:00 | 0
2016-03-31 05:00 | 0
2016-03-31 06:00 | 0
2016-03-31 07:00 | 0.02
2016-03-31 08:00 | 0.3
2016-03-31 09:00 | 0.95
2016-03-31 10:00 | 1.31
2016-03-31 11:00 | 1.47
2016-03-31 12:00 | 1.65
2016-03-31 13:00 | 1.6
2016-03-31 14:00 | 1.61
2016-03-31 15:00 | 1.42
2016-03-31 16:00 | 1.22
2016-03-31 17:00 | 0.65
2016-03-31 18:00 | 0.16
2016-03-31 19:00 | 0
2016-03-31 20:00 | 0
2016-03-31 21:00 | 0
2016-03-31 22:00 | 0
2016-03-31 23:00 | 0
2016-04-01 | 0
2016-04-01 01:00 | 0
2016-04-01 02:00 | 0
2016-04-01 03:00 | 0
2016-04-01 04:00 | 0
2016-04-01 05:00 | 0
2016-04-01 06:00 | 0
2016-04-01 07:00 | 0.02
2016-04-01 08:00 | 0.2
2016-04-01 09:00 | 0.73
2016-04-01 10:00 | 1.13
2016-04-01 11:00 | 1.43
2016-04-01 12:00 | 1.53
2016-04-01 13:00 | 1.51
2016-04-01 14:00 | 1.37
2016-04-01 15:00 | 1.04
2016-04-01 16:00 | 1.07
2016-04-01 17:00 | 0.73
2016-04-01 18:00 | 0.18
2016-04-01 19:00 | 0
2016-04-01 20:00 | 0
2016-04-01 21:00 | 0
2016-04-01 22:00 | 0
2016-04-01 23:00 | 0
2016-04-02 | 0
2016-04-02 01:00 | 0
2016-04-02 02:00 | 0
2016-04-02 03:00 | 0
2016-04-02 04:00 | 0
2016-04-02 05:00 | 0
2016-04-02 06:00 | 0
2016-04-02 07:00 | 0.02
2016-04-02 08:00 | 0.22
2016-04-02 09:00 | 0.73
2016-04-02 10:00 | 1.02
2016-04-02 11:00 | 1.25
2016-04-02 12:00 | 1.13
2016-04-02 13:00 | 1.16
2016-04-02 14:00 | 1.18
2016-04-02 15:00 | 0.84
2016-04-02 16:00 | 0.46
2016-04-02 17:00 | 0.34
2016-04-02 18:00 | 0.06
2016-04-02 19:00 | 0
2016-04-02 20:00 | 0
2016-04-02 21:00 | 0
2016-04-02 22:00 | 0
2016-04-02 23:00 | 0
2016-04-03 | 0
2016-04-03 01:00 | 0
2016-04-03 02:00 | 0
2016-04-03 03:00 | 0
2016-04-03 04:00 | 0
2016-04-03 05:00 | 0
2016-04-03 06:00 | 0
2016-04-03 07:00 | 0.01
2016-04-03 08:00 | 0.16
2016-04-03 09:00 | 0.5
2016-04-03 10:00 | 1.12
2016-04-03 11:00 | 1.12
2016-04-03 12:00 | 1.2
2016-04-03 13:00 | 1.37
2016-04-03 14:00 | 1.12
2016-04-03 15:00 | 0.74
2016-04-03 16:00 | 0.6
2016-04-03 17:00 | 0.33
2016-04-03 18:00 | 0.1
2016-04-03 19:00 | 0
2016-04-03 20:00 | 0
2016-04-03 21:00 | 0
2016-04-03 22:00 | 0
2016-04-03 23:00 | 0
2016-04-04 | 0
2016-04-04 01:00 | 0
2016-04-04 02:00 | 0
2016-04-04 03:00 | 0
2016-04-04 04:00 | 0
2016-04-04 05:00 | 0
2016-04-04 06:00 | 0
2016-04-04 07:00 | 0.02
2016-04-04 08:00 | 0.12
2016-04-04 09:00 | 0.53
2016-04-04 10:00 | 0.86
2016-04-04 11:00 | 1.31
2016-04-04 12:00 | 1.17
2016-04-04 13:00 | 1.32
2016-04-04 14:00 | 1.2
2016-04-04 15:00 | 1.16
2016-04-04 16:00 | 1
2016-04-04 17:00 | 0.63
2016-04-04 18:00 | 0.19
2016-04-04 19:00 | 0
2016-04-04 20:00 | 0
2016-04-04 21:00 | 0
2016-04-04 22:00 | 0
2016-04-04 23:00 | 0
2016-04-05 | 0
2016-04-05 01:00 | 0
2016-04-05 02:00 | 0
2016-04-05 03:00 | 0
2016-04-05 04:00 | 0
2016-04-05 05:00 | 0
2016-04-05 06:00 | 0
2016-04-05 07:00 | 0.02
2016-04-05 08:00 | 0.3
2016-04-05 09:00 | 0.75
2016-04-05 10:00 | 1.15
2016-04-05 11:00 | 1.27
2016-04-05 12:00 | 1.24
2016-04-05 13:00 | 1.08
2016-04-05 14:00 | 1.03
2016-04-05 15:00 | 0.91
2016-04-05 16:00 | 0.91
2016-04-05 17:00 | 0.58
2016-04-05 18:00 | 0.14
2016-04-05 19:00 | 0
2016-04-05 20:00 | 0
2016-04-05 21:00 | 0
2016-04-05 22:00 | 0
2016-04-05 23:00 | 0
2016-04-06 | 0
2016-04-06 01:00 | 0
2016-04-06 02:00 | 0
2016-04-06 03:00 | 0
2016-04-06 04:00 | 0
2016-04-06 05:00 | 0
2016-04-06 06:00 | 0
2016-04-06 07:00 | 0.01
2016-04-06 08:00 | 0.27
2016-04-06 09:00 | 0.87
2016-04-06 10:00 | 1.33
2016-04-06 11:00 | 1.6
2016-04-06 12:00 | 1.72
2016-04-06 13:00 | 1.69
2016-04-06 14:00 | 1.65
2016-04-06 15:00 | 1.46
2016-04-06 16:00 | 1.25
2016-04-06 17:00 | 0.6
2016-04-06 18:00 | 0.17
2016-04-06 19:00 | 0
2016-04-06 20:00 | 0
2016-04-06 21:00 | 0
2016-04-06 22:00 | 0
2016-04-06 23:00 | 0
2016-04-07 | 0
2016-04-07 01:00 | 0
2016-04-07 02:00 | 0
2016-04-07 03:00 | 0
2016-04-07 04:00 | 0
2016-04-07 05:00 | 0
2016-04-07 06:00 | 0
2016-04-07 07:00 | 0.02
2016-04-07 08:00 | 0.2
2016-04-07 09:00 | 0.56
2016-04-07 10:00 | 1.07
2016-04-07 11:00 | 1.07
2016-04-07 12:00 | 1.29
2016-04-07 13:00 | 1.05
2016-04-07 14:00 | 0.63
2016-04-07 15:00 | 0.84
2016-04-07 16:00 | 0.69
2016-04-07 17:00 | 0.57
2016-04-07 18:00 | 0.12
2016-04-07 19:00 | 0
2016-04-07 20:00 | 0
2016-04-07 21:00 | 0
2016-04-07 22:00 | 0
2016-04-07 23:00 | 0
2016-04-08 | 0
2016-04-08 01:00 | 0
2016-04-08 02:00 | 0
2016-04-08 03:00 | 0
2016-04-08 04:00 | 0
2016-04-08 05:00 | 0
2016-04-08 06:00 | 0
2016-04-08 07:00 | 0.03
2016-04-08 08:00 | 0.13
2016-04-08 09:00 | 0.39
2016-04-08 10:00 | 0.66
2016-04-08 11:00 | 0.9
2016-04-08 12:00 | 0.97
2016-04-08 13:00 | 0.9
2016-04-08 14:00 | 1.03
2016-04-08 15:00 | 0.94
2016-04-08 16:00 | 0.7
2016-04-08 17:00 | 0.52
2016-04-08 18:00 | 0.11
2016-04-08 19:00 | 0
2016-04-08 20:00 | 0
2016-04-08 21:00 | 0
2016-04-08 22:00 | 0
2016-04-08 23:00 | 0
2016-04-09 | 0
2016-04-09 01:00 | 0
2016-04-09 02:00 | 0
2016-04-09 03:00 | 0
2016-04-09 04:00 | 0
2016-04-09 05:00 | 0
2016-04-09 06:00 | 0
2016-04-09 07:00 | 0.01
2016-04-09 08:00 | 0.28
2016-04-09 09:00 | 0.67
2016-04-09 10:00 | 1.23
2016-04-09 11:00 | 1.12
2016-04-09 12:00 | 0.99
2016-04-09 13:00 | 1.01
2016-04-09 14:00 | 1.02
2016-04-09 15:00 | 1.06
2016-04-09 16:00 | 0.67
2016-04-09 17:00 | 0.43
2016-04-09 18:00 | 0.1
2016-04-09 19:00 | 0
2016-04-09 20:00 | 0
2016-04-09 21:00 | 0
2016-04-09 22:00 | 0
2016-04-09 23:00 | 0
2016-04-10 | 0
2016-04-10 01:00 | 0
2016-04-10 02:00 | 0
2016-04-10 03:00 | 0
2016-04-10 04:00 | 0
2016-04-10 05:00 | 0
2016-04-10 06:00 | 0
2016-04-10 07:00 | 0.02
2016-04-10 08:00 | 0.26
2016-04-10 09:00 | 0.82
2016-04-10 10:00 | 1.16
2016-04-10 11:00 | 1.23
2016-04-10 12:00 | 1.07
2016-04-10 13:00 | 1.39
2016-04-10 14:00 | 1.49
2016-04-10 15:00 | 0.88
2016-04-10 16:00 | 0.59
2016-04-10 17:00 | 0.17
2016-04-10 18:00 | 0.04
2016-04-10 19:00 | 0
2016-04-10 20:00 | 0
2016-04-10 21:00 | 0
2016-04-10 22:00 | 0
2016-04-10 23:00 | 0
2016-04-11 | 0
2016-04-11 01:00 | 0
2016-04-11 02:00 | 0
2016-04-11 03:00 | 0
2016-04-11 04:00 | 0
2016-04-11 05:00 | 0
2016-04-11 06:00 | 0
2016-04-11 07:00 | 0.01
2016-04-11 08:00 | 0.13
2016-04-11 09:00 | 0.56
2016-04-11 10:00 | 0.78
2016-04-11 11:00 | 0.79
2016-04-11 12:00 | 0.89
2016-04-11 13:00 | 1.07
2016-04-11 14:00 | 0.97
2016-04-11 15:00 | 0.7
2016-04-11 16:00 | 0.6
2016-04-11 17:00 | 0.32
2016-04-11 18:00 | 0.08
2016-04-11 19:00 | 0
2016-04-11 20:00 | 0
2016-04-11 21:00 | 0
2016-04-11 22:00 | 0
2016-04-11 23:00 | 0
2016-04-12 | 0
2016-04-12 01:00 | 0
2016-04-12 02:00 | 0
2016-04-12 03:00 | 0
2016-04-12 04:00 | 0
2016-04-12 05:00 | 0
2016-04-12 06:00 | 0
2016-04-12 07:00 | 0.01
2016-04-12 08:00 | 0.22
2016-04-12 09:00 | 0.63
2016-04-12 10:00 | 0.84
2016-04-12 11:00 | 1.08
2016-04-12 12:00 | 0.66
2016-04-12 13:00 | 0.6
2016-04-12 14:00 | 0.7
2016-04-12 15:00 | 0.54
2016-04-12 16:00 | 0.34
2016-04-12 17:00 | 0.13
2016-04-12 18:00 | 0.05
2016-04-12 19:00 | 0
2016-04-12 20:00 | 0
2016-04-12 21:00 | 0
2016-04-12 22:00 | 0
2016-04-12 23:00 | 0
2016-04-13 | 0
2016-04-13 01:00 | 0
2016-04-13 02:00 | 0
2016-04-13 03:00 | 0
2016-04-13 04:00 | 0
2016-04-13 05:00 | 0
2016-04-13 06:00 | 0
2016-04-13 07:00 | 0
2016-04-13 08:00 | 0.05
2016-04-13 09:00 | 0.16
2016-04-13 10:00 | 0.33
2016-04-13 11:00 | 0.62
2016-04-13 12:00 | 0.86
2016-04-13 13:00 | 0.86
2016-04-13 14:00 | 0.83
2016-04-13 15:00 | 0.58
2016-04-13 16:00 | 0.76
2016-04-13 17:00 | 0.38
2016-04-13 18:00 | 0.07
2016-04-13 19:00 | 0
2016-04-13 20:00 | 0
2016-04-13 21:00 | 0
2016-04-13 22:00 | 0
2016-04-13 23:00 | 0
2016-04-14 | 0
2016-04-14 01:00 | 0
2016-04-14 02:00 | 0
2016-04-14 03:00 | 0
2016-04-14 04:00 | 0
2016-04-14 05:00 | 0
2016-04-14 06:00 | 0
2016-04-14 07:00 | 0.03
2016-04-14 08:00 | 0.21
2016-04-14 09:00 | 0.49
2016-04-14 10:00 | 0.67
2016-04-14 11:00 | 0.77
2016-04-14 12:00 | 1.28
2016-04-14 13:00 | 1.42
2016-04-14 14:00 | 0.95
2016-04-14 15:00 | 1.02
2016-04-14 16:00 | 0.67
2016-04-14 17:00 | 0.55
2016-04-14 18:00 | 0.1
2016-04-14 19:00 | 0
2016-04-14 20:00 | 0
2016-04-14 21:00 | 0
2016-04-14 22:00 | 0
2016-04-14 23:00 | 0
2016-04-15 | 0
2016-04-15 01:00 | 0
2016-04-15 02:00 | 0
2016-04-15 03:00 | 0
2016-04-15 04:00 | 0
2016-04-15 05:00 | 0
2016-04-15 06:00 | 0
2016-04-15 07:00 | 0.01
2016-04-15 08:00 | 0.12
2016-04-15 09:00 | 0.57
2016-04-15 10:00 | 0.87
2016-04-15 11:00 | 1.39
2016-04-15 12:00 | 1.58
2016-04-15 13:00 | 1.69
2016-04-15 14:00 | 1.59
2016-04-15 15:00 | 1.46
2016-04-15 16:00 | 0.97
2016-04-15 17:00 | 0.48
2016-04-15 18:00 | 0.11
2016-04-15 19:00 | 0
2016-04-15 20:00 | 0
2016-04-15 21:00 | 0
2016-04-15 22:00 | 0
2016-04-15 23:00 | 0
2016-04-16 | 0
2016-04-16 01:00 | 0
2016-04-16 02:00 | 0
2016-04-16 03:00 | 0
2016-04-16 04:00 | 0
2016-04-16 05:00 | 0
2016-04-16 06:00 | 0
2016-04-16 07:00 | 0.02
2016-04-16 08:00 | 0.25
2016-04-16 09:00 | 0.91
2016-04-16 10:00 | 1.31
2016-04-16 11:00 | 1.6
2016-04-16 12:00 | 1.69
2016-04-16 13:00 | 1.67
2016-04-16 14:00 | 1.61
2016-04-16 15:00 | 1.45
2016-04-16 16:00 | 1.18
2016-04-16 17:00 | 0.49
2016-04-16 18:00 | 0.1
2016-04-16 19:00 | 0
2016-04-16 20:00 | 0
2016-04-16 21:00 | 0
2016-04-16 22:00 | 0
2016-04-16 23:00 | 0
2016-04-17 | 0
2016-04-17 01:00 | 0
2016-04-17 02:00 | 0
2016-04-17 03:00 | 0
2016-04-17 04:00 | 0
2016-04-17 05:00 | 0
2016-04-17 06:00 | 0
2016-04-17 07:00 | 0.01
2016-04-17 08:00 | 0.14
2016-04-17 09:00 | 0.59
2016-04-17 10:00 | 0.9
2016-04-17 11:00 | 1.14
2016-04-17 12:00 | 1.17
2016-04-17 13:00 | 1.25
2016-04-17 14:00 | 1.25
2016-04-17 15:00 | 1.43
2016-04-17 16:00 | 1.2
2016-04-17 17:00 | 0.49
2016-04-17 18:00 | 0.1
2016-04-17 19:00 | 0
2016-04-17 20:00 | 0
2016-04-17 21:00 | 0
2016-04-17 22:00 | 0
2016-04-17 23:00 | 0
2016-04-18 | 0
2016-04-18 01:00 | 0
2016-04-18 02:00 | 0
2016-04-18 03:00 | 0
2016-04-18 04:00 | 0
2016-04-18 05:00 | 0
2016-04-18 06:00 | 0
2016-04-18 07:00 | 0.01
2016-04-18 08:00 | 0.14
2016-04-18 09:00 | 0.72
2016-04-18 10:00 | 1.11
2016-04-18 11:00 | 1.46
2016-04-18 12:00 | 1.5
2016-04-18 13:00 | 1.45
2016-04-18 14:00 | 1.54
2016-04-18 15:00 | 1.27
2016-04-18 16:00 | 1.13
2016-04-18 17:00 | 0.27
2016-04-18 18:00 | 0.09
2016-04-18 19:00 | 0
2016-04-18 20:00 | 0
2016-04-18 21:00 | 0
2016-04-18 22:00 | 0
2016-04-18 23:00 | 0
2016-04-19 | 0
2016-04-19 01:00 | 0
2016-04-19 02:00 | 0
2016-04-19 03:00 | 0
2016-04-19 04:00 | 0
2016-04-19 05:00 | 0
2016-04-19 06:00 | 0
2016-04-19 07:00 | 0.01
2016-04-19 08:00 | 0.15
2016-04-19 09:00 | 0.66
2016-04-19 10:00 | 1
2016-04-19 11:00 | 1.42
2016-04-19 12:00 | 1.68
2016-04-19 13:00 | 1.64
2016-04-19 14:00 | 1.59
2016-04-19 15:00 | 1.41
2016-04-19 16:00 | 1.17
2016-04-19 17:00 | 0.27
2016-04-19 18:00 | 0.05
2016-04-19 19:00 | 0
2016-04-19 20:00 | 0
2016-04-19 21:00 | 0
2016-04-19 22:00 | 0
2016-04-19 23:00 | 0
2016-04-20 | 0
2016-04-20 01:00 | 0
2016-04-20 02:00 | 0
2016-04-20 03:00 | 0
2016-04-20 04:00 | 0
2016-04-20 05:00 | 0
2016-04-20 06:00 | 0
2016-04-20 07:00 | 0.01
2016-04-20 08:00 | 0.14
2016-04-20 09:00 | 0.54
2016-04-20 10:00 | 0.81
2016-04-20 11:00 | 0.89
2016-04-20 12:00 | 0.88
2016-04-20 13:00 | 0.91
2016-04-20 14:00 | 0.86
2016-04-20 15:00 | 0.76
2016-04-20 16:00 | 0.73
2016-04-20 17:00 | 0.24
2016-04-20 18:00 | 0.06
2016-04-20 19:00 | 0
2016-04-20 20:00 | 0
2016-04-20 21:00 | 0
2016-04-20 22:00 | 0
2016-04-20 23:00 | 0
2016-04-21 | 0
2016-04-21 01:00 | 0
2016-04-21 02:00 | 0
2016-04-21 03:00 | 0
2016-04-21 04:00 | 0
2016-04-21 05:00 | 0
2016-04-21 06:00 | 0
2016-04-21 07:00 | 0.01
2016-04-21 08:00 | 0.14
2016-04-21 09:00 | 0.55
2016-04-21 10:00 | 0.85
2016-04-21 11:00 | 1.45
2016-04-21 12:00 | 1.57
2016-04-21 13:00 | 1.63
2016-04-21 14:00 | 1.62
2016-04-21 15:00 | 1.11
2016-04-21 16:00 | 0.68
2016-04-21 17:00 | 0.12
2016-04-21 18:00 | 0.03
2016-04-21 19:00 | 0
2016-04-21 20:00 | 0
2016-04-21 21:00 | 0
2016-04-21 22:00 | 0
2016-04-21 23:00 | 0
2016-04-22 | 0
2016-04-22 01:00 | 0
2016-04-22 02:00 | 0
2016-04-22 03:00 | 0
2016-04-22 04:00 | 0
2016-04-22 05:00 | 0
2016-04-22 06:00 | 0
2016-04-22 07:00 | 0.01
2016-04-22 08:00 | 0.16
2016-04-22 09:00 | 0.55
2016-04-22 10:00 | 0.89
2016-04-22 11:00 | 1.18
2016-04-22 12:00 | 1.21
2016-04-22 13:00 | 1.14
2016-04-22 14:00 | 1
2016-04-22 15:00 | 0.92
2016-04-22 16:00 | 0.72
2016-04-22 17:00 | 0.22
2016-04-22 18:00 | 0.03
2016-04-22 19:00 | 0
2016-04-22 20:00 | 0
2016-04-22 21:00 | 0
2016-04-22 22:00 | 0
2016-04-22 23:00 | 0
2016-04-23 | 0
2016-04-23 01:00 | 0
2016-04-23 02:00 | 0
2016-04-23 03:00 | 0
2016-04-23 04:00 | 0
2016-04-23 05:00 | 0
2016-04-23 06:00 | 0
2016-04-23 07:00 | 0.01
2016-04-23 08:00 | 0.28
2016-04-23 09:00 | 0.86
2016-04-23 10:00 | 1.27
2016-04-23 11:00 | 1.54
2016-04-23 12:00 | 1.66
2016-04-23 13:00 | 1.58
2016-04-23 14:00 | 1.49
2016-04-23 15:00 | 1.25
2016-04-23 16:00 | 0.92
2016-04-23 17:00 | 0.53
2016-04-23 18:00 | 0.11
2016-04-23 19:00 | 0
2016-04-23 20:00 | 0
2016-04-23 21:00 | 0
2016-04-23 22:00 | 0
2016-04-23 23:00 | 0
2016-04-24 | 0
2016-04-24 01:00 | 0
2016-04-24 02:00 | 0
2016-04-24 03:00 | 0
2016-04-24 04:00 | 0
2016-04-24 05:00 | 0
2016-04-24 06:00 | 0
2016-04-24 07:00 | 0.01
2016-04-24 08:00 | 0.25
2016-04-24 09:00 | 0.91
2016-04-24 10:00 | 1.3
2016-04-24 11:00 | 1.51
2016-04-24 12:00 | 1.61
2016-04-24 13:00 | 1.65
2016-04-24 14:00 | 1.62
2016-04-24 15:00 | 1.4
2016-04-24 16:00 | 1.11
2016-04-24 17:00 | 0.51
2016-04-24 18:00 | 0.08
2016-04-24 19:00 | 0
2016-04-24 20:00 | 0
2016-04-24 21:00 | 0
2016-04-24 22:00 | 0
2016-04-24 23:00 | 0
2016-04-25 | 0
2016-04-25 01:00 | 0
2016-04-25 02:00 | 0
2016-04-25 03:00 | 0
2016-04-25 04:00 | 0
2016-04-25 05:00 | 0
2016-04-25 06:00 | 0
2016-04-25 07:00 | 0.01
2016-04-25 08:00 | 0.17
2016-04-25 09:00 | 0.6
2016-04-25 10:00 | 0.88
2016-04-25 11:00 | 1.15
2016-04-25 12:00 | 1.33
2016-04-25 13:00 | 1.43
2016-04-25 14:00 | 1.16
2016-04-25 15:00 | 1.18
2016-04-25 16:00 | 0.92
2016-04-25 17:00 | 0.37
2016-04-25 18:00 | 0.03
2016-04-25 19:00 | 0
2016-04-25 20:00 | 0
2016-04-25 21:00 | 0
2016-04-25 22:00 | 0
2016-04-25 23:00 | 0
2016-04-26 | 0
2016-04-26 01:00 | 0
2016-04-26 02:00 | 0
2016-04-26 03:00 | 0
2016-04-26 04:00 | 0
2016-04-26 05:00 | 0
2016-04-26 06:00 | 0
2016-04-26 07:00 | 0.01
2016-04-26 08:00 | 0.17
2016-04-26 09:00 | 0.56
2016-04-26 10:00 | 0.82
2016-04-26 11:00 | 0.97
2016-04-26 12:00 | 1.06
2016-04-26 13:00 | 1.06
2016-04-26 14:00 | 1.01
2016-04-26 15:00 | 0.88
2016-04-26 16:00 | 0.7
2016-04-26 17:00 | 0.21
2016-04-26 18:00 | 0.03
2016-04-26 19:00 | 0
2016-04-26 20:00 | 0
2016-04-26 21:00 | 0
2016-04-26 22:00 | 0
2016-04-26 23:00 | 0
2016-04-27 | 0
2016-04-27 01:00 | 0
2016-04-27 02:00 | 0
2016-04-27 03:00 | 0
2016-04-27 04:00 | 0
2016-04-27 05:00 | 0
2016-04-27 06:00 | 0
2016-04-27 07:00 | 0.01
2016-04-27 08:00 | 0.21
2016-04-27 09:00 | 0.61
2016-04-27 10:00 | 1.05
2016-04-27 11:00 | 1.23
2016-04-27 12:00 | 1.42
2016-04-27 13:00 | 1.47
2016-04-27 14:00 | 1.4
2016-04-27 15:00 | 1.19
2016-04-27 16:00 | 0.98
2016-04-27 17:00 | 0.54
2016-04-27 18:00 | 0.11
2016-04-27 19:00 | 0
2016-04-27 20:00 | 0
2016-04-27 21:00 | 0
2016-04-27 22:00 | 0
2016-04-27 23:00 | 0
2016-04-28 | 0
2016-04-28 01:00 | 0
2016-04-28 02:00 | 0
2016-04-28 03:00 | 0
2016-04-28 04:00 | 0
2016-04-28 05:00 | 0
2016-04-28 06:00 | 0
2016-04-28 07:00 | 0.01
2016-04-28 08:00 | 0.17
2016-04-28 09:00 | 0.57
2016-04-28 10:00 | 1.15
2016-04-28 11:00 | 1.26
2016-04-28 12:00 | 1.36
2016-04-28 13:00 | 1.08
2016-04-28 14:00 | 0.89
2016-04-28 15:00 | 1.05
2016-04-28 16:00 | 1.05
2016-04-28 17:00 | 0.53
2016-04-28 18:00 | 0.09
2016-04-28 19:00 | 0
2016-04-28 20:00 | 0
2016-04-28 21:00 | 0
2016-04-28 22:00 | 0
2016-04-28 23:00 | 0
2016-04-29 | 0
2016-04-29 01:00 | 0
2016-04-29 02:00 | 0
2016-04-29 03:00 | 0
2016-04-29 04:00 | 0
2016-04-29 05:00 | 0
2016-04-29 06:00 | 0
2016-04-29 07:00 | 0.01
2016-04-29 08:00 | 0.27
2016-04-29 09:00 | 0.79
2016-04-29 10:00 | 1.24
2016-04-29 11:00 | 1.57
2016-04-29 12:00 | 1.55
2016-04-29 13:00 | 1.7
2016-04-29 14:00 | 1.59
2016-04-29 15:00 | 1.41
2016-04-29 16:00 | 1.13
2016-04-29 17:00 | 0.51
2016-04-29 18:00 | 0.1
2016-04-29 19:00 | 0
2016-04-29 20:00 | 0
2016-04-29 21:00 | 0
2016-04-29 22:00 | 0
2016-04-29 23:00 | 0
2016-04-30 | 0
2016-04-30 01:00 | 0
2016-04-30 02:00 | 0
2016-04-30 03:00 | 0
2016-04-30 04:00 | 0
2016-04-30 05:00 | 0
2016-04-30 06:00 | 0
2016-04-30 07:00 | 0.01
2016-04-30 08:00 | 0.27
2016-04-30 09:00 | 0.92
2016-04-30 10:00 | 1.28
2016-04-30 11:00 | 1.52
2016-04-30 12:00 | 1.72
2016-04-30 13:00 | 1.57
2016-04-30 14:00 | 1.52
2016-04-30 15:00 | 1.19
2016-04-30 16:00 | 0.98
2016-04-30 17:00 | 0.21
2016-04-30 18:00 | 0.03
2016-04-30 19:00 | 0
2016-04-30 20:00 | 0
2016-04-30 21:00 | 0
2016-04-30 22:00 | 0
2016-04-30 23:00 | 0
2016-05-01 | 0
2016-05-01 01:00 | 0
2016-05-01 02:00 | 0
2016-05-01 03:00 | 0
2016-05-01 04:00 | 0
2016-05-01 05:00 | 0
2016-05-01 06:00 | 0
2016-05-01 07:00 | 0.02
2016-05-01 08:00 | 0.15
2016-05-01 09:00 | 0.55
2016-05-01 10:00 | 0.83
2016-05-01 11:00 | 1.02
2016-05-01 12:00 | 1.12
2016-05-01 13:00 | 1.23
2016-05-01 14:00 | 1.36
2016-05-01 15:00 | 1.3
2016-05-01 16:00 | 1.09
2016-05-01 17:00 | 0.51
2016-05-01 18:00 | 0.09
2016-05-01 19:00 | 0
2016-05-01 20:00 | 0
2016-05-01 21:00 | 0
2016-05-01 22:00 | 0
2016-05-01 23:00 | 0
2016-05-02 | 0
2016-05-02 01:00 | 0
2016-05-02 02:00 | 0
2016-05-02 03:00 | 0
2016-05-02 04:00 | 0
2016-05-02 05:00 | 0
2016-05-02 06:00 | 0
2016-05-02 07:00 | 0.01
2016-05-02 08:00 | 0.23
2016-05-02 09:00 | 0.84
2016-05-02 10:00 | 1.24
2016-05-02 11:00 | 1.55
2016-05-02 12:00 | 1.62
2016-05-02 13:00 | 1.63
2016-05-02 14:00 | 1.54
2016-05-02 15:00 | 1.37
2016-05-02 16:00 | 1.03
2016-05-02 17:00 | 0.47
2016-05-02 18:00 | 0.09
2016-05-02 19:00 | 0
2016-05-02 20:00 | 0
2016-05-02 21:00 | 0
2016-05-02 22:00 | 0
2016-05-02 23:00 | 0
2016-05-03 | 0
2016-05-03 01:00 | 0
2016-05-03 02:00 | 0
2016-05-03 03:00 | 0
2016-05-03 04:00 | 0
2016-05-03 05:00 | 0
2016-05-03 06:00 | 0
2016-05-03 07:00 | 0.01
2016-05-03 08:00 | 0.15
2016-05-03 09:00 | 0.59
2016-05-03 10:00 | 0.93
2016-05-03 11:00 | 1.11
2016-05-03 12:00 | 1.09
2016-05-03 13:00 | 1.41
2016-05-03 14:00 | 1.27
2016-05-03 15:00 | 1.04
2016-05-03 16:00 | 0.8
2016-05-03 17:00 | 0.17
2016-05-03 18:00 | 0.04
2016-05-03 19:00 | 0
2016-05-03 20:00 | 0
2016-05-03 21:00 | 0
2016-05-03 22:00 | 0
2016-05-03 23:00 | 0
2016-05-04 | 0
2016-05-04 01:00 | 0
2016-05-04 02:00 | 0
2016-05-04 03:00 | 0
2016-05-04 04:00 | 0
2016-05-04 05:00 | 0
2016-05-04 06:00 | 0
2016-05-04 07:00 | 0
2016-05-04 08:00 | 0.12
2016-05-04 09:00 | 0.34
2016-05-04 10:00 | 0.55
2016-05-04 11:00 | 0.57
2016-05-04 12:00 | 0.79
2016-05-04 13:00 | 1.25
2016-05-04 14:00 | 1.27
2016-05-04 15:00 | 0.85
2016-05-04 16:00 | 1
2016-05-04 17:00 | 0.46
2016-05-04 18:00 | 0.08
2016-05-04 19:00 | 0
2016-05-04 20:00 | 0
2016-05-04 21:00 | 0
2016-05-04 22:00 | 0
2016-05-04 23:00 | 0
2016-05-05 | 0
2016-05-05 01:00 | 0
2016-05-05 02:00 | 0
2016-05-05 03:00 | 0
2016-05-05 04:00 | 0
2016-05-05 05:00 | 0
2016-05-05 06:00 | 0
2016-05-05 07:00 | 0.01
2016-05-05 08:00 | 0.19
2016-05-05 09:00 | 0.49
2016-05-05 10:00 | 0.87
2016-05-05 11:00 | 1.02
2016-05-05 12:00 | 1.12
2016-05-05 13:00 | 0.95
2016-05-05 14:00 | 0.95
2016-05-05 15:00 | 0.97
2016-05-05 16:00 | 0.49
2016-05-05 17:00 | 0.21
2016-05-05 18:00 | 0.03
2016-05-05 19:00 | 0
2016-05-05 20:00 | 0
2016-05-05 21:00 | 0
2016-05-05 22:00 | 0
2016-05-05 23:00 | 0
2016-05-06 | 0
2016-05-06 01:00 | 0
2016-05-06 02:00 | 0
2016-05-06 03:00 | 0
2016-05-06 04:00 | 0
2016-05-06 05:00 | 0
2016-05-06 06:00 | 0
2016-05-06 07:00 | 0
2016-05-06 08:00 | 0.14
2016-05-06 09:00 | 0.52
2016-05-06 10:00 | 0.74
2016-05-06 11:00 | 0.94
2016-05-06 12:00 | 0.95
2016-05-06 13:00 | 0.93
2016-05-06 14:00 | 0.86
2016-05-06 15:00 | 0.66
2016-05-06 16:00 | 0.45
2016-05-06 17:00 | 0.12
2016-05-06 18:00 | 0.02
2016-05-06 19:00 | 0
2016-05-06 20:00 | 0
2016-05-06 21:00 | 0
2016-05-06 22:00 | 0
2016-05-06 23:00 | 0
2016-05-07 | 0
2016-05-07 01:00 | 0
2016-05-07 02:00 | 0
2016-05-07 03:00 | 0
2016-05-07 04:00 | 0
2016-05-07 05:00 | 0
2016-05-07 06:00 | 0
2016-05-07 07:00 | 0
2016-05-07 08:00 | 0.12
2016-05-07 09:00 | 0.52
2016-05-07 10:00 | 0.8
2016-05-07 11:00 | 0.98
2016-05-07 12:00 | 1.07
2016-05-07 13:00 | 1.18
2016-05-07 14:00 | 1.06
2016-05-07 15:00 | 0.96
2016-05-07 16:00 | 0.52
2016-05-07 17:00 | 0.1
2016-05-07 18:00 | 0.01
2016-05-07 19:00 | 0
2016-05-07 20:00 | 0
2016-05-07 21:00 | 0
2016-05-07 22:00 | 0
2016-05-07 23:00 | 0
2016-05-08 | 0
2016-05-08 01:00 | 0
2016-05-08 02:00 | 0
2016-05-08 03:00 | 0
2016-05-08 04:00 | 0
2016-05-08 05:00 | 0
2016-05-08 06:00 | 0
2016-05-08 07:00 | 0
2016-05-08 08:00 | 0.1
2016-05-08 09:00 | 0.49
2016-05-08 10:00 | 0.7
2016-05-08 11:00 | 0.82
2016-05-08 12:00 | 0.91
2016-05-08 13:00 | 0.91
2016-05-08 14:00 | 0.83
2016-05-08 15:00 | 0.69
2016-05-08 16:00 | 0.45
2016-05-08 17:00 | 0.05
2016-05-08 18:00 | 0.01
2016-05-08 19:00 | 0
2016-05-08 20:00 | 0
2016-05-08 21:00 | 0
2016-05-08 22:00 | 0
2016-05-08 23:00 | 0
2016-05-09 | 0
2016-05-09 01:00 | 0
2016-05-09 02:00 | 0
2016-05-09 03:00 | 0
2016-05-09 04:00 | 0
2016-05-09 05:00 | 0
2016-05-09 06:00 | 0
2016-05-09 07:00 | 0.01
2016-05-09 08:00 | 0.16
2016-05-09 09:00 | 0.48
2016-05-09 10:00 | 0.75
2016-05-09 11:00 | 0.96
2016-05-09 12:00 | 1.2
2016-05-09 13:00 | 1.13
2016-05-09 14:00 | 0.81
2016-05-09 15:00 | 0.7
2016-05-09 16:00 | 0.44
2016-05-09 17:00 | 0.09
2016-05-09 18:00 | 0.01
2016-05-09 19:00 | 0
2016-05-09 20:00 | 0
2016-05-09 21:00 | 0
2016-05-09 22:00 | 0
2016-05-09 23:00 | 0
2016-05-10 | 0
2016-05-10 01:00 | 0
2016-05-10 02:00 | 0
2016-05-10 03:00 | 0
2016-05-10 04:00 | 0
2016-05-10 05:00 | 0
2016-05-10 06:00 | 0
2016-05-10 07:00 | 0.01
2016-05-10 08:00 | 0.14
2016-05-10 09:00 | 0.51
2016-05-10 10:00 | 0.84
2016-05-10 11:00 | 0.99
2016-05-10 12:00 | 1.02
2016-05-10 13:00 | 1.12
2016-05-10 14:00 | 1.14
2016-05-10 15:00 | 0.84
2016-05-10 16:00 | 0.43
2016-05-10 17:00 | 0.1
2016-05-10 18:00 | 0.02
2016-05-10 19:00 | 0
2016-05-10 20:00 | 0
2016-05-10 21:00 | 0
2016-05-10 22:00 | 0
2016-05-10 23:00 | 0
2016-05-11 | 0
2016-05-11 01:00 | 0
2016-05-11 02:00 | 0
2016-05-11 03:00 | 0
2016-05-11 04:00 | 0
2016-05-11 05:00 | 0
2016-05-11 06:00 | 0
2016-05-11 07:00 | 0.01
2016-05-11 08:00 | 0.14
2016-05-11 09:00 | 0.52
2016-05-11 10:00 | 0.81
2016-05-11 11:00 | 1.05
2016-05-11 12:00 | 0.98
2016-05-11 13:00 | 0.69
2016-05-11 14:00 | 0.79
2016-05-11 15:00 | 0.56
2016-05-11 16:00 | 0.22
2016-05-11 17:00 | 0.1
2016-05-11 18:00 | 0.02
2016-05-11 19:00 | 0
2016-05-11 20:00 | 0
2016-05-11 21:00 | 0
2016-05-11 22:00 | 0
2016-05-11 23:00 | 0
2016-05-12 | 0
2016-05-12 01:00 | 0
2016-05-12 02:00 | 0
2016-05-12 03:00 | 0
2016-05-12 04:00 | 0
2016-05-12 05:00 | 0
2016-05-12 06:00 | 0
2016-05-12 07:00 | 0.01
2016-05-12 08:00 | 0.14
2016-05-12 09:00 | 0.47
2016-05-12 10:00 | 0.85
2016-05-12 11:00 | 0.93
2016-05-12 12:00 | 0.96
2016-05-12 13:00 | 1.1
2016-05-12 14:00 | 0.74
2016-05-12 15:00 | 0.62
2016-05-12 16:00 | 0.45
2016-05-12 17:00 | 0.16
2016-05-12 18:00 | 0.02
2016-05-12 19:00 | 0
2016-05-12 20:00 | 0
2016-05-12 21:00 | 0
2016-05-12 22:00 | 0
2016-05-12 23:00 | 0
2016-05-13 | 0
2016-05-13 01:00 | 0
2016-05-13 02:00 | 0
2016-05-13 03:00 | 0
2016-05-13 04:00 | 0
2016-05-13 05:00 | 0
2016-05-13 06:00 | 0
2016-05-13 07:00 | 0
2016-05-13 08:00 | 0.09
2016-05-13 09:00 | 0.34
2016-05-13 10:00 | 0.53
2016-05-13 11:00 | 0.61
2016-05-13 12:00 | 0.64
2016-05-13 13:00 | 0.78
2016-05-13 14:00 | 0.78
2016-05-13 15:00 | 0.63
2016-05-13 16:00 | 0.4
2016-05-13 17:00 | 0.14
2016-05-13 18:00 | 0.02
2016-05-13 19:00 | 0
2016-05-13 20:00 | 0
2016-05-13 21:00 | 0
2016-05-13 22:00 | 0
2016-05-13 23:00 | 0
2016-05-14 | 0
2016-05-14 01:00 | 0
2016-05-14 02:00 | 0
2016-05-14 03:00 | 0
2016-05-14 04:00 | 0
2016-05-14 05:00 | 0
2016-05-14 06:00 | 0
2016-05-14 07:00 | 0
2016-05-14 08:00 | 0.11
2016-05-14 09:00 | 0.39
2016-05-14 10:00 | 0.59
2016-05-14 11:00 | 0.83
2016-05-14 12:00 | 0.85
2016-05-14 13:00 | 0.71
2016-05-14 14:00 | 0.63
2016-05-14 15:00 | 0.69
2016-05-14 16:00 | 0.54
2016-05-14 17:00 | 0.18
2016-05-14 18:00 | 0.03
2016-05-14 19:00 | 0
2016-05-14 20:00 | 0
2016-05-14 21:00 | 0
2016-05-14 22:00 | 0
2016-05-14 23:00 | 0
2016-05-15 | 0
2016-05-15 01:00 | 0
2016-05-15 02:00 | 0
2016-05-15 03:00 | 0
2016-05-15 04:00 | 0
2016-05-15 05:00 | 0
2016-05-15 06:00 | 0
2016-05-15 07:00 | 0
2016-05-15 08:00 | 0.18
2016-05-15 09:00 | 0.52
2016-05-15 10:00 | 0.92
2016-05-15 11:00 | 0.98
2016-05-15 12:00 | 1.23
2016-05-15 13:00 | 1.11
2016-05-15 14:00 | 1.01
2016-05-15 15:00 | 0.53
2016-05-15 16:00 | 0.29
2016-05-15 17:00 | 0.06
2016-05-15 18:00 | 0.01
2016-05-15 19:00 | 0
2016-05-15 20:00 | 0
2016-05-15 21:00 | 0
2016-05-15 22:00 | 0
2016-05-15 23:00 | 0
2016-05-16 | 0
2016-05-16 01:00 | 0
2016-05-16 02:00 | 0
2016-05-16 03:00 | 0
2016-05-16 04:00 | 0
2016-05-16 05:00 | 0
2016-05-16 06:00 | 0
2016-05-16 07:00 | 0
2016-05-16 08:00 | 0.06
2016-05-16 09:00 | 0.27
2016-05-16 10:00 | 0.41
2016-05-16 11:00 | 0.63
2016-05-16 12:00 | 0.72
2016-05-16 13:00 | 1.01
2016-05-16 14:00 | 0.81
2016-05-16 15:00 | 0.63
2016-05-16 16:00 | 0.29
2016-05-16 17:00 | 0.13
2016-05-16 18:00 | 0.02
2016-05-16 19:00 | 0
2016-05-16 20:00 | 0
2016-05-16 21:00 | 0
2016-05-16 22:00 | 0
2016-05-16 23:00 | 0
2016-05-17 | 0
2016-05-17 01:00 | 0
2016-05-17 02:00 | 0
2016-05-17 03:00 | 0
2016-05-17 04:00 | 0
2016-05-17 05:00 | 0
2016-05-17 06:00 | 0
2016-05-17 07:00 | 0
2016-05-17 08:00 | 0.08
2016-05-17 09:00 | 0.26
2016-05-17 10:00 | 0.63
2016-05-17 11:00 | 0.75
2016-05-17 12:00 | 0.71
2016-05-17 13:00 | 0.57
2016-05-17 14:00 | 0.56
2016-05-17 15:00 | 0.37
2016-05-17 16:00 | 0.22
2016-05-17 17:00 | 0.12
2016-05-17 18:00 | 0.02
2016-05-17 19:00 | 0
2016-05-17 20:00 | 0
2016-05-17 21:00 | 0
2016-05-17 22:00 | 0
2016-05-17 23:00 | 0
2016-05-18 | 0
2016-05-18 01:00 | 0
2016-05-18 02:00 | 0
2016-05-18 03:00 | 0
2016-05-18 04:00 | 0
2016-05-18 05:00 | 0
2016-05-18 06:00 | 0
2016-05-18 07:00 | 0
2016-05-18 08:00 | 0.07
2016-05-18 09:00 | 0.21
2016-05-18 10:00 | 0.4
2016-05-18 11:00 | 0.5
2016-05-18 12:00 | 0.56
2016-05-18 13:00 | 0.72
2016-05-18 14:00 | 0.63
2016-05-18 15:00 | 0.49
2016-05-18 16:00 | 0.34
2016-05-18 17:00 | 0.12
2016-05-18 18:00 | 0.02
2016-05-18 19:00 | 0
2016-05-18 20:00 | 0
2016-05-18 21:00 | 0
2016-05-18 22:00 | 0
2016-05-18 23:00 | 0
2016-05-19 | 0
2016-05-19 01:00 | 0
2016-05-19 02:00 | 0
2016-05-19 03:00 | 0
2016-05-19 04:00 | 0
2016-05-19 05:00 | 0
2016-05-19 06:00 | 0
2016-05-19 07:00 | 0
2016-05-19 08:00 | 0.07
2016-05-19 09:00 | 0.2
2016-05-19 10:00 | 0.34
2016-05-19 11:00 | 0.37
2016-05-19 12:00 | 0.46
2016-05-19 13:00 | 0.21
2016-05-19 14:00 | 0.23
2016-05-19 15:00 | 0.19
2016-05-19 16:00 | 0.14
2016-05-19 17:00 | 0.06
2016-05-19 18:00 | 0.01
2016-05-19 19:00 | 0
2016-05-19 20:00 | 0
2016-05-19 21:00 | 0
2016-05-19 22:00 | 0
2016-05-19 23:00 | 0
2016-05-20 | 0
2016-05-20 01:00 | 0
2016-05-20 02:00 | 0
2016-05-20 03:00 | 0
2016-05-20 04:00 | 0
2016-05-20 05:00 | 0
2016-05-20 06:00 | 0
2016-05-20 07:00 | 0
2016-05-20 08:00 | 0.05
2016-05-20 09:00 | 0.16
2016-05-20 10:00 | 0.29
2016-05-20 11:00 | 0.52
2016-05-20 12:00 | 0.46
2016-05-20 13:00 | 0.51
2016-05-20 14:00 | 0.4
2016-05-20 15:00 | 0.25
2016-05-20 16:00 | 0.16
2016-05-20 17:00 | 0.08
2016-05-20 18:00 | 0.01
2016-05-20 19:00 | 0
2016-05-20 20:00 | 0
2016-05-20 21:00 | 0
2016-05-20 22:00 | 0
2016-05-20 23:00 | 0
2016-05-21 | 0
2016-05-21 01:00 | 0
2016-05-21 02:00 | 0
2016-05-21 03:00 | 0
2016-05-21 04:00 | 0
2016-05-21 05:00 | 0
2016-05-21 06:00 | 0
2016-05-21 07:00 | 0
2016-05-21 08:00 | 0.09
2016-05-21 09:00 | 0.4
2016-05-21 10:00 | 0.7
2016-05-21 11:00 | 0.67
2016-05-21 12:00 | 0.78
2016-05-21 13:00 | 0.75
2016-05-21 14:00 | 0.52
2016-05-21 15:00 | 0.34
2016-05-21 16:00 | 0.17
2016-05-21 17:00 | 0.07
2016-05-21 18:00 | 0.01
2016-05-21 19:00 | 0
2016-05-21 20:00 | 0
2016-05-21 21:00 | 0
2016-05-21 22:00 | 0
2016-05-21 23:00 | 0
2016-05-22 | 0
2016-05-22 01:00 | 0
2016-05-22 02:00 | 0
2016-05-22 03:00 | 0
2016-05-22 04:00 | 0
2016-05-22 05:00 | 0
2016-05-22 06:00 | 0
2016-05-22 07:00 | 0
2016-05-22 08:00 | 0.05
2016-05-22 09:00 | 0.13
2016-05-22 10:00 | 0.2
2016-05-22 11:00 | 0.32
2016-05-22 12:00 | 0.39
2016-05-22 13:00 | 0.48
2016-05-22 14:00 | 0.41
2016-05-22 15:00 | 0.29
2016-05-22 16:00 | 0.2
2016-05-22 17:00 | 0.09
2016-05-22 18:00 | 0.01
2016-05-22 19:00 | 0
2016-05-22 20:00 | 0
2016-05-22 21:00 | 0
2016-05-22 22:00 | 0
2016-05-22 23:00 | 0
2016-05-23 | 0
2016-05-23 01:00 | 0
2016-05-23 02:00 | 0
2016-05-23 03:00 | 0
2016-05-23 04:00 | 0
2016-05-23 05:00 | 0
2016-05-23 06:00 | 0
2016-05-23 07:00 | 0
2016-05-23 08:00 | 0.16
2016-05-23 09:00 | 0.59
2016-05-23 10:00 | 1.03
2016-05-23 11:00 | 1.15
2016-05-23 12:00 | 1.25
2016-05-23 13:00 | 1.27
2016-05-23 14:00 | 0.98
2016-05-23 15:00 | 0.87
2016-05-23 16:00 | 0.68
2016-05-23 17:00 | 0.39
2016-05-23 18:00 | 0.06
2016-05-23 19:00 | 0
2016-05-23 20:00 | 0
2016-05-23 21:00 | 0
2016-05-23 22:00 | 0
2016-05-23 23:00 | 0
2016-05-24 | 0
2016-05-24 01:00 | 0
2016-05-24 02:00 | 0
2016-05-24 03:00 | 0
2016-05-24 04:00 | 0
2016-05-24 05:00 | 0
2016-05-24 06:00 | 0
2016-05-24 07:00 | 0
2016-05-24 08:00 | 0.1
2016-05-24 09:00 | 0.33
2016-05-24 10:00 | 0.74
2016-05-24 11:00 | 1.19
2016-05-24 12:00 | 1.37
2016-05-24 13:00 | 1.5
2016-05-24 14:00 | 1.5
2016-05-24 15:00 | 1.14
2016-05-24 16:00 | 0.89
2016-05-24 17:00 | 0.45
2016-05-24 18:00 | 0.06
2016-05-24 19:00 | 0
2016-05-24 20:00 | 0
2016-05-24 21:00 | 0
2016-05-24 22:00 | 0
2016-05-24 23:00 | 0
2016-05-25 | 0
2016-05-25 01:00 | 0
2016-05-25 02:00 | 0
2016-05-25 03:00 | 0
2016-05-25 04:00 | 0
2016-05-25 05:00 | 0
2016-05-25 06:00 | 0
2016-05-25 07:00 | 0
2016-05-25 08:00 | 0.19
2016-05-25 09:00 | 0.76
2016-05-25 10:00 | 1.22
2016-05-25 11:00 | 1.42
2016-05-25 12:00 | 1.56
2016-05-25 13:00 | 1.58
2016-05-25 14:00 | 1.49
2016-05-25 15:00 | 1.33
2016-05-25 16:00 | 0.9
2016-05-25 17:00 | 0.29
2016-05-25 18:00 | 0.04
2016-05-25 19:00 | 0
2016-05-25 20:00 | 0
2016-05-25 21:00 | 0
2016-05-25 22:00 | 0
2016-05-25 23:00 | 0
2016-05-26 | 0
2016-05-26 01:00 | 0
2016-05-26 02:00 | 0
2016-05-26 03:00 | 0
2016-05-26 04:00 | 0
2016-05-26 05:00 | 0
2016-05-26 06:00 | 0
2016-05-26 07:00 | 0
2016-05-26 08:00 | 0.1
2016-05-26 09:00 | 0.25
2016-05-26 10:00 | 0.87
2016-05-26 11:00 | 0.89
2016-05-26 12:00 | 0.71
2016-05-26 13:00 | 1.03
2016-05-26 14:00 | 0.81
2016-05-26 15:00 | 0.49
2016-05-26 16:00 | 0.31
2016-05-26 17:00 | 0.13
2016-05-26 18:00 | 0.01
2016-05-26 19:00 | 0
2016-05-26 20:00 | 0
2016-05-26 21:00 | 0
2016-05-26 22:00 | 0
2016-05-26 23:00 | 0
2016-05-27 | 0
2016-05-27 01:00 | 0
2016-05-27 02:00 | 0
2016-05-27 03:00 | 0
2016-05-27 04:00 | 0
2016-05-27 05:00 | 0
2016-05-27 06:00 | 0
2016-05-27 07:00 | 0
2016-05-27 08:00 | 0.09
2016-05-27 09:00 | 0.42
2016-05-27 10:00 | 0.39
2016-05-27 11:00 | 0.73
2016-05-27 12:00 | 0.94
2016-05-27 13:00 | 0.89
2016-05-27 14:00 | 0.92
2016-05-27 15:00 | 0.66
2016-05-27 16:00 | 0.43
2016-05-27 17:00 | 0.13
2016-05-27 18:00 | 0.02
2016-05-27 19:00 | 0
2016-05-27 20:00 | 0
2016-05-27 21:00 | 0
2016-05-27 22:00 | 0
2016-05-27 23:00 | 0
2016-05-28 | 0
2016-05-28 01:00 | 0
2016-05-28 02:00 | 0
2016-05-28 03:00 | 0
2016-05-28 04:00 | 0
2016-05-28 05:00 | 0
2016-05-28 06:00 | 0
2016-05-28 07:00 | 0
2016-05-28 08:00 | 0.09
2016-05-28 09:00 | 0.28
2016-05-28 10:00 | 0.69
2016-05-28 11:00 | 1.01
2016-05-28 12:00 | 1.17
2016-05-28 13:00 | 1.09
2016-05-28 14:00 | 0.99
2016-05-28 15:00 | 0.7
2016-05-28 16:00 | 0.44
2016-05-28 17:00 | 0.08
2016-05-28 18:00 | 0.01
2016-05-28 19:00 | 0
2016-05-28 20:00 | 0
2016-05-28 21:00 | 0
2016-05-28 22:00 | 0
2016-05-28 23:00 | 0
2016-05-29 | 0
2016-05-29 01:00 | 0
2016-05-29 02:00 | 0
2016-05-29 03:00 | 0
2016-05-29 04:00 | 0
2016-05-29 05:00 | 0
2016-05-29 06:00 | 0
2016-05-29 07:00 | 0
2016-05-29 08:00 | 0.1
2016-05-29 09:00 | 0.37
2016-05-29 10:00 | 0.79
2016-05-29 11:00 | 0.87
2016-05-29 12:00 | 0.82
2016-05-29 13:00 | 0.82
2016-05-29 14:00 | 0.73
2016-05-29 15:00 | 0.66
2016-05-29 16:00 | 0.42
2016-05-29 17:00 | 0.08
2016-05-29 18:00 | 0.01
2016-05-29 19:00 | 0
2016-05-29 20:00 | 0
2016-05-29 21:00 | 0
2016-05-29 22:00 | 0
2016-05-29 23:00 | 0
2016-05-30 | 0
2016-05-30 01:00 | 0
2016-05-30 02:00 | 0
2016-05-30 03:00 | 0
2016-05-30 04:00 | 0
2016-05-30 05:00 | 0
2016-05-30 06:00 | 0
2016-05-30 07:00 | 0
2016-05-30 08:00 | 0.1
2016-05-30 09:00 | 0.23
2016-05-30 10:00 | 0.39
2016-05-30 11:00 | 0.43
2016-05-30 12:00 | 0.57
2016-05-30 13:00 | 0.43
2016-05-30 14:00 | 0.41
2016-05-30 15:00 | 0.4
2016-05-30 16:00 | 0.2
2016-05-30 17:00 | 0.11
2016-05-30 18:00 | 0.01
2016-05-30 19:00 | 0
2016-05-30 20:00 | 0
2016-05-30 21:00 | 0
2016-05-30 22:00 | 0
2016-05-30 23:00 | 0
2016-05-31 | 0
2016-05-31 01:00 | 0
2016-05-31 02:00 | 0
2016-05-31 03:00 | 0
2016-05-31 04:00 | 0
2016-05-31 05:00 | 0
2016-05-31 06:00 | 0
2016-05-31 07:00 | 0
2016-05-31 08:00 | 0.11
2016-05-31 09:00 | 0.25
2016-05-31 10:00 | 0.64
2016-05-31 11:00 | 1.03
2016-05-31 12:00 | 1.01
2016-05-31 13:00 | 0.96
2016-05-31 14:00 | 0.8
2016-05-31 15:00 | 0.48
2016-05-31 16:00 | 0.24
2016-05-31 17:00 | 0.14
2016-05-31 18:00 | 0.01
2016-05-31 19:00 | 0
2016-05-31 20:00 | 0
2016-05-31 21:00 | 0
2016-05-31 22:00 | 0
2016-05-31 23:00 | 0
2016-06-01 | 0
2016-06-01 01:00 | 0
2016-06-01 02:00 | 0
2016-06-01 03:00 | 0
2016-06-01 04:00 | 0
2016-06-01 05:00 | 0
2016-06-01 06:00 | 0
2016-06-01 07:00 | 0
2016-06-01 08:00 | 0.09
2016-06-01 09:00 | 0.28
2016-06-01 10:00 | 0.73
2016-06-01 11:00 | 0.9
2016-06-01 12:00 | 0.92
2016-06-01 13:00 | 0.87
2016-06-01 14:00 | 0.74
2016-06-01 15:00 | 0.69
2016-06-01 16:00 | 0.42
2016-06-01 17:00 | 0.08
2016-06-01 18:00 | 0.01
2016-06-01 19:00 | 0
2016-06-01 20:00 | 0
2016-06-01 21:00 | 0
2016-06-01 22:00 | 0
2016-06-01 23:00 | 0
2016-06-02 | 0
2016-06-02 01:00 | 0
2016-06-02 02:00 | 0
2016-06-02 03:00 | 0
2016-06-02 04:00 | 0
2016-06-02 05:00 | 0
2016-06-02 06:00 | 0
2016-06-02 07:00 | 0
2016-06-02 08:00 | 0.05
2016-06-02 09:00 | 0.43
2016-06-02 10:00 | 0.61
2016-06-02 11:00 | 0.68
2016-06-02 12:00 | 0.63
2016-06-02 13:00 | 0.82
2016-06-02 14:00 | 0.62
2016-06-02 15:00 | 0.54
2016-06-02 16:00 | 0.35
2016-06-02 17:00 | 0.08
2016-06-02 18:00 | 0.01
2016-06-02 19:00 | 0
2016-06-02 20:00 | 0
2016-06-02 21:00 | 0
2016-06-02 22:00 | 0
2016-06-02 23:00 | 0
2016-06-03 | 0
2016-06-03 01:00 | 0
2016-06-03 02:00 | 0
2016-06-03 03:00 | 0
2016-06-03 04:00 | 0
2016-06-03 05:00 | 0
2016-06-03 06:00 | 0
2016-06-03 07:00 | 0
2016-06-03 08:00 | 0.06
2016-06-03 09:00 | 0.48
2016-06-03 10:00 | 0.8
2016-06-03 11:00 | 0.92
2016-06-03 12:00 | 1.02
2016-06-03 13:00 | 0.97
2016-06-03 14:00 | 0.87
2016-06-03 15:00 | 0.68
2016-06-03 16:00 | 0.42
2016-06-03 17:00 | 0.09
2016-06-03 18:00 | 0.01
2016-06-03 19:00 | 0
2016-06-03 20:00 | 0
2016-06-03 21:00 | 0
2016-06-03 22:00 | 0
2016-06-03 23:00 | 0
2016-06-04 | 0
2016-06-04 01:00 | 0
2016-06-04 02:00 | 0
2016-06-04 03:00 | 0
2016-06-04 04:00 | 0
2016-06-04 05:00 | 0
2016-06-04 06:00 | 0
2016-06-04 07:00 | 0
2016-06-04 08:00 | 0.06
2016-06-04 09:00 | 0.41
2016-06-04 10:00 | 0.61
2016-06-04 11:00 | 0.75
2016-06-04 12:00 | 0.83
2016-06-04 13:00 | 0.83
2016-06-04 14:00 | 0.86
2016-06-04 15:00 | 0.7
2016-06-04 16:00 | 0.46
2016-06-04 17:00 | 0.1
2016-06-04 18:00 | 0.01
2016-06-04 19:00 | 0
2016-06-04 20:00 | 0
2016-06-04 21:00 | 0
2016-06-04 22:00 | 0
2016-06-04 23:00 | 0
2016-06-05 | 0
2016-06-05 01:00 | 0
2016-06-05 02:00 | 0
2016-06-05 03:00 | 0
2016-06-05 04:00 | 0
2016-06-05 05:00 | 0
2016-06-05 06:00 | 0
2016-06-05 07:00 | 0
2016-06-05 08:00 | 0.08
2016-06-05 09:00 | 0.39
2016-06-05 10:00 | 0.45
2016-06-05 11:00 | 0.77
2016-06-05 12:00 | 0.88
2016-06-05 13:00 | 0.91
2016-06-05 14:00 | 0.83
2016-06-05 15:00 | 0.63
2016-06-05 16:00 | 0.4
2016-06-05 17:00 | 0.09
2016-06-05 18:00 | 0.02
2016-06-05 19:00 | 0
2016-06-05 20:00 | 0
2016-06-05 21:00 | 0
2016-06-05 22:00 | 0
2016-06-05 23:00 | 0
2016-06-06 | 0
2016-06-06 01:00 | 0
2016-06-06 02:00 | 0
2016-06-06 03:00 | 0
2016-06-06 04:00 | 0
2016-06-06 05:00 | 0
2016-06-06 06:00 | 0
2016-06-06 07:00 | 0
2016-06-06 08:00 | 0.06
2016-06-06 09:00 | 0.45
2016-06-06 10:00 | 0.68
2016-06-06 11:00 | 0.78
2016-06-06 12:00 | 0.8
2016-06-06 13:00 | 0.67
2016-06-06 14:00 | 0.66
2016-06-06 15:00 | 0.49
2016-06-06 16:00 | 0.21
2016-06-06 17:00 | 0.1
2016-06-06 18:00 | 0.01
2016-06-06 19:00 | 0
2016-06-06 20:00 | 0
2016-06-06 21:00 | 0
2016-06-06 22:00 | 0
2016-06-06 23:00 | 0
2016-06-07 | 0
2016-06-07 01:00 | 0
2016-06-07 02:00 | 0
2016-06-07 03:00 | 0
2016-06-07 04:00 | 0
2016-06-07 05:00 | 0
2016-06-07 06:00 | 0
2016-06-07 07:00 | 0
2016-06-07 08:00 | 0.07
2016-06-07 09:00 | 0.49
2016-06-07 10:00 | 0.82
2016-06-07 11:00 | 1.01
2016-06-07 12:00 | 1.04
2016-06-07 13:00 | 0.94
2016-06-07 14:00 | 0.83
2016-06-07 15:00 | 0.53
2016-06-07 16:00 | 0.34
2016-06-07 17:00 | 0.14
2016-06-07 18:00 | 0.02
2016-06-07 19:00 | 0
2016-06-07 20:00 | 0
2016-06-07 21:00 | 0
2016-06-07 22:00 | 0
2016-06-07 23:00 | 0
2016-06-08 | 0
2016-06-08 01:00 | 0
2016-06-08 02:00 | 0
2016-06-08 03:00 | 0
2016-06-08 04:00 | 0
2016-06-08 05:00 | 0
2016-06-08 06:00 | 0
2016-06-08 07:00 | 0
2016-06-08 08:00 | 0.1
2016-06-08 09:00 | 0.34
2016-06-08 10:00 | 0.67
2016-06-08 11:00 | 0.88
2016-06-08 12:00 | 1.03
2016-06-08 13:00 | 1.01
2016-06-08 14:00 | 0.78
2016-06-08 15:00 | 0.6
2016-06-08 16:00 | 0.4
2016-06-08 17:00 | 0.08
2016-06-08 18:00 | 0.01
2016-06-08 19:00 | 0
2016-06-08 20:00 | 0
2016-06-08 21:00 | 0
2016-06-08 22:00 | 0
2016-06-08 23:00 | 0
2016-06-09 | 0
2016-06-09 01:00 | 0
2016-06-09 02:00 | 0
2016-06-09 03:00 | 0
2016-06-09 04:00 | 0
2016-06-09 05:00 | 0
2016-06-09 06:00 | 0
2016-06-09 07:00 | 0
2016-06-09 08:00 | 0.08
2016-06-09 09:00 | 0.36
2016-06-09 10:00 | 0.69
2016-06-09 11:00 | 0.76
2016-06-09 12:00 | 0.99
2016-06-09 13:00 | 1.15
2016-06-09 14:00 | 0.93
2016-06-09 15:00 | 0.68
2016-06-09 16:00 | 0.53
2016-06-09 17:00 | 0.14
2016-06-09 18:00 | 0.02
2016-06-09 19:00 | 0
2016-06-09 20:00 | 0
2016-06-09 21:00 | 0
2016-06-09 22:00 | 0
2016-06-09 23:00 | 0
2016-06-10 | 0
2016-06-10 01:00 | 0
2016-06-10 02:00 | 0
2016-06-10 03:00 | 0
2016-06-10 04:00 | 0
2016-06-10 05:00 | 0
2016-06-10 06:00 | 0
2016-06-10 07:00 | 0
2016-06-10 08:00 | 0.08
2016-06-10 09:00 | 0.19
2016-06-10 10:00 | 0.6
2016-06-10 11:00 | 0.78
2016-06-10 12:00 | 1.03
2016-06-10 13:00 | 1.15
2016-06-10 14:00 | 1
2016-06-10 15:00 | 0.68
2016-06-10 16:00 | 0.51
2016-06-10 17:00 | 0.21
2016-06-10 18:00 | 0.03
2016-06-10 19:00 | 0
2016-06-10 20:00 | 0
2016-06-10 21:00 | 0
2016-06-10 22:00 | 0
2016-06-10 23:00 | 0
2016-06-11 | 0
2016-06-11 01:00 | 0
2016-06-11 02:00 | 0
2016-06-11 03:00 | 0
2016-06-11 04:00 | 0
2016-06-11 05:00 | 0
2016-06-11 06:00 | 0
2016-06-11 07:00 | 0
2016-06-11 08:00 | 0.07
2016-06-11 09:00 | 0.18
2016-06-11 10:00 | 0.3
2016-06-11 11:00 | 0.89
2016-06-11 12:00 | 0.94
2016-06-11 13:00 | 1.14
2016-06-11 14:00 | 1.26
2016-06-11 15:00 | 1.07
2016-06-11 16:00 | 0.57
2016-06-11 17:00 | 0.24
2016-06-11 18:00 | 0.01
2016-06-11 19:00 | 0
2016-06-11 20:00 | 0
2016-06-11 21:00 | 0
2016-06-11 22:00 | 0
2016-06-11 23:00 | 0
2016-06-12 | 0
2016-06-12 01:00 | 0
2016-06-12 02:00 | 0
2016-06-12 03:00 | 0
2016-06-12 04:00 | 0
2016-06-12 05:00 | 0
2016-06-12 06:00 | 0
2016-06-12 07:00 | 0
2016-06-12 08:00 | 0.07
2016-06-12 09:00 | 0.24
2016-06-12 10:00 | 0.32
2016-06-12 11:00 | 0.93
2016-06-12 12:00 | 1.21
2016-06-12 13:00 | 1.19
2016-06-12 14:00 | 0.87
2016-06-12 15:00 | 1
2016-06-12 16:00 | 0.73
2016-06-12 17:00 | 0.39
2016-06-12 18:00 | 0.06
2016-06-12 19:00 | 0
2016-06-12 20:00 | 0
2016-06-12 21:00 | 0
2016-06-12 22:00 | 0
2016-06-12 23:00 | 0
2016-06-13 | 0
2016-06-13 01:00 | 0
2016-06-13 02:00 | 0
2016-06-13 03:00 | 0
2016-06-13 04:00 | 0
2016-06-13 05:00 | 0
2016-06-13 06:00 | 0
2016-06-13 07:00 | 0
2016-06-13 08:00 | 0.05
2016-06-13 09:00 | 0.2
2016-06-13 10:00 | 0.48
2016-06-13 11:00 | 0.52
2016-06-13 12:00 | 0.93
2016-06-13 13:00 | 1.41
2016-06-13 14:00 | 1.2
2016-06-13 15:00 | 1.07
2016-06-13 16:00 | 0.75
2016-06-13 17:00 | 0.33
2016-06-13 18:00 | 0.04
2016-06-13 19:00 | 0
2016-06-13 20:00 | 0
2016-06-13 21:00 | 0
2016-06-13 22:00 | 0
2016-06-13 23:00 | 0
2016-06-14 | 0
2016-06-14 01:00 | 0
2016-06-14 02:00 | 0
2016-06-14 03:00 | 0
2016-06-14 04:00 | 0
2016-06-14 05:00 | 0
2016-06-14 06:00 | 0
2016-06-14 07:00 | 0
2016-06-14 08:00 | 0.1
2016-06-14 09:00 | 0.39
2016-06-14 10:00 | 0.79
2016-06-14 11:00 | 1.36
2016-06-14 12:00 | 1.32
2016-06-14 13:00 | 1.48
2016-06-14 14:00 | 1.31
2016-06-14 15:00 | 1.12
2016-06-14 16:00 | 0.91
2016-06-14 17:00 | 0.23
2016-06-14 18:00 | 0.03
2016-06-14 19:00 | 0
2016-06-14 20:00 | 0
2016-06-14 21:00 | 0
2016-06-14 22:00 | 0
2016-06-14 23:00 | 0
2016-06-15 | 0
2016-06-15 01:00 | 0
2016-06-15 02:00 | 0
2016-06-15 03:00 | 0
2016-06-15 04:00 | 0
2016-06-15 05:00 | 0
2016-06-15 06:00 | 0
2016-06-15 07:00 | 0
2016-06-15 08:00 | 0.16
2016-06-15 09:00 | 0.69
2016-06-15 10:00 | 0.65
2016-06-15 11:00 | 0.65
2016-06-15 12:00 | 0.88
2016-06-15 13:00 | 0.82
2016-06-15 14:00 | 0.62
2016-06-15 15:00 | 0.3
2016-06-15 16:00 | 0.18
2016-06-15 17:00 | 0.07
2016-06-15 18:00 | 0.01
2016-06-15 19:00 | 0
2016-06-15 20:00 | 0
2016-06-15 21:00 | 0
2016-06-15 22:00 | 0
2016-06-15 23:00 | 0
2016-06-16 | 0
2016-06-16 01:00 | 0
2016-06-16 02:00 | 0
2016-06-16 03:00 | 0
2016-06-16 04:00 | 0
2016-06-16 05:00 | 0
2016-06-16 06:00 | 0
2016-06-16 07:00 | 0
2016-06-16 08:00 | 0.06
2016-06-16 09:00 | 0.17
2016-06-16 10:00 | 0.34
2016-06-16 11:00 | 0.58
2016-06-16 12:00 | 0.9
2016-06-16 13:00 | 0.92
2016-06-16 14:00 | 1.01
2016-06-16 15:00 | 0.85
2016-06-16 16:00 | 0.57
2016-06-16 17:00 | 0.11
2016-06-16 18:00 | 0.01
2016-06-16 19:00 | 0
2016-06-16 20:00 | 0
2016-06-16 21:00 | 0
2016-06-16 22:00 | 0
2016-06-16 23:00 | 0
2016-06-17 | 0
2016-06-17 01:00 | 0
2016-06-17 02:00 | 0
2016-06-17 03:00 | 0
2016-06-17 04:00 | 0
2016-06-17 05:00 | 0
2016-06-17 06:00 | 0
2016-06-17 07:00 | 0
2016-06-17 08:00 | 0.02
2016-06-17 09:00 | 0.09
2016-06-17 10:00 | 0.18
2016-06-17 11:00 | 0.38
2016-06-17 12:00 | 0.52
2016-06-17 13:00 | 0.5
2016-06-17 14:00 | 0.49
2016-06-17 15:00 | 0.32
2016-06-17 16:00 | 0.2
2016-06-17 17:00 | 0.07
2016-06-17 18:00 | 0.01
2016-06-17 19:00 | 0
2016-06-17 20:00 | 0
2016-06-17 21:00 | 0
2016-06-17 22:00 | 0
2016-06-17 23:00 | 0
2016-06-18 | 0
2016-06-18 01:00 | 0
2016-06-18 02:00 | 0
2016-06-18 03:00 | 0
2016-06-18 04:00 | 0
2016-06-18 05:00 | 0
2016-06-18 06:00 | 0
2016-06-18 07:00 | 0
2016-06-18 08:00 | 0.08
2016-06-18 09:00 | 0.49
2016-06-18 10:00 | 1.03
2016-06-18 11:00 | 1.24
2016-06-18 12:00 | 1.18
2016-06-18 13:00 | 1.21
2016-06-18 14:00 | 1.15
2016-06-18 15:00 | 0.91
2016-06-18 16:00 | 0.41
2016-06-18 17:00 | 0.11
2016-06-18 18:00 | 0.01
2016-06-18 19:00 | 0
2016-06-18 20:00 | 0
2016-06-18 21:00 | 0
2016-06-18 22:00 | 0
2016-06-18 23:00 | 0
2016-06-19 | 0
2016-06-19 01:00 | 0
2016-06-19 02:00 | 0
2016-06-19 03:00 | 0
2016-06-19 04:00 | 0
2016-06-19 05:00 | 0
2016-06-19 06:00 | 0
2016-06-19 07:00 | 0
2016-06-19 08:00 | 0.04
2016-06-19 09:00 | 0.15
2016-06-19 10:00 | 0.23
2016-06-19 11:00 | 0.33
2016-06-19 12:00 | 0.48
2016-06-19 13:00 | 0.48
2016-06-19 14:00 | 0.37
2016-06-19 15:00 | 0.32
2016-06-19 16:00 | 0.15
2016-06-19 17:00 | 0.05
2016-06-19 18:00 | 0.01
2016-06-19 19:00 | 0
2016-06-19 20:00 | 0
2016-06-19 21:00 | 0
2016-06-19 22:00 | 0
2016-06-19 23:00 | 0
2016-06-20 | 0
2016-06-20 01:00 | 0
2016-06-20 02:00 | 0
2016-06-20 03:00 | 0
2016-06-20 04:00 | 0
2016-06-20 05:00 | 0
2016-06-20 06:00 | 0
2016-06-20 07:00 | 0
2016-06-20 08:00 | 0.04
2016-06-20 09:00 | 0.18
2016-06-20 10:00 | 0.56
2016-06-20 11:00 | 0.59
2016-06-20 12:00 | 0.65
2016-06-20 13:00 | 0.45
2016-06-20 14:00 | 0.4
2016-06-20 15:00 | 0.23
2016-06-20 16:00 | 0.15
2016-06-20 17:00 | 0.07
2016-06-20 18:00 | 0.01
2016-06-20 19:00 | 0
2016-06-20 20:00 | 0
2016-06-20 21:00 | 0
2016-06-20 22:00 | 0
2016-06-20 23:00 | 0
2016-06-21 | 0
2016-06-21 01:00 | 0
2016-06-21 02:00 | 0
2016-06-21 03:00 | 0
2016-06-21 04:00 | 0
2016-06-21 05:00 | 0
2016-06-21 06:00 | 0
2016-06-21 07:00 | 0
2016-06-21 08:00 | 0.06
2016-06-21 09:00 | 0.26
2016-06-21 10:00 | 0.45
2016-06-21 11:00 | 0.68
2016-06-21 12:00 | 0.83
2016-06-21 13:00 | 0.76
2016-06-21 14:00 | 0.83
2016-06-21 15:00 | 0.6
2016-06-21 16:00 | 0.31
2016-06-21 17:00 | 0.16
2016-06-21 18:00 | 0.02
2016-06-21 19:00 | 0
2016-06-21 20:00 | 0
2016-06-21 21:00 | 0
2016-06-21 22:00 | 0
2016-06-21 23:00 | 0
2016-06-22 | 0
2016-06-22 01:00 | 0
2016-06-22 02:00 | 0
2016-06-22 03:00 | 0
2016-06-22 04:00 | 0
2016-06-22 05:00 | 0
2016-06-22 06:00 | 0
2016-06-22 07:00 | 0
2016-06-22 08:00 | 0.07
2016-06-22 09:00 | 0.31
2016-06-22 10:00 | 1.05
2016-06-22 11:00 | 1.34
2016-06-22 12:00 | 1.38
2016-06-22 13:00 | 1.46
2016-06-22 14:00 | 1.33
2016-06-22 15:00 | 1.13
2016-06-22 16:00 | 0.88
2016-06-22 17:00 | 0.44
2016-06-22 18:00 | 0.06
2016-06-22 19:00 | 0
2016-06-22 20:00 | 0
2016-06-22 21:00 | 0
2016-06-22 22:00 | 0
2016-06-22 23:00 | 0
2016-06-23 | 0
2016-06-23 01:00 | 0
2016-06-23 02:00 | 0
2016-06-23 03:00 | 0
2016-06-23 04:00 | 0
2016-06-23 05:00 | 0
2016-06-23 06:00 | 0
2016-06-23 07:00 | 0
2016-06-23 08:00 | 0.14
2016-06-23 09:00 | 0.51
2016-06-23 10:00 | 0.79
2016-06-23 11:00 | 1.18
2016-06-23 12:00 | 1.21
2016-06-23 13:00 | 1.23
2016-06-23 14:00 | 1.18
2016-06-23 15:00 | 1.02
2016-06-23 16:00 | 0.73
2016-06-23 17:00 | 0.4
2016-06-23 18:00 | 0.06
2016-06-23 19:00 | 0
2016-06-23 20:00 | 0
2016-06-23 21:00 | 0
2016-06-23 22:00 | 0
2016-06-23 23:00 | 0
2016-06-24 | 0
2016-06-24 01:00 | 0
2016-06-24 02:00 | 0
2016-06-24 03:00 | 0
2016-06-24 04:00 | 0
2016-06-24 05:00 | 0
2016-06-24 06:00 | 0
2016-06-24 07:00 | 0
2016-06-24 08:00 | 0.12
2016-06-24 09:00 | 0.46
2016-06-24 10:00 | 0.8
2016-06-24 11:00 | 1.04
2016-06-24 12:00 | 1.03
2016-06-24 13:00 | 1
2016-06-24 14:00 | 0.79
2016-06-24 15:00 | 0.65
2016-06-24 16:00 | 0.56
2016-06-24 17:00 | 0.34
2016-06-24 18:00 | 0.03
2016-06-24 19:00 | 0
2016-06-24 20:00 | 0
2016-06-24 21:00 | 0
2016-06-24 22:00 | 0
2016-06-24 23:00 | 0
2016-06-25 | 0
2016-06-25 01:00 | 0
2016-06-25 02:00 | 0
2016-06-25 03:00 | 0
2016-06-25 04:00 | 0
2016-06-25 05:00 | 0
2016-06-25 06:00 | 0
2016-06-25 07:00 | 0
2016-06-25 08:00 | 0.03
2016-06-25 09:00 | 0.14
2016-06-25 10:00 | 0.24
2016-06-25 11:00 | 0.29
2016-06-25 12:00 | 0.29
2016-06-25 13:00 | 0.31
2016-06-25 14:00 | 0.25
2016-06-25 15:00 | 0.19
2016-06-25 16:00 | 0.3
2016-06-25 17:00 | 0.1
2016-06-25 18:00 | 0.01
2016-06-25 19:00 | 0
2016-06-25 20:00 | 0
2016-06-25 21:00 | 0
2016-06-25 22:00 | 0
2016-06-25 23:00 | 0
2016-06-26 | 0
2016-06-26 01:00 | 0
2016-06-26 02:00 | 0
2016-06-26 03:00 | 0
2016-06-26 04:00 | 0
2016-06-26 05:00 | 0
2016-06-26 06:00 | 0
2016-06-26 07:00 | 0
2016-06-26 08:00 | 0.04
2016-06-26 09:00 | 0.13
2016-06-26 10:00 | 0.34
2016-06-26 11:00 | 0.48
2016-06-26 12:00 | 0.45
2016-06-26 13:00 | 0.37
2016-06-26 14:00 | 0.37
2016-06-26 15:00 | 0.2
2016-06-26 16:00 | 0.2
2016-06-26 17:00 | 0.08
2016-06-26 18:00 | 0.02
2016-06-26 19:00 | 0
2016-06-26 20:00 | 0
2016-06-26 21:00 | 0
2016-06-26 22:00 | 0
2016-06-26 23:00 | 0
2016-06-27 | 0
2016-06-27 01:00 | 0
2016-06-27 02:00 | 0
2016-06-27 03:00 | 0
2016-06-27 04:00 | 0
2016-06-27 05:00 | 0
2016-06-27 06:00 | 0
2016-06-27 07:00 | 0
2016-06-27 08:00 | 0.05
2016-06-27 09:00 | 0.17
2016-06-27 10:00 | 0.36
2016-06-27 11:00 | 0.49
2016-06-27 12:00 | 0.44
2016-06-27 13:00 | 0.4
2016-06-27 14:00 | 0.37
2016-06-27 15:00 | 0.3
2016-06-27 16:00 | 0.18
2016-06-27 17:00 | 0.08
2016-06-27 18:00 | 0.01
2016-06-27 19:00 | 0
2016-06-27 20:00 | 0
2016-06-27 21:00 | 0
2016-06-27 22:00 | 0
2016-06-27 23:00 | 0
2016-06-28 | 0
2016-06-28 01:00 | 0
2016-06-28 02:00 | 0
2016-06-28 03:00 | 0
2016-06-28 04:00 | 0
2016-06-28 05:00 | 0
2016-06-28 06:00 | 0
2016-06-28 07:00 | 0
2016-06-28 08:00 | 0.08
2016-06-28 09:00 | 0.28
2016-06-28 10:00 | 0.62
2016-06-28 11:00 | 0.94
2016-06-28 12:00 | 0.86
2016-06-28 13:00 | 0.91
2016-06-28 14:00 | 0.79
2016-06-28 15:00 | 0.76
2016-06-28 16:00 | 0.52
2016-06-28 17:00 | 0.1
2016-06-28 18:00 | 0.01
2016-06-28 19:00 | 0
2016-06-28 20:00 | 0
2016-06-28 21:00 | 0
2016-06-28 22:00 | 0
2016-06-28 23:00 | 0
2016-06-29 | 0
2016-06-29 01:00 | 0
2016-06-29 02:00 | 0
2016-06-29 03:00 | 0
2016-06-29 04:00 | 0
2016-06-29 05:00 | 0
2016-06-29 06:00 | 0
2016-06-29 07:00 | 0
2016-06-29 08:00 | 0.05
2016-06-29 09:00 | 0.14
2016-06-29 10:00 | 0.55
2016-06-29 11:00 | 0.52
2016-06-29 12:00 | 0.78
2016-06-29 13:00 | 0.85
2016-06-29 14:00 | 0.86
2016-06-29 15:00 | 0.78
2016-06-29 16:00 | 0.6
2016-06-29 17:00 | 0.3
2016-06-29 18:00 | 0.07
2016-06-29 19:00 | 0
2016-06-29 20:00 | 0
2016-06-29 21:00 | 0
2016-06-29 22:00 | 0
2016-06-29 23:00 | 0
2016-06-30 | 0
2016-06-30 01:00 | 0
2016-06-30 02:00 | 0
2016-06-30 03:00 | 0
2016-06-30 04:00 | 0
2016-06-30 05:00 | 0
2016-06-30 06:00 | 0
2016-06-30 07:00 | 0
2016-06-30 08:00 | 0.06
2016-06-30 09:00 | 0.18
2016-06-30 10:00 | 0.4
2016-06-30 11:00 | 0.77
2016-06-30 12:00 | 1.11
2016-06-30 13:00 | 1.03
2016-06-30 14:00 | 0.97
2016-06-30 15:00 | 0.85
2016-06-30 16:00 | 0.66
2016-06-30 17:00 | 0.39
2016-06-30 18:00 | 0.05
2016-06-30 19:00 | 0
2016-06-30 20:00 | 0
2016-06-30 21:00 | 0
2016-06-30 22:00 | 0
2016-06-30 23:00 | 0
2016-07-01 | 0
2016-07-01 01:00 | 0
2016-07-01 02:00 | 0
2016-07-01 03:00 | 0
2016-07-01 04:00 | 0
2016-07-01 05:00 | 0
2016-07-01 06:00 | 0
2016-07-01 07:00 | 0
2016-07-01 08:00 | 0.08
2016-07-01 09:00 | 0.61
2016-07-01 10:00 | 1.05
2016-07-01 11:00 | 1.21
2016-07-01 12:00 | 1.17
2016-07-01 13:00 | 1.43
2016-07-01 14:00 | 1.18
2016-07-01 15:00 | 1.17
2016-07-01 16:00 | 0.81
2016-07-01 17:00 | 0.14
2016-07-01 18:00 | 0.04
2016-07-01 19:00 | 0
2016-07-01 20:00 | 0
2016-07-01 21:00 | 0
2016-07-01 22:00 | 0
2016-07-01 23:00 | 0
2016-07-02 | 0
2016-07-02 01:00 | 0
2016-07-02 02:00 | 0
2016-07-02 03:00 | 0
2016-07-02 04:00 | 0
2016-07-02 05:00 | 0
2016-07-02 06:00 | 0
2016-07-02 07:00 | 0
2016-07-02 08:00 | 0.06
2016-07-02 09:00 | 0.43
2016-07-02 10:00 | 0.74
2016-07-02 11:00 | 1.17
2016-07-02 12:00 | 1.14
2016-07-02 13:00 | 1.1
2016-07-02 14:00 | 1.15
2016-07-02 15:00 | 0.99
2016-07-02 16:00 | 0.68
2016-07-02 17:00 | 0.22
2016-07-02 18:00 | 0.06
2016-07-02 19:00 | 0
2016-07-02 20:00 | 0
2016-07-02 21:00 | 0
2016-07-02 22:00 | 0
2016-07-02 23:00 | 0
2016-07-03 | 0
2016-07-03 01:00 | 0
2016-07-03 02:00 | 0
2016-07-03 03:00 | 0
2016-07-03 04:00 | 0
2016-07-03 05:00 | 0
2016-07-03 06:00 | 0
2016-07-03 07:00 | 0
2016-07-03 08:00 | 0.05
2016-07-03 09:00 | 0.43
2016-07-03 10:00 | 0.88
2016-07-03 11:00 | 1.21
2016-07-03 12:00 | 1.39
2016-07-03 13:00 | 1.55
2016-07-03 14:00 | 1.26
2016-07-03 15:00 | 1.11
2016-07-03 16:00 | 0.88
2016-07-03 17:00 | 0.26
2016-07-03 18:00 | 0.04
2016-07-03 19:00 | 0
2016-07-03 20:00 | 0
2016-07-03 21:00 | 0
2016-07-03 22:00 | 0
2016-07-03 23:00 | 0
2016-07-04 | 0
2016-07-04 01:00 | 0
2016-07-04 02:00 | 0
2016-07-04 03:00 | 0
2016-07-04 04:00 | 0
2016-07-04 05:00 | 0
2016-07-04 06:00 | 0
2016-07-04 07:00 | 0
2016-07-04 08:00 | 0.07
2016-07-04 09:00 | 0.23
2016-07-04 10:00 | 0.72
2016-07-04 11:00 | 0.91
2016-07-04 12:00 | 0.99
2016-07-04 13:00 | 1.05
2016-07-04 14:00 | 0.9
2016-07-04 15:00 | 0.8
2016-07-04 16:00 | 0.5
2016-07-04 17:00 | 0.14
2016-07-04 18:00 | 0.03
2016-07-04 19:00 | 0
2016-07-04 20:00 | 0
2016-07-04 21:00 | 0
2016-07-04 22:00 | 0
2016-07-04 23:00 | 0
2016-07-05 | 0
2016-07-05 01:00 | 0
2016-07-05 02:00 | 0
2016-07-05 03:00 | 0
2016-07-05 04:00 | 0
2016-07-05 05:00 | 0
2016-07-05 06:00 | 0
2016-07-05 07:00 | 0
2016-07-05 08:00 | 0.05
2016-07-05 09:00 | 0.34
2016-07-05 10:00 | 0.57
2016-07-05 11:00 | 0.7
2016-07-05 12:00 | 0.78
2016-07-05 13:00 | 0.82
2016-07-05 14:00 | 0.78
2016-07-05 15:00 | 0.68
2016-07-05 16:00 | 0.46
2016-07-05 17:00 | 0.1
2016-07-05 18:00 | 0.02
2016-07-05 19:00 | 0
2016-07-05 20:00 | 0
2016-07-05 21:00 | 0
2016-07-05 22:00 | 0
2016-07-05 23:00 | 0
2016-07-06 | 0
2016-07-06 01:00 | 0
2016-07-06 02:00 | 0
2016-07-06 03:00 | 0
2016-07-06 04:00 | 0
2016-07-06 05:00 | 0
2016-07-06 06:00 | 0
2016-07-06 07:00 | 0
2016-07-06 08:00 | 0.1
2016-07-06 09:00 | 0.44
2016-07-06 10:00 | 0.82
2016-07-06 11:00 | 1.31
2016-07-06 12:00 | 1.49
2016-07-06 13:00 | 1.45
2016-07-06 14:00 | 1.45
2016-07-06 15:00 | 1.35
2016-07-06 16:00 | 0.96
2016-07-06 17:00 | 0.43
2016-07-06 18:00 | 0.06
2016-07-06 19:00 | 0
2016-07-06 20:00 | 0
2016-07-06 21:00 | 0
2016-07-06 22:00 | 0
2016-07-06 23:00 | 0
2016-07-07 | 0
2016-07-07 01:00 | 0
2016-07-07 02:00 | 0
2016-07-07 03:00 | 0
2016-07-07 04:00 | 0
2016-07-07 05:00 | 0
2016-07-07 06:00 | 0
2016-07-07 07:00 | 0
2016-07-07 08:00 | 0.07
2016-07-07 09:00 | 0.15
2016-07-07 10:00 | 0.37
2016-07-07 11:00 | 0.61
2016-07-07 12:00 | 0.68
2016-07-07 13:00 | 0.67
2016-07-07 14:00 | 0.66
2016-07-07 15:00 | 0.42
2016-07-07 16:00 | 0.3
2016-07-07 17:00 | 0.27
2016-07-07 18:00 | 0.03
2016-07-07 19:00 | 0
2016-07-07 20:00 | 0
2016-07-07 21:00 | 0
2016-07-07 22:00 | 0
2016-07-07 23:00 | 0
2016-07-08 | 0
2016-07-08 01:00 | 0
2016-07-08 02:00 | 0
2016-07-08 03:00 | 0
2016-07-08 04:00 | 0
2016-07-08 05:00 | 0
2016-07-08 06:00 | 0
2016-07-08 07:00 | 0
2016-07-08 08:00 | 0.07
2016-07-08 09:00 | 0.24
2016-07-08 10:00 | 0.49
2016-07-08 11:00 | 0.71
2016-07-08 12:00 | 0.98
2016-07-08 13:00 | 1.13
2016-07-08 14:00 | 0.71
2016-07-08 15:00 | 0.58
2016-07-08 16:00 | 0.38
2016-07-08 17:00 | 0.34
2016-07-08 18:00 | 0.05
2016-07-08 19:00 | 0
2016-07-08 20:00 | 0
2016-07-08 21:00 | 0
2016-07-08 22:00 | 0
2016-07-08 23:00 | 0
2016-07-09 | 0
2016-07-09 01:00 | 0
2016-07-09 02:00 | 0
2016-07-09 03:00 | 0
2016-07-09 04:00 | 0
2016-07-09 05:00 | 0
2016-07-09 06:00 | 0
2016-07-09 07:00 | 0
2016-07-09 08:00 | 0.14
2016-07-09 09:00 | 0.66
2016-07-09 10:00 | 1.14
2016-07-09 11:00 | 1.37
2016-07-09 12:00 | 1.51
2016-07-09 13:00 | 1.57
2016-07-09 14:00 | 1.49
2016-07-09 15:00 | 1.32
2016-07-09 16:00 | 1.01
2016-07-09 17:00 | 0.4
2016-07-09 18:00 | 0.06
2016-07-09 19:00 | 0
2016-07-09 20:00 | 0
2016-07-09 21:00 | 0
2016-07-09 22:00 | 0
2016-07-09 23:00 | 0
2016-07-10 | 0
2016-07-10 01:00 | 0
2016-07-10 02:00 | 0
2016-07-10 03:00 | 0
2016-07-10 04:00 | 0
2016-07-10 05:00 | 0
2016-07-10 06:00 | 0
2016-07-10 07:00 | 0
2016-07-10 08:00 | 0.14
2016-07-10 09:00 | 0.67
2016-07-10 10:00 | 1.13
2016-07-10 11:00 | 1.39
2016-07-10 12:00 | 1.5
2016-07-10 13:00 | 1.53
2016-07-10 14:00 | 1.44
2016-07-10 15:00 | 1.26
2016-07-10 16:00 | 0.97
2016-07-10 17:00 | 0.39
2016-07-10 18:00 | 0.06
2016-07-10 19:00 | 0
2016-07-10 20:00 | 0
2016-07-10 21:00 | 0
2016-07-10 22:00 | 0
2016-07-10 23:00 | 0
2016-07-11 | 0
2016-07-11 01:00 | 0
2016-07-11 02:00 | 0
2016-07-11 03:00 | 0
2016-07-11 04:00 | 0
2016-07-11 05:00 | 0
2016-07-11 06:00 | 0
2016-07-11 07:00 | 0
2016-07-11 08:00 | 0.12
2016-07-11 09:00 | 0.69
2016-07-11 10:00 | 1.13
2016-07-11 11:00 | 1.34
2016-07-11 12:00 | 1.48
2016-07-11 13:00 | 1.55
2016-07-11 14:00 | 1.44
2016-07-11 15:00 | 1.2
2016-07-11 16:00 | 0.99
2016-07-11 17:00 | 0.41
2016-07-11 18:00 | 0.08
2016-07-11 19:00 | 0
2016-07-11 20:00 | 0
2016-07-11 21:00 | 0
2016-07-11 22:00 | 0
2016-07-11 23:00 | 0
2016-07-12 | 0
2016-07-12 01:00 | 0
2016-07-12 02:00 | 0
2016-07-12 03:00 | 0
2016-07-12 04:00 | 0
2016-07-12 05:00 | 0
2016-07-12 06:00 | 0
2016-07-12 07:00 | 0
2016-07-12 08:00 | 0.07
2016-07-12 09:00 | 0.21
2016-07-12 10:00 | 0.44
2016-07-12 11:00 | 0.59
2016-07-12 12:00 | 0.76
2016-07-12 13:00 | 0.94
2016-07-12 14:00 | 0.49
2016-07-12 15:00 | 0.35
2016-07-12 16:00 | 0.34
2016-07-12 17:00 | 0.1
2016-07-12 18:00 | 0.02
2016-07-12 19:00 | 0
2016-07-12 20:00 | 0
2016-07-12 21:00 | 0
2016-07-12 22:00 | 0
2016-07-12 23:00 | 0
2016-07-13 | 0
2016-07-13 01:00 | 0
2016-07-13 02:00 | 0
2016-07-13 03:00 | 0
2016-07-13 04:00 | 0
2016-07-13 05:00 | 0
2016-07-13 06:00 | 0
2016-07-13 07:00 | 0
2016-07-13 08:00 | 0.03
2016-07-13 09:00 | 0.11
2016-07-13 10:00 | 0.2
2016-07-13 11:00 | 0.26
2016-07-13 12:00 | 0.29
2016-07-13 13:00 | 0.55
2016-07-13 14:00 | 1
2016-07-13 15:00 | 0.88
2016-07-13 16:00 | 0.68
2016-07-13 17:00 | 0.4
2016-07-13 18:00 | 0.07
2016-07-13 19:00 | 0
2016-07-13 20:00 | 0
2016-07-13 21:00 | 0
2016-07-13 22:00 | 0
2016-07-13 23:00 | 0
2016-07-14 | 0
2016-07-14 01:00 | 0
2016-07-14 02:00 | 0
2016-07-14 03:00 | 0
2016-07-14 04:00 | 0
2016-07-14 05:00 | 0
2016-07-14 06:00 | 0
2016-07-14 07:00 | 0
2016-07-14 08:00 | 0.11
2016-07-14 09:00 | 0.43
2016-07-14 10:00 | 0.75
2016-07-14 11:00 | 1.31
2016-07-14 12:00 | 1.51
2016-07-14 13:00 | 1.51
2016-07-14 14:00 | 1.43
2016-07-14 15:00 | 1.27
2016-07-14 16:00 | 0.96
2016-07-14 17:00 | 0.38
2016-07-14 18:00 | 0.07
2016-07-14 19:00 | 0
2016-07-14 20:00 | 0
2016-07-14 21:00 | 0
2016-07-14 22:00 | 0
2016-07-14 23:00 | 0
2016-07-15 | 0
2016-07-15 01:00 | 0
2016-07-15 02:00 | 0
2016-07-15 03:00 | 0
2016-07-15 04:00 | 0
2016-07-15 05:00 | 0
2016-07-15 06:00 | 0
2016-07-15 07:00 | 0
2016-07-15 08:00 | 0.06
2016-07-15 09:00 | 0.44
2016-07-15 10:00 | 0.7
2016-07-15 11:00 | 0.93
2016-07-15 12:00 | 0.6
2016-07-15 13:00 | 0.55
2016-07-15 14:00 | 0.22
2016-07-15 15:00 | 0.18
2016-07-15 16:00 | 0.09
2016-07-15 17:00 | 0.05
2016-07-15 18:00 | 0.01
2016-07-15 19:00 | 0
2016-07-15 20:00 | 0
2016-07-15 21:00 | 0
2016-07-15 22:00 | 0
2016-07-15 23:00 | 0
2016-07-16 | 0
2016-07-16 01:00 | 0
2016-07-16 02:00 | 0
2016-07-16 03:00 | 0
2016-07-16 04:00 | 0
2016-07-16 05:00 | 0
2016-07-16 06:00 | 0
2016-07-16 07:00 | 0
2016-07-16 08:00 | 0.04
2016-07-16 09:00 | 0.12
2016-07-16 10:00 | 0.27
2016-07-16 11:00 | 0.3
2016-07-16 12:00 | 0.64
2016-07-16 13:00 | 0.66
2016-07-16 14:00 | 0.63
2016-07-16 15:00 | 0.45
2016-07-16 16:00 | 0.31
2016-07-16 17:00 | 0.14
2016-07-16 18:00 | 0.02
2016-07-16 19:00 | 0
2016-07-16 20:00 | 0
2016-07-16 21:00 | 0
2016-07-16 22:00 | 0
2016-07-16 23:00 | 0
2016-07-17 | 0
2016-07-17 01:00 | 0
2016-07-17 02:00 | 0
2016-07-17 03:00 | 0
2016-07-17 04:00 | 0
2016-07-17 05:00 | 0
2016-07-17 06:00 | 0
2016-07-17 07:00 | 0
2016-07-17 08:00 | 0.08
2016-07-17 09:00 | 0.24
2016-07-17 10:00 | 0.44
2016-07-17 11:00 | 0.82
2016-07-17 12:00 | 1.15
2016-07-17 13:00 | 1.12
2016-07-17 14:00 | 0.96
2016-07-17 15:00 | 0.82
2016-07-17 16:00 | 0.66
2016-07-17 17:00 | 0.2
2016-07-17 18:00 | 0.04
2016-07-17 19:00 | 0
2016-07-17 20:00 | 0
2016-07-17 21:00 | 0
2016-07-17 22:00 | 0
2016-07-17 23:00 | 0
2016-07-18 | 0
2016-07-18 01:00 | 0
2016-07-18 02:00 | 0
2016-07-18 03:00 | 0
2016-07-18 04:00 | 0
2016-07-18 05:00 | 0
2016-07-18 06:00 | 0
2016-07-18 07:00 | 0
2016-07-18 08:00 | 0.08
2016-07-18 09:00 | 0.27
2016-07-18 10:00 | 0.59
2016-07-18 11:00 | 1.04
2016-07-18 12:00 | 1.28
2016-07-18 13:00 | 1.48
2016-07-18 14:00 | 1.49
2016-07-18 15:00 | 1.3
2016-07-18 16:00 | 0.96
2016-07-18 17:00 | 0.39
2016-07-18 18:00 | 0.05
2016-07-18 19:00 | 0
2016-07-18 20:00 | 0
2016-07-18 21:00 | 0
2016-07-18 22:00 | 0
2016-07-18 23:00 | 0
2016-07-19 | 0
2016-07-19 01:00 | 0
2016-07-19 02:00 | 0
2016-07-19 03:00 | 0
2016-07-19 04:00 | 0
2016-07-19 05:00 | 0
2016-07-19 06:00 | 0
2016-07-19 07:00 | 0
2016-07-19 08:00 | 0.07
2016-07-19 09:00 | 0.23
2016-07-19 10:00 | 0.33
2016-07-19 11:00 | 0.31
2016-07-19 12:00 | 0.4
2016-07-19 13:00 | 0.43
2016-07-19 14:00 | 0.44
2016-07-19 15:00 | 0.37
2016-07-19 16:00 | 0.27
2016-07-19 17:00 | 0.12
2016-07-19 18:00 | 0.02
2016-07-19 19:00 | 0
2016-07-19 20:00 | 0
2016-07-19 21:00 | 0
2016-07-19 22:00 | 0
2016-07-19 23:00 | 0
2016-07-20 | 0
2016-07-20 01:00 | 0
2016-07-20 02:00 | 0
2016-07-20 03:00 | 0
2016-07-20 04:00 | 0
2016-07-20 05:00 | 0
2016-07-20 06:00 | 0
2016-07-20 07:00 | 0
2016-07-20 08:00 | 0.06
2016-07-20 09:00 | 0.43
2016-07-20 10:00 | 0.82
2016-07-20 11:00 | 1.17
2016-07-20 12:00 | 1.44
2016-07-20 13:00 | 1.52
2016-07-20 14:00 | 1.43
2016-07-20 15:00 | 1.31
2016-07-20 16:00 | 1.03
2016-07-20 17:00 | 0.47
2016-07-20 18:00 | 0.1
2016-07-20 19:00 | 0
2016-07-20 20:00 | 0
2016-07-20 21:00 | 0
2016-07-20 22:00 | 0
2016-07-20 23:00 | 0
2016-07-21 | 0
2016-07-21 01:00 | 0
2016-07-21 02:00 | 0
2016-07-21 03:00 | 0
2016-07-21 04:00 | 0
2016-07-21 05:00 | 0
2016-07-21 06:00 | 0
2016-07-21 07:00 | 0
2016-07-21 08:00 | 0.06
2016-07-21 09:00 | 0.18
2016-07-21 10:00 | 0.33
2016-07-21 11:00 | 0.69
2016-07-21 12:00 | 0.95
2016-07-21 13:00 | 1.07
2016-07-21 14:00 | 1.09
2016-07-21 15:00 | 0.92
2016-07-21 16:00 | 0.71
2016-07-21 17:00 | 0.4
2016-07-21 18:00 | 0.08
2016-07-21 19:00 | 0
2016-07-21 20:00 | 0
2016-07-21 21:00 | 0
2016-07-21 22:00 | 0
2016-07-21 23:00 | 0
2016-07-22 | 0
2016-07-22 01:00 | 0
2016-07-22 02:00 | 0
2016-07-22 03:00 | 0
2016-07-22 04:00 | 0
2016-07-22 05:00 | 0
2016-07-22 06:00 | 0
2016-07-22 07:00 | 0
2016-07-22 08:00 | 0.1
2016-07-22 09:00 | 0.42
2016-07-22 10:00 | 0.87
2016-07-22 11:00 | 1.08
2016-07-22 12:00 | 1.15
2016-07-22 13:00 | 1.18
2016-07-22 14:00 | 1.12
2016-07-22 15:00 | 0.91
2016-07-22 16:00 | 0.68
2016-07-22 17:00 | 0.38
2016-07-22 18:00 | 0.06
2016-07-22 19:00 | 0
2016-07-22 20:00 | 0
2016-07-22 21:00 | 0
2016-07-22 22:00 | 0
2016-07-22 23:00 | 0
2016-07-23 | 0
2016-07-23 01:00 | 0
2016-07-23 02:00 | 0
2016-07-23 03:00 | 0
2016-07-23 04:00 | 0
2016-07-23 05:00 | 0
2016-07-23 06:00 | 0
2016-07-23 07:00 | 0
2016-07-23 08:00 | 0.15
2016-07-23 09:00 | 0.62
2016-07-23 10:00 | 0.98
2016-07-23 11:00 | 1.37
2016-07-23 12:00 | 1.54
2016-07-23 13:00 | 1.55
2016-07-23 14:00 | 1.49
2016-07-23 15:00 | 1.28
2016-07-23 16:00 | 0.95
2016-07-23 17:00 | 0.36
2016-07-23 18:00 | 0.06
2016-07-23 19:00 | 0
2016-07-23 20:00 | 0
2016-07-23 21:00 | 0
2016-07-23 22:00 | 0
2016-07-23 23:00 | 0
2016-07-24 | 0
2016-07-24 01:00 | 0
2016-07-24 02:00 | 0
2016-07-24 03:00 | 0
2016-07-24 04:00 | 0
2016-07-24 05:00 | 0
2016-07-24 06:00 | 0
2016-07-24 07:00 | 0
2016-07-24 08:00 | 0.12
2016-07-24 09:00 | 0.77
2016-07-24 10:00 | 1.18
2016-07-24 11:00 | 1.44
2016-07-24 12:00 | 1.61
2016-07-24 13:00 | 1.62
2016-07-24 14:00 | 1.54
2016-07-24 15:00 | 1.34
2016-07-24 16:00 | 0.99
2016-07-24 17:00 | 0.41
2016-07-24 18:00 | 0.08
2016-07-24 19:00 | 0
2016-07-24 20:00 | 0
2016-07-24 21:00 | 0
2016-07-24 22:00 | 0
2016-07-24 23:00 | 0
2016-07-25 | 0
2016-07-25 01:00 | 0
2016-07-25 02:00 | 0
2016-07-25 03:00 | 0
2016-07-25 04:00 | 0
2016-07-25 05:00 | 0
2016-07-25 06:00 | 0
2016-07-25 07:00 | 0
2016-07-25 08:00 | 0.11
2016-07-25 09:00 | 0.77
2016-07-25 10:00 | 1.17
2016-07-25 11:00 | 1.41
2016-07-25 12:00 | 1.55
2016-07-25 13:00 | 1.54
2016-07-25 14:00 | 1.51
2016-07-25 15:00 | 1.33
2016-07-25 16:00 | 1
2016-07-25 17:00 | 0.4
2016-07-25 18:00 | 0.06
2016-07-25 19:00 | 0
2016-07-25 20:00 | 0
2016-07-25 21:00 | 0
2016-07-25 22:00 | 0
2016-07-25 23:00 | 0
2016-07-26 | 0
2016-07-26 01:00 | 0
2016-07-26 02:00 | 0
2016-07-26 03:00 | 0
2016-07-26 04:00 | 0
2016-07-26 05:00 | 0
2016-07-26 06:00 | 0
2016-07-26 07:00 | 0
2016-07-26 08:00 | 0.04
2016-07-26 09:00 | 0.4
2016-07-26 10:00 | 0.63
2016-07-26 11:00 | 0.76
2016-07-26 12:00 | 1.06
2016-07-26 13:00 | 1.17
2016-07-26 14:00 | 1.08
2016-07-26 15:00 | 0.98
2016-07-26 16:00 | 0.75
2016-07-26 17:00 | 0.2
2016-07-26 18:00 | 0.04
2016-07-26 19:00 | 0
2016-07-26 20:00 | 0
2016-07-26 21:00 | 0
2016-07-26 22:00 | 0
2016-07-26 23:00 | 0
2016-07-27 | 0
2016-07-27 01:00 | 0
2016-07-27 02:00 | 0
2016-07-27 03:00 | 0
2016-07-27 04:00 | 0
2016-07-27 05:00 | 0
2016-07-27 06:00 | 0
2016-07-27 07:00 | 0
2016-07-27 08:00 | 0.06
2016-07-27 09:00 | 0.48
2016-07-27 10:00 | 0.88
2016-07-27 11:00 | 1.25
2016-07-27 12:00 | 1.27
2016-07-27 13:00 | 1.1
2016-07-27 14:00 | 1.12
2016-07-27 15:00 | 0.97
2016-07-27 16:00 | 0.82
2016-07-27 17:00 | 0.33
2016-07-27 18:00 | 0.04
2016-07-27 19:00 | 0
2016-07-27 20:00 | 0
2016-07-27 21:00 | 0
2016-07-27 22:00 | 0
2016-07-27 23:00 | 0
2016-07-28 | 0
2016-07-28 01:00 | 0
2016-07-28 02:00 | 0
2016-07-28 03:00 | 0
2016-07-28 04:00 | 0
2016-07-28 05:00 | 0
2016-07-28 06:00 | 0
2016-07-28 07:00 | 0
2016-07-28 08:00 | 0.04
2016-07-28 09:00 | 0.45
2016-07-28 10:00 | 0.71
2016-07-28 11:00 | 0.91
2016-07-28 12:00 | 1
2016-07-28 13:00 | 1.16
2016-07-28 14:00 | 1.12
2016-07-28 15:00 | 1.27
2016-07-28 16:00 | 1.03
2016-07-28 17:00 | 0.44
2016-07-28 18:00 | 0.09
2016-07-28 19:00 | 0
2016-07-28 20:00 | 0
2016-07-28 21:00 | 0
2016-07-28 22:00 | 0
2016-07-28 23:00 | 0
2016-07-29 | 0
2016-07-29 01:00 | 0
2016-07-29 02:00 | 0
2016-07-29 03:00 | 0
2016-07-29 04:00 | 0
2016-07-29 05:00 | 0
2016-07-29 06:00 | 0
2016-07-29 07:00 | 0
2016-07-29 08:00 | 0.13
2016-07-29 09:00 | 0.71
2016-07-29 10:00 | 1.13
2016-07-29 11:00 | 1.36
2016-07-29 12:00 | 1.5
2016-07-29 13:00 | 1.51
2016-07-29 14:00 | 1.48
2016-07-29 15:00 | 1.33
2016-07-29 16:00 | 1.02
2016-07-29 17:00 | 0.4
2016-07-29 18:00 | 0.08
2016-07-29 19:00 | 0
2016-07-29 20:00 | 0
2016-07-29 21:00 | 0
2016-07-29 22:00 | 0
2016-07-29 23:00 | 0
2016-07-30 | 0
2016-07-30 01:00 | 0
2016-07-30 02:00 | 0
2016-07-30 03:00 | 0
2016-07-30 04:00 | 0
2016-07-30 05:00 | 0
2016-07-30 06:00 | 0
2016-07-30 07:00 | 0
2016-07-30 08:00 | 0.14
2016-07-30 09:00 | 0.76
2016-07-30 10:00 | 1.15
2016-07-30 11:00 | 1.37
2016-07-30 12:00 | 1.57
2016-07-30 13:00 | 1.56
2016-07-30 14:00 | 1.48
2016-07-30 15:00 | 1.31
2016-07-30 16:00 | 1.03
2016-07-30 17:00 | 0.42
2016-07-30 18:00 | 0.08
2016-07-30 19:00 | 0
2016-07-30 20:00 | 0
2016-07-30 21:00 | 0
2016-07-30 22:00 | 0
2016-07-30 23:00 | 0
2016-07-31 | 0
2016-07-31 01:00 | 0
2016-07-31 02:00 | 0
2016-07-31 03:00 | 0
2016-07-31 04:00 | 0
2016-07-31 05:00 | 0
2016-07-31 06:00 | 0
2016-07-31 07:00 | 0
2016-07-31 08:00 | 0.13
2016-07-31 09:00 | 0.79
2016-07-31 10:00 | 1.17
2016-07-31 11:00 | 1.42
2016-07-31 12:00 | 1.51
2016-07-31 13:00 | 1.53
2016-07-31 14:00 | 1.47
2016-07-31 15:00 | 1.31
2016-07-31 16:00 | 1
2016-07-31 17:00 | 0.44
2016-07-31 18:00 | 0.09
2016-07-31 19:00 | 0
2016-07-31 20:00 | 0
2016-07-31 21:00 | 0
2016-07-31 22:00 | 0
2016-07-31 23:00 | 0
2016-08-01 | 0
2016-08-01 01:00 | 0
2016-08-01 02:00 | 0
2016-08-01 03:00 | 0
2016-08-01 04:00 | 0
2016-08-01 05:00 | 0
2016-08-01 06:00 | 0
2016-08-01 07:00 | 0
2016-08-01 08:00 | 0.14
2016-08-01 09:00 | 0.69
2016-08-01 10:00 | 1.09
2016-08-01 11:00 | 1.35
2016-08-01 12:00 | 1.34
2016-08-01 13:00 | 1.25
2016-08-01 14:00 | 1.22
2016-08-01 15:00 | 1.01
2016-08-01 16:00 | 0.69
2016-08-01 17:00 | 0.28
2016-08-01 18:00 | 0.06
2016-08-01 19:00 | 0
2016-08-01 20:00 | 0
2016-08-01 21:00 | 0
2016-08-01 22:00 | 0
2016-08-01 23:00 | 0
2016-08-02 | 0
2016-08-02 01:00 | 0
2016-08-02 02:00 | 0
2016-08-02 03:00 | 0
2016-08-02 04:00 | 0
2016-08-02 05:00 | 0
2016-08-02 06:00 | 0
2016-08-02 07:00 | 0
2016-08-02 08:00 | 0.1
2016-08-02 09:00 | 0.19
2016-08-02 10:00 | 0.52
2016-08-02 11:00 | 0.92
2016-08-02 12:00 | 1.37
2016-08-02 13:00 | 1.48
2016-08-02 14:00 | 1.5
2016-08-02 15:00 | 1.17
2016-08-02 16:00 | 0.62
2016-08-02 17:00 | 0.37
2016-08-02 18:00 | 0.08
2016-08-02 19:00 | 0
2016-08-02 20:00 | 0
2016-08-02 21:00 | 0
2016-08-02 22:00 | 0
2016-08-02 23:00 | 0
2016-08-03 | 0
2016-08-03 01:00 | 0
2016-08-03 02:00 | 0
2016-08-03 03:00 | 0
2016-08-03 04:00 | 0
2016-08-03 05:00 | 0
2016-08-03 06:00 | 0
2016-08-03 07:00 | 0
2016-08-03 08:00 | 0.15
2016-08-03 09:00 | 0.5
2016-08-03 10:00 | 0.94
2016-08-03 11:00 | 1.29
2016-08-03 12:00 | 1.48
2016-08-03 13:00 | 1.51
2016-08-03 14:00 | 1.48
2016-08-03 15:00 | 1.32
2016-08-03 16:00 | 0.98
2016-08-03 17:00 | 0.44
2016-08-03 18:00 | 0.1
2016-08-03 19:00 | 0
2016-08-03 20:00 | 0
2016-08-03 21:00 | 0
2016-08-03 22:00 | 0
2016-08-03 23:00 | 0
2016-08-04 | 0
2016-08-04 01:00 | 0
2016-08-04 02:00 | 0
2016-08-04 03:00 | 0
2016-08-04 04:00 | 0
2016-08-04 05:00 | 0
2016-08-04 06:00 | 0
2016-08-04 07:00 | 0.01
2016-08-04 08:00 | 0.15
2016-08-04 09:00 | 0.42
2016-08-04 10:00 | 0.89
2016-08-04 11:00 | 1.28
2016-08-04 12:00 | 1.46
2016-08-04 13:00 | 1.43
2016-08-04 14:00 | 1.44
2016-08-04 15:00 | 1.19
2016-08-04 16:00 | 0.91
2016-08-04 17:00 | 0.35
2016-08-04 18:00 | 0.08
2016-08-04 19:00 | 0
2016-08-04 20:00 | 0
2016-08-04 21:00 | 0
2016-08-04 22:00 | 0
2016-08-04 23:00 | 0
2016-08-05 | 0
2016-08-05 01:00 | 0
2016-08-05 02:00 | 0
2016-08-05 03:00 | 0
2016-08-05 04:00 | 0
2016-08-05 05:00 | 0
2016-08-05 06:00 | 0
2016-08-05 07:00 | 0.01
2016-08-05 08:00 | 0.15
2016-08-05 09:00 | 0.73
2016-08-05 10:00 | 1.11
2016-08-05 11:00 | 1.37
2016-08-05 12:00 | 1.5
2016-08-05 13:00 | 1.53
2016-08-05 14:00 | 1.47
2016-08-05 15:00 | 1.28
2016-08-05 16:00 | 0.99
2016-08-05 17:00 | 0.45
2016-08-05 18:00 | 0.1
2016-08-05 19:00 | 0
2016-08-05 20:00 | 0
2016-08-05 21:00 | 0
2016-08-05 22:00 | 0
2016-08-05 23:00 | 0
2016-08-06 | 0
2016-08-06 01:00 | 0
2016-08-06 02:00 | 0
2016-08-06 03:00 | 0
2016-08-06 04:00 | 0
2016-08-06 05:00 | 0
2016-08-06 06:00 | 0
2016-08-06 07:00 | 0
2016-08-06 08:00 | 0.1
2016-08-06 09:00 | 0.25
2016-08-06 10:00 | 0.67
2016-08-06 11:00 | 0.77
2016-08-06 12:00 | 1.08
2016-08-06 13:00 | 0.91
2016-08-06 14:00 | 0.79
2016-08-06 15:00 | 0.8
2016-08-06 16:00 | 0.69
2016-08-06 17:00 | 0.17
2016-08-06 18:00 | 0.04
2016-08-06 19:00 | 0
2016-08-06 20:00 | 0
2016-08-06 21:00 | 0
2016-08-06 22:00 | 0
2016-08-06 23:00 | 0
2016-08-07 | 0
2016-08-07 01:00 | 0
2016-08-07 02:00 | 0
2016-08-07 03:00 | 0
2016-08-07 04:00 | 0
2016-08-07 05:00 | 0
2016-08-07 06:00 | 0
2016-08-07 07:00 | 0
2016-08-07 08:00 | 0.11
2016-08-07 09:00 | 0.42
2016-08-07 10:00 | 0.59
2016-08-07 11:00 | 0.72
2016-08-07 12:00 | 0.74
2016-08-07 13:00 | 0.75
2016-08-07 14:00 | 0.82
2016-08-07 15:00 | 0.68
2016-08-07 16:00 | 0.5
2016-08-07 17:00 | 0.12
2016-08-07 18:00 | 0.03
2016-08-07 19:00 | 0
2016-08-07 20:00 | 0
2016-08-07 21:00 | 0
2016-08-07 22:00 | 0
2016-08-07 23:00 | 0
2016-08-08 | 0
2016-08-08 01:00 | 0
2016-08-08 02:00 | 0
2016-08-08 03:00 | 0
2016-08-08 04:00 | 0
2016-08-08 05:00 | 0
2016-08-08 06:00 | 0
2016-08-08 07:00 | 0.01
2016-08-08 08:00 | 0.08
2016-08-08 09:00 | 0.23
2016-08-08 10:00 | 0.49
2016-08-08 11:00 | 0.58
2016-08-08 12:00 | 0.79
2016-08-08 13:00 | 0.78
2016-08-08 14:00 | 0.7
2016-08-08 15:00 | 0.69
2016-08-08 16:00 | 0.48
2016-08-08 17:00 | 0.18
2016-08-08 18:00 | 0.05
2016-08-08 19:00 | 0
2016-08-08 20:00 | 0
2016-08-08 21:00 | 0
2016-08-08 22:00 | 0
2016-08-08 23:00 | 0
2016-08-09 | 0
2016-08-09 01:00 | 0
2016-08-09 02:00 | 0
2016-08-09 03:00 | 0
2016-08-09 04:00 | 0
2016-08-09 05:00 | 0
2016-08-09 06:00 | 0
2016-08-09 07:00 | 0
2016-08-09 08:00 | 0.08
2016-08-09 09:00 | 0.23
2016-08-09 10:00 | 0.41
2016-08-09 11:00 | 0.81
2016-08-09 12:00 | 0.9
2016-08-09 13:00 | 0.7
2016-08-09 14:00 | 0.38
2016-08-09 15:00 | 0.38
2016-08-09 16:00 | 0.23
2016-08-09 17:00 | 0.19
2016-08-09 18:00 | 0.03
2016-08-09 19:00 | 0
2016-08-09 20:00 | 0
2016-08-09 21:00 | 0
2016-08-09 22:00 | 0
2016-08-09 23:00 | 0
2016-08-10 | 0
2016-08-10 01:00 | 0
2016-08-10 02:00 | 0
2016-08-10 03:00 | 0
2016-08-10 04:00 | 0
2016-08-10 05:00 | 0
2016-08-10 06:00 | 0
2016-08-10 07:00 | 0
2016-08-10 08:00 | 0.11
2016-08-10 09:00 | 0.52
2016-08-10 10:00 | 1.02
2016-08-10 11:00 | 1.17
2016-08-10 12:00 | 1.2
2016-08-10 13:00 | 1.17
2016-08-10 14:00 | 1.46
2016-08-10 15:00 | 1.11
2016-08-10 16:00 | 1.13
2016-08-10 17:00 | 0.42
2016-08-10 18:00 | 0.1
2016-08-10 19:00 | 0
2016-08-10 20:00 | 0
2016-08-10 21:00 | 0
2016-08-10 22:00 | 0
2016-08-10 23:00 | 0
2016-08-11 | 0
2016-08-11 01:00 | 0
2016-08-11 02:00 | 0
2016-08-11 03:00 | 0
2016-08-11 04:00 | 0
2016-08-11 05:00 | 0
2016-08-11 06:00 | 0
2016-08-11 07:00 | 0.01
2016-08-11 08:00 | 0.21
2016-08-11 09:00 | 0.84
2016-08-11 10:00 | 1.24
2016-08-11 11:00 | 1.49
2016-08-11 12:00 | 1.61
2016-08-11 13:00 | 1.62
2016-08-11 14:00 | 1.55
2016-08-11 15:00 | 1.43
2016-08-11 16:00 | 1.12
2016-08-11 17:00 | 0.51
2016-08-11 18:00 | 0.12
2016-08-11 19:00 | 0
2016-08-11 20:00 | 0
2016-08-11 21:00 | 0
2016-08-11 22:00 | 0
2016-08-11 23:00 | 0
2016-08-12 | 0
2016-08-12 01:00 | 0
2016-08-12 02:00 | 0
2016-08-12 03:00 | 0
2016-08-12 04:00 | 0
2016-08-12 05:00 | 0
2016-08-12 06:00 | 0
2016-08-12 07:00 | 0.01
2016-08-12 08:00 | 0.21
2016-08-12 09:00 | 0.81
2016-08-12 10:00 | 1.2
2016-08-12 11:00 | 1.42
2016-08-12 12:00 | 1.61
2016-08-12 13:00 | 1.61
2016-08-12 14:00 | 1.53
2016-08-12 15:00 | 1.09
2016-08-12 16:00 | 1
2016-08-12 17:00 | 0.24
2016-08-12 18:00 | 0.05
2016-08-12 19:00 | 0
2016-08-12 20:00 | 0
2016-08-12 21:00 | 0
2016-08-12 22:00 | 0
2016-08-12 23:00 | 0
2016-08-13 | 0
2016-08-13 01:00 | 0
2016-08-13 02:00 | 0
2016-08-13 03:00 | 0
2016-08-13 04:00 | 0
2016-08-13 05:00 | 0
2016-08-13 06:00 | 0
2016-08-13 07:00 | 0.01
2016-08-13 08:00 | 0.19
2016-08-13 09:00 | 0.57
2016-08-13 10:00 | 1
2016-08-13 11:00 | 1.24
2016-08-13 12:00 | 1.41
2016-08-13 13:00 | 1.44
2016-08-13 14:00 | 1.25
2016-08-13 15:00 | 1.03
2016-08-13 16:00 | 0.76
2016-08-13 17:00 | 0.47
2016-08-13 18:00 | 0.11
2016-08-13 19:00 | 0
2016-08-13 20:00 | 0
2016-08-13 21:00 | 0
2016-08-13 22:00 | 0
2016-08-13 23:00 | 0
2016-08-14 | 0
2016-08-14 01:00 | 0
2016-08-14 02:00 | 0
2016-08-14 03:00 | 0
2016-08-14 04:00 | 0
2016-08-14 05:00 | 0
2016-08-14 06:00 | 0
2016-08-14 07:00 | 0.01
2016-08-14 08:00 | 0.19
2016-08-14 09:00 | 0.66
2016-08-14 10:00 | 1.21
2016-08-14 11:00 | 1.47
2016-08-14 12:00 | 1.6
2016-08-14 13:00 | 1.62
2016-08-14 14:00 | 1.56
2016-08-14 15:00 | 1.38
2016-08-14 16:00 | 1.05
2016-08-14 17:00 | 0.52
2016-08-14 18:00 | 0.11
2016-08-14 19:00 | 0
2016-08-14 20:00 | 0
2016-08-14 21:00 | 0
2016-08-14 22:00 | 0
2016-08-14 23:00 | 0
2016-08-15 | 0
2016-08-15 01:00 | 0
2016-08-15 02:00 | 0
2016-08-15 03:00 | 0
2016-08-15 04:00 | 0
2016-08-15 05:00 | 0
2016-08-15 06:00 | 0
2016-08-15 07:00 | 0.01
2016-08-15 08:00 | 0.22
2016-08-15 09:00 | 0.84
2016-08-15 10:00 | 1.24
2016-08-15 11:00 | 1.51
2016-08-15 12:00 | 1.65
2016-08-15 13:00 | 1.61
2016-08-15 14:00 | 1.59
2016-08-15 15:00 | 1.35
2016-08-15 16:00 | 1.15
2016-08-15 17:00 | 0.56
2016-08-15 18:00 | 0.1
2016-08-15 19:00 | 0
2016-08-15 20:00 | 0
2016-08-15 21:00 | 0
2016-08-15 22:00 | 0
2016-08-15 23:00 | 0
2016-08-16 | 0
2016-08-16 01:00 | 0
2016-08-16 02:00 | 0
2016-08-16 03:00 | 0
2016-08-16 04:00 | 0
2016-08-16 05:00 | 0
2016-08-16 06:00 | 0
2016-08-16 07:00 | 0.01
2016-08-16 08:00 | 0.24
2016-08-16 09:00 | 0.84
2016-08-16 10:00 | 1.23
2016-08-16 11:00 | 1.48
2016-08-16 12:00 | 1.61
2016-08-16 13:00 | 1.63
2016-08-16 14:00 | 1.56
2016-08-16 15:00 | 1.41
2016-08-16 16:00 | 1.11
2016-08-16 17:00 | 0.58
2016-08-16 18:00 | 0.1
2016-08-16 19:00 | 0
2016-08-16 20:00 | 0
2016-08-16 21:00 | 0
2016-08-16 22:00 | 0
2016-08-16 23:00 | 0
2016-08-17 | 0
2016-08-17 01:00 | 0
2016-08-17 02:00 | 0
2016-08-17 03:00 | 0
2016-08-17 04:00 | 0
2016-08-17 05:00 | 0
2016-08-17 06:00 | 0
2016-08-17 07:00 | 0.01
2016-08-17 08:00 | 0.25
2016-08-17 09:00 | 0.85
2016-08-17 10:00 | 1.24
2016-08-17 11:00 | 1.47
2016-08-17 12:00 | 1.62
2016-08-17 13:00 | 1.63
2016-08-17 14:00 | 1.57
2016-08-17 15:00 | 1.37
2016-08-17 16:00 | 1.09
2016-08-17 17:00 | 0.52
2016-08-17 18:00 | 0.11
2016-08-17 19:00 | 0
2016-08-17 20:00 | 0
2016-08-17 21:00 | 0
2016-08-17 22:00 | 0
2016-08-17 23:00 | 0
2016-08-18 | 0
2016-08-18 01:00 | 0
2016-08-18 02:00 | 0
2016-08-18 03:00 | 0
2016-08-18 04:00 | 0
2016-08-18 05:00 | 0
2016-08-18 06:00 | 0
2016-08-18 07:00 | 0.01
2016-08-18 08:00 | 0.21
2016-08-18 09:00 | 0.74
2016-08-18 10:00 | 1.19
2016-08-18 11:00 | 1.37
2016-08-18 12:00 | 1.59
2016-08-18 13:00 | 1.63
2016-08-18 14:00 | 1.54
2016-08-18 15:00 | 1.38
2016-08-18 16:00 | 1.08
2016-08-18 17:00 | 0.55
2016-08-18 18:00 | 0.1
2016-08-18 19:00 | 0
2016-08-18 20:00 | 0
2016-08-18 21:00 | 0
2016-08-18 22:00 | 0
2016-08-18 23:00 | 0
2016-08-19 | 0
2016-08-19 01:00 | 0
2016-08-19 02:00 | 0
2016-08-19 03:00 | 0
2016-08-19 04:00 | 0
2016-08-19 05:00 | 0
2016-08-19 06:00 | 0
2016-08-19 07:00 | 0
2016-08-19 08:00 | 0.17
2016-08-19 09:00 | 0.69
2016-08-19 10:00 | 0.97
2016-08-19 11:00 | 1.3
2016-08-19 12:00 | 1.56
2016-08-19 13:00 | 1.6
2016-08-19 14:00 | 1.52
2016-08-19 15:00 | 1.28
2016-08-19 16:00 | 1.07
2016-08-19 17:00 | 0.45
2016-08-19 18:00 | 0.1
2016-08-19 19:00 | 0
2016-08-19 20:00 | 0
2016-08-19 21:00 | 0
2016-08-19 22:00 | 0
2016-08-19 23:00 | 0
2016-08-20 | 0
2016-08-20 01:00 | 0
2016-08-20 02:00 | 0
2016-08-20 03:00 | 0
2016-08-20 04:00 | 0
2016-08-20 05:00 | 0
2016-08-20 06:00 | 0
2016-08-20 07:00 | 0.01
2016-08-20 08:00 | 0.25
2016-08-20 09:00 | 0.81
2016-08-20 10:00 | 1.21
2016-08-20 11:00 | 1.46
2016-08-20 12:00 | 1.61
2016-08-20 13:00 | 1.65
2016-08-20 14:00 | 1.53
2016-08-20 15:00 | 1.17
2016-08-20 16:00 | 0.93
2016-08-20 17:00 | 0.28
2016-08-20 18:00 | 0.05
2016-08-20 19:00 | 0
2016-08-20 20:00 | 0
2016-08-20 21:00 | 0
2016-08-20 22:00 | 0
2016-08-20 23:00 | 0
2016-08-21 | 0
2016-08-21 01:00 | 0
2016-08-21 02:00 | 0
2016-08-21 03:00 | 0
2016-08-21 04:00 | 0
2016-08-21 05:00 | 0
2016-08-21 06:00 | 0
2016-08-21 07:00 | 0.01
2016-08-21 08:00 | 0.15
2016-08-21 09:00 | 0.61
2016-08-21 10:00 | 0.97
2016-08-21 11:00 | 1.3
2016-08-21 12:00 | 1.61
2016-08-21 13:00 | 1.74
2016-08-21 14:00 | 1.62
2016-08-21 15:00 | 1.45
2016-08-21 16:00 | 1.18
2016-08-21 17:00 | 0.58
2016-08-21 18:00 | 0.12
2016-08-21 19:00 | 0
2016-08-21 20:00 | 0
2016-08-21 21:00 | 0
2016-08-21 22:00 | 0
2016-08-21 23:00 | 0
2016-08-22 | 0
2016-08-22 01:00 | 0
2016-08-22 02:00 | 0
2016-08-22 03:00 | 0
2016-08-22 04:00 | 0
2016-08-22 05:00 | 0
2016-08-22 06:00 | 0
2016-08-22 07:00 | 0.01
2016-08-22 08:00 | 0.27
2016-08-22 09:00 | 0.86
2016-08-22 10:00 | 1.26
2016-08-22 11:00 | 1.49
2016-08-22 12:00 | 1.63
2016-08-22 13:00 | 1.63
2016-08-22 14:00 | 1.54
2016-08-22 15:00 | 1.33
2016-08-22 16:00 | 1
2016-08-22 17:00 | 0.61
2016-08-22 18:00 | 0.13
2016-08-22 19:00 | 0
2016-08-22 20:00 | 0
2016-08-22 21:00 | 0
2016-08-22 22:00 | 0
2016-08-22 23:00 | 0
2016-08-23 | 0
2016-08-23 01:00 | 0
2016-08-23 02:00 | 0
2016-08-23 03:00 | 0
2016-08-23 04:00 | 0
2016-08-23 05:00 | 0
2016-08-23 06:00 | 0
2016-08-23 07:00 | 0.01
2016-08-23 08:00 | 0.2
2016-08-23 09:00 | 0.53
2016-08-23 10:00 | 0.8
2016-08-23 11:00 | 1.2
2016-08-23 12:00 | 1.39
2016-08-23 13:00 | 1.25
2016-08-23 14:00 | 1.14
2016-08-23 15:00 | 1.06
2016-08-23 16:00 | 0.94
2016-08-23 17:00 | 0.49
2016-08-23 18:00 | 0.12
2016-08-23 19:00 | 0
2016-08-23 20:00 | 0
2016-08-23 21:00 | 0
2016-08-23 22:00 | 0
2016-08-23 23:00 | 0
2016-08-24 | 0
2016-08-24 01:00 | 0
2016-08-24 02:00 | 0
2016-08-24 03:00 | 0
2016-08-24 04:00 | 0
2016-08-24 05:00 | 0
2016-08-24 06:00 | 0
2016-08-24 07:00 | 0.01
2016-08-24 08:00 | 0.09
2016-08-24 09:00 | 0.37
2016-08-24 10:00 | 0.7
2016-08-24 11:00 | 0.89
2016-08-24 12:00 | 1.09
2016-08-24 13:00 | 1.01
2016-08-24 14:00 | 0.66
2016-08-24 15:00 | 0.7
2016-08-24 16:00 | 0.46
2016-08-24 17:00 | 0.32
2016-08-24 18:00 | 0.08
2016-08-24 19:00 | 0
2016-08-24 20:00 | 0
2016-08-24 21:00 | 0
2016-08-24 22:00 | 0
2016-08-24 23:00 | 0
2016-08-25 | 0
2016-08-25 01:00 | 0
2016-08-25 02:00 | 0
2016-08-25 03:00 | 0
2016-08-25 04:00 | 0
2016-08-25 05:00 | 0
2016-08-25 06:00 | 0
2016-08-25 07:00 | 0.01
2016-08-25 08:00 | 0.15
2016-08-25 09:00 | 0.48
2016-08-25 10:00 | 0.82
2016-08-25 11:00 | 1.1
2016-08-25 12:00 | 1.35
2016-08-25 13:00 | 1.23
2016-08-25 14:00 | 1.14
2016-08-25 15:00 | 1.06
2016-08-25 16:00 | 0.86
2016-08-25 17:00 | 0.42
2016-08-25 18:00 | 0.1
2016-08-25 19:00 | 0
2016-08-25 20:00 | 0
2016-08-25 21:00 | 0
2016-08-25 22:00 | 0
2016-08-25 23:00 | 0
2016-08-26 | 0
2016-08-26 01:00 | 0
2016-08-26 02:00 | 0
2016-08-26 03:00 | 0
2016-08-26 04:00 | 0
2016-08-26 05:00 | 0
2016-08-26 06:00 | 0
2016-08-26 07:00 | 0.02
2016-08-26 08:00 | 0.35
2016-08-26 09:00 | 0.8
2016-08-26 10:00 | 1.21
2016-08-26 11:00 | 1.49
2016-08-26 12:00 | 1.67
2016-08-26 13:00 | 1.66
2016-08-26 14:00 | 1.62
2016-08-26 15:00 | 1.42
2016-08-26 16:00 | 1.12
2016-08-26 17:00 | 0.46
2016-08-26 18:00 | 0.11
2016-08-26 19:00 | 0
2016-08-26 20:00 | 0
2016-08-26 21:00 | 0
2016-08-26 22:00 | 0
2016-08-26 23:00 | 0
2016-08-27 | 0
2016-08-27 01:00 | 0
2016-08-27 02:00 | 0
2016-08-27 03:00 | 0
2016-08-27 04:00 | 0
2016-08-27 05:00 | 0
2016-08-27 06:00 | 0
2016-08-27 07:00 | 0.02
2016-08-27 08:00 | 0.32
2016-08-27 09:00 | 0.9
2016-08-27 10:00 | 1.27
2016-08-27 11:00 | 1.49
2016-08-27 12:00 | 1.64
2016-08-27 13:00 | 1.61
2016-08-27 14:00 | 1.54
2016-08-27 15:00 | 1.35
2016-08-27 16:00 | 1.04
2016-08-27 17:00 | 0.44
2016-08-27 18:00 | 0.1
2016-08-27 19:00 | 0
2016-08-27 20:00 | 0
2016-08-27 21:00 | 0
2016-08-27 22:00 | 0
2016-08-27 23:00 | 0
2016-08-28 | 0
2016-08-28 01:00 | 0
2016-08-28 02:00 | 0
2016-08-28 03:00 | 0
2016-08-28 04:00 | 0
2016-08-28 05:00 | 0
2016-08-28 06:00 | 0
2016-08-28 07:00 | 0.01
2016-08-28 08:00 | 0.2
2016-08-28 09:00 | 0.52
2016-08-28 10:00 | 0.73
2016-08-28 11:00 | 0.81
2016-08-28 12:00 | 0.98
2016-08-28 13:00 | 1.05
2016-08-28 14:00 | 0.89
2016-08-28 15:00 | 0.83
2016-08-28 16:00 | 0.59
2016-08-28 17:00 | 0.25
2016-08-28 18:00 | 0.07
2016-08-28 19:00 | 0
2016-08-28 20:00 | 0
2016-08-28 21:00 | 0
2016-08-28 22:00 | 0
2016-08-28 23:00 | 0
2016-08-29 | 0
2016-08-29 01:00 | 0
2016-08-29 02:00 | 0
2016-08-29 03:00 | 0
2016-08-29 04:00 | 0
2016-08-29 05:00 | 0
2016-08-29 06:00 | 0
2016-08-29 07:00 | 0.01
2016-08-29 08:00 | 0.2
2016-08-29 09:00 | 0.56
2016-08-29 10:00 | 0.73
2016-08-29 11:00 | 0.87
2016-08-29 12:00 | 0.95
2016-08-29 13:00 | 0.92
2016-08-29 14:00 | 0.86
2016-08-29 15:00 | 0.75
2016-08-29 16:00 | 0.58
2016-08-29 17:00 | 0.21
2016-08-29 18:00 | 0.06
2016-08-29 19:00 | 0
2016-08-29 20:00 | 0
2016-08-29 21:00 | 0
2016-08-29 22:00 | 0
2016-08-29 23:00 | 0
2016-08-30 | 0
2016-08-30 01:00 | 0
2016-08-30 02:00 | 0
2016-08-30 03:00 | 0
2016-08-30 04:00 | 0
2016-08-30 05:00 | 0
2016-08-30 06:00 | 0
2016-08-30 07:00 | 0.02
2016-08-30 08:00 | 0.25
2016-08-30 09:00 | 0.66
2016-08-30 10:00 | 1.12
2016-08-30 11:00 | 1.46
2016-08-30 12:00 | 1.4
2016-08-30 13:00 | 1.39
2016-08-30 14:00 | 1.44
2016-08-30 15:00 | 1.31
2016-08-30 16:00 | 1.03
2016-08-30 17:00 | 0.58
2016-08-30 18:00 | 0.12
2016-08-30 19:00 | 0
2016-08-30 20:00 | 0
2016-08-30 21:00 | 0
2016-08-30 22:00 | 0
2016-08-30 23:00 | 0
2016-08-31 | 0
2016-08-31 01:00 | 0
2016-08-31 02:00 | 0
2016-08-31 03:00 | 0
2016-08-31 04:00 | 0
2016-08-31 05:00 | 0
2016-08-31 06:00 | 0
2016-08-31 07:00 | 0.02
2016-08-31 08:00 | 0.32
2016-08-31 09:00 | 0.91
2016-08-31 10:00 | 1.24
2016-08-31 11:00 | 1.49
2016-08-31 12:00 | 1.58
2016-08-31 13:00 | 1.54
2016-08-31 14:00 | 1.53
2016-08-31 15:00 | 1.36
2016-08-31 16:00 | 1.08
2016-08-31 17:00 | 0.5
2016-08-31 18:00 | 0.1
2016-08-31 19:00 | 0
2016-08-31 20:00 | 0
2016-08-31 21:00 | 0
2016-08-31 22:00 | 0
2016-08-31 23:00 | 0
2016-09-01 | 0
2016-09-01 01:00 | 0
2016-09-01 02:00 | 0
2016-09-01 03:00 | 0
2016-09-01 04:00 | 0
2016-09-01 05:00 | 0
2016-09-01 06:00 | 0
2016-09-01 07:00 | 0.02
2016-09-01 08:00 | 0.31
2016-09-01 09:00 | 0.84
2016-09-01 10:00 | 1.2
2016-09-01 11:00 | 1.39
2016-09-01 12:00 | 1.55
2016-09-01 13:00 | 1.56
2016-09-01 14:00 | 1.49
2016-09-01 15:00 | 1.35
2016-09-01 16:00 | 0.98
2016-09-01 17:00 | 0.48
2016-09-01 18:00 | 0.13
2016-09-01 19:00 | 0
2016-09-01 20:00 | 0
2016-09-01 21:00 | 0
2016-09-01 22:00 | 0
2016-09-01 23:00 | 0
2016-09-02 | 0
2016-09-02 01:00 | 0
2016-09-02 02:00 | 0
2016-09-02 03:00 | 0
2016-09-02 04:00 | 0
2016-09-02 05:00 | 0
2016-09-02 06:00 | 0
2016-09-02 07:00 | 0.02
2016-09-02 08:00 | 0.28
2016-09-02 09:00 | 0.7
2016-09-02 10:00 | 1.2
2016-09-02 11:00 | 1.32
2016-09-02 12:00 | 1.46
2016-09-02 13:00 | 1.38
2016-09-02 14:00 | 0.96
2016-09-02 15:00 | 0.74
2016-09-02 16:00 | 0.55
2016-09-02 17:00 | 0.2
2016-09-02 18:00 | 0.04
2016-09-02 19:00 | 0
2016-09-02 20:00 | 0
2016-09-02 21:00 | 0
2016-09-02 22:00 | 0
2016-09-02 23:00 | 0
2016-09-03 | 0
2016-09-03 01:00 | 0
2016-09-03 02:00 | 0
2016-09-03 03:00 | 0
2016-09-03 04:00 | 0
2016-09-03 05:00 | 0
2016-09-03 06:00 | 0
2016-09-03 07:00 | 0.02
2016-09-03 08:00 | 0.17
2016-09-03 09:00 | 0.51
2016-09-03 10:00 | 0.75
2016-09-03 11:00 | 0.91
2016-09-03 12:00 | 1.02
2016-09-03 13:00 | 1.07
2016-09-03 14:00 | 1.01
2016-09-03 15:00 | 0.79
2016-09-03 16:00 | 0.55
2016-09-03 17:00 | 0.26
2016-09-03 18:00 | 0.05
2016-09-03 19:00 | 0
2016-09-03 20:00 | 0
2016-09-03 21:00 | 0
2016-09-03 22:00 | 0
2016-09-03 23:00 | 0
2016-09-04 | 0
2016-09-04 01:00 | 0
2016-09-04 02:00 | 0
2016-09-04 03:00 | 0
2016-09-04 04:00 | 0
2016-09-04 05:00 | 0
2016-09-04 06:00 | 0
2016-09-04 07:00 | 0.02
2016-09-04 08:00 | 0.19
2016-09-04 09:00 | 0.33
2016-09-04 10:00 | 0.7
2016-09-04 11:00 | 1.11
2016-09-04 12:00 | 1.19
2016-09-04 13:00 | 1.28
2016-09-04 14:00 | 1.26
2016-09-04 15:00 | 1.07
2016-09-04 16:00 | 0.75
2016-09-04 17:00 | 0.28
2016-09-04 18:00 | 0.05
2016-09-04 19:00 | 0
2016-09-04 20:00 | 0
2016-09-04 21:00 | 0
2016-09-04 22:00 | 0
2016-09-04 23:00 | 0
2016-09-05 | 0
2016-09-05 01:00 | 0
2016-09-05 02:00 | 0
2016-09-05 03:00 | 0
2016-09-05 04:00 | 0
2016-09-05 05:00 | 0
2016-09-05 06:00 | 0
2016-09-05 07:00 | 0.02
2016-09-05 08:00 | 0.24
2016-09-05 09:00 | 0.68
2016-09-05 10:00 | 1.01
2016-09-05 11:00 | 1.25
2016-09-05 12:00 | 1.38
2016-09-05 13:00 | 1.34
2016-09-05 14:00 | 1.26
2016-09-05 15:00 | 1.08
2016-09-05 16:00 | 0.79
2016-09-05 17:00 | 0.31
2016-09-05 18:00 | 0.07
2016-09-05 19:00 | 0
2016-09-05 20:00 | 0
2016-09-05 21:00 | 0
2016-09-05 22:00 | 0
2016-09-05 23:00 | 0
2016-09-06 | 0
2016-09-06 01:00 | 0
2016-09-06 02:00 | 0
2016-09-06 03:00 | 0
2016-09-06 04:00 | 0
2016-09-06 05:00 | 0
2016-09-06 06:00 | 0
2016-09-06 07:00 | 0.02
2016-09-06 08:00 | 0.29
2016-09-06 09:00 | 0.68
2016-09-06 10:00 | 0.92
2016-09-06 11:00 | 1.26
2016-09-06 12:00 | 1.44
2016-09-06 13:00 | 1.68
2016-09-06 14:00 | 1.59
2016-09-06 15:00 | 1.42
2016-09-06 16:00 | 1.15
2016-09-06 17:00 | 0.44
2016-09-06 18:00 | 0.1
2016-09-06 19:00 | 0
2016-09-06 20:00 | 0
2016-09-06 21:00 | 0
2016-09-06 22:00 | 0
2016-09-06 23:00 | 0
2016-09-07 | 0
2016-09-07 01:00 | 0
2016-09-07 02:00 | 0
2016-09-07 03:00 | 0
2016-09-07 04:00 | 0
2016-09-07 05:00 | 0
2016-09-07 06:00 | 0
2016-09-07 07:00 | 0.03
2016-09-07 08:00 | 0.39
2016-09-07 09:00 | 0.95
2016-09-07 10:00 | 1.28
2016-09-07 11:00 | 1.5
2016-09-07 12:00 | 1.67
2016-09-07 13:00 | 1.64
2016-09-07 14:00 | 1.64
2016-09-07 15:00 | 1.46
2016-09-07 16:00 | 1.15
2016-09-07 17:00 | 0.57
2016-09-07 18:00 | 0.13
2016-09-07 19:00 | 0
2016-09-07 20:00 | 0
2016-09-07 21:00 | 0
2016-09-07 22:00 | 0
2016-09-07 23:00 | 0
2016-09-08 | 0
2016-09-08 01:00 | 0
2016-09-08 02:00 | 0
2016-09-08 03:00 | 0
2016-09-08 04:00 | 0
2016-09-08 05:00 | 0
2016-09-08 06:00 | 0
2016-09-08 07:00 | 0.03
2016-09-08 08:00 | 0.32
2016-09-08 09:00 | 0.66
2016-09-08 10:00 | 1.13
2016-09-08 11:00 | 1.38
2016-09-08 12:00 | 1.63
2016-09-08 13:00 | 1.27
2016-09-08 14:00 | 1.04
2016-09-08 15:00 | 0.92
2016-09-08 16:00 | 0.74
2016-09-08 17:00 | 0.45
2016-09-08 18:00 | 0.11
2016-09-08 19:00 | 0
2016-09-08 20:00 | 0
2016-09-08 21:00 | 0
2016-09-08 22:00 | 0
2016-09-08 23:00 | 0
2016-09-09 | 0
2016-09-09 01:00 | 0
2016-09-09 02:00 | 0
2016-09-09 03:00 | 0
2016-09-09 04:00 | 0
2016-09-09 05:00 | 0
2016-09-09 06:00 | 0
2016-09-09 07:00 | 0.03
2016-09-09 08:00 | 0.32
2016-09-09 09:00 | 0.93
2016-09-09 10:00 | 1.33
2016-09-09 11:00 | 1.57
2016-09-09 12:00 | 1.63
2016-09-09 13:00 | 1.62
2016-09-09 14:00 | 1.6
2016-09-09 15:00 | 1.33
2016-09-09 16:00 | 0.89
2016-09-09 17:00 | 0.6
2016-09-09 18:00 | 0.12
2016-09-09 19:00 | 0
2016-09-09 20:00 | 0
2016-09-09 21:00 | 0
2016-09-09 22:00 | 0
2016-09-09 23:00 | 0
2016-09-10 | 0
2016-09-10 01:00 | 0
2016-09-10 02:00 | 0
2016-09-10 03:00 | 0
2016-09-10 04:00 | 0
2016-09-10 05:00 | 0
2016-09-10 06:00 | 0
2016-09-10 07:00 | 0.03
2016-09-10 08:00 | 0.46
2016-09-10 09:00 | 0.96
2016-09-10 10:00 | 1.3
2016-09-10 11:00 | 1.57
2016-09-10 12:00 | 1.34
2016-09-10 13:00 | 1.5
2016-09-10 14:00 | 1.51
2016-09-10 15:00 | 1.21
2016-09-10 16:00 | 0.96
2016-09-10 17:00 | 0.55
2016-09-10 18:00 | 0.15
2016-09-10 19:00 | 0
2016-09-10 20:00 | 0
2016-09-10 21:00 | 0
2016-09-10 22:00 | 0
2016-09-10 23:00 | 0
2016-09-11 | 0
2016-09-11 01:00 | 0
2016-09-11 02:00 | 0
2016-09-11 03:00 | 0
2016-09-11 04:00 | 0
2016-09-11 05:00 | 0
2016-09-11 06:00 | 0
2016-09-11 07:00 | 0.03
2016-09-11 08:00 | 0.44
2016-09-11 09:00 | 0.99
2016-09-11 10:00 | 1.37
2016-09-11 11:00 | 1.59
2016-09-11 12:00 | 1.66
2016-09-11 13:00 | 1.68
2016-09-11 14:00 | 1.6
2016-09-11 15:00 | 1.44
2016-09-11 16:00 | 1.15
2016-09-11 17:00 | 0.65
2016-09-11 18:00 | 0.12
2016-09-11 19:00 | 0
2016-09-11 20:00 | 0
2016-09-11 21:00 | 0
2016-09-11 22:00 | 0
2016-09-11 23:00 | 0
2016-09-12 | 0
2016-09-12 01:00 | 0
2016-09-12 02:00 | 0
2016-09-12 03:00 | 0
2016-09-12 04:00 | 0
2016-09-12 05:00 | 0
2016-09-12 06:00 | 0
2016-09-12 07:00 | 0.05
2016-09-12 08:00 | 0.42
2016-09-12 09:00 | 0.99
2016-09-12 10:00 | 1.34
2016-09-12 11:00 | 1.56
2016-09-12 12:00 | 1.65
2016-09-12 13:00 | 1.67
2016-09-12 14:00 | 1.62
2016-09-12 15:00 | 1.43
2016-09-12 16:00 | 1.11
2016-09-12 17:00 | 0.69
2016-09-12 18:00 | 0.13
2016-09-12 19:00 | 0
2016-09-12 20:00 | 0
2016-09-12 21:00 | 0
2016-09-12 22:00 | 0
2016-09-12 23:00 | 0
2016-09-13 | 0
2016-09-13 01:00 | 0
2016-09-13 02:00 | 0
2016-09-13 03:00 | 0
2016-09-13 04:00 | 0
2016-09-13 05:00 | 0
2016-09-13 06:00 | 0
2016-09-13 07:00 | 0.04
2016-09-13 08:00 | 0.28
2016-09-13 09:00 | 0.68
2016-09-13 10:00 | 1.22
2016-09-13 11:00 | 1.12
2016-09-13 12:00 | 1.54
2016-09-13 13:00 | 1.33
2016-09-13 14:00 | 1.08
2016-09-13 15:00 | 0.71
2016-09-13 16:00 | 0.41
2016-09-13 17:00 | 0.28
2016-09-13 18:00 | 0.06
2016-09-13 19:00 | 0
2016-09-13 20:00 | 0
2016-09-13 21:00 | 0
2016-09-13 22:00 | 0
2016-09-13 23:00 | 0
2016-09-14 | 0
2016-09-14 01:00 | 0
2016-09-14 02:00 | 0
2016-09-14 03:00 | 0
2016-09-14 04:00 | 0
2016-09-14 05:00 | 0
2016-09-14 06:00 | 0
2016-09-14 07:00 | 0.01
2016-09-14 08:00 | 0.07
2016-09-14 09:00 | 0.19
2016-09-14 10:00 | 0.32
2016-09-14 11:00 | 0.43
2016-09-14 12:00 | 0.74
2016-09-14 13:00 | 0.88
2016-09-14 14:00 | 1.26
2016-09-14 15:00 | 1.07
2016-09-14 16:00 | 0.92
2016-09-14 17:00 | 0.61
2016-09-14 18:00 | 0.08
2016-09-14 19:00 | 0
2016-09-14 20:00 | 0
2016-09-14 21:00 | 0
2016-09-14 22:00 | 0
2016-09-14 23:00 | 0
2016-09-15 | 0
2016-09-15 01:00 | 0
2016-09-15 02:00 | 0
2016-09-15 03:00 | 0
2016-09-15 04:00 | 0
2016-09-15 05:00 | 0
2016-09-15 06:00 | 0
2016-09-15 07:00 | 0.01
2016-09-15 08:00 | 0.1
2016-09-15 09:00 | 0.29
2016-09-15 10:00 | 0.47
2016-09-15 11:00 | 0.64
2016-09-15 12:00 | 0.99
2016-09-15 13:00 | 1.1
2016-09-15 14:00 | 1.04
2016-09-15 15:00 | 0.93
2016-09-15 16:00 | 0.69
2016-09-15 17:00 | 0.43
2016-09-15 18:00 | 0.11
2016-09-15 19:00 | 0
2016-09-15 20:00 | 0
2016-09-15 21:00 | 0
2016-09-15 22:00 | 0
2016-09-15 23:00 | 0
2016-09-16 | 0
2016-09-16 01:00 | 0
2016-09-16 02:00 | 0
2016-09-16 03:00 | 0
2016-09-16 04:00 | 0
2016-09-16 05:00 | 0
2016-09-16 06:00 | 0
2016-09-16 07:00 | 0.02
2016-09-16 08:00 | 0.17
2016-09-16 09:00 | 0.54
2016-09-16 10:00 | 0.97
2016-09-16 11:00 | 1.09
2016-09-16 12:00 | 1.13
2016-09-16 13:00 | 1.15
2016-09-16 14:00 | 0.99
2016-09-16 15:00 | 0.86
2016-09-16 16:00 | 0.66
2016-09-16 17:00 | 0.39
2016-09-16 18:00 | 0.1
2016-09-16 19:00 | 0
2016-09-16 20:00 | 0
2016-09-16 21:00 | 0
2016-09-16 22:00 | 0
2016-09-16 23:00 | 0
2016-09-17 | 0
2016-09-17 01:00 | 0
2016-09-17 02:00 | 0
2016-09-17 03:00 | 0
2016-09-17 04:00 | 0
2016-09-17 05:00 | 0
2016-09-17 06:00 | 0
2016-09-17 07:00 | 0.03
2016-09-17 08:00 | 0.27
2016-09-17 09:00 | 0.6
2016-09-17 10:00 | 0.8
2016-09-17 11:00 | 1.08
2016-09-17 12:00 | 1.19
2016-09-17 13:00 | 1.14
2016-09-17 14:00 | 1.1
2016-09-17 15:00 | 0.88
2016-09-17 16:00 | 0.63
2016-09-17 17:00 | 0.36
2016-09-17 18:00 | 0.1
2016-09-17 19:00 | 0
2016-09-17 20:00 | 0
2016-09-17 21:00 | 0
2016-09-17 22:00 | 0
2016-09-17 23:00 | 0
2016-09-18 | 0
2016-09-18 01:00 | 0
2016-09-18 02:00 | 0
2016-09-18 03:00 | 0
2016-09-18 04:00 | 0
2016-09-18 05:00 | 0
2016-09-18 06:00 | 0
2016-09-18 07:00 | 0.04
2016-09-18 08:00 | 0.28
2016-09-18 09:00 | 0.7
2016-09-18 10:00 | 1.05
2016-09-18 11:00 | 1.15
2016-09-18 12:00 | 0.96
2016-09-18 13:00 | 1.03
2016-09-18 14:00 | 0.96
2016-09-18 15:00 | 0.76
2016-09-18 16:00 | 0.72
2016-09-18 17:00 | 0.32
2016-09-18 18:00 | 0.1
2016-09-18 19:00 | 0
2016-09-18 20:00 | 0
2016-09-18 21:00 | 0
2016-09-18 22:00 | 0
2016-09-18 23:00 | 0
2016-09-19 | 0
2016-09-19 01:00 | 0
2016-09-19 02:00 | 0
2016-09-19 03:00 | 0
2016-09-19 04:00 | 0
2016-09-19 05:00 | 0
2016-09-19 06:00 | 0
2016-09-19 07:00 | 0.03
2016-09-19 08:00 | 0.19
2016-09-19 09:00 | 0.32
2016-09-19 10:00 | 0.59
2016-09-19 11:00 | 0.71
2016-09-19 12:00 | 0.74
2016-09-19 13:00 | 0.75
2016-09-19 14:00 | 0.51
2016-09-19 15:00 | 0.24
2016-09-19 16:00 | 0.23
2016-09-19 17:00 | 0.15
2016-09-19 18:00 | 0.04
2016-09-19 19:00 | 0
2016-09-19 20:00 | 0
2016-09-19 21:00 | 0
2016-09-19 22:00 | 0
2016-09-19 23:00 | 0
2016-09-20 | 0
2016-09-20 01:00 | 0
2016-09-20 02:00 | 0
2016-09-20 03:00 | 0
2016-09-20 04:00 | 0
2016-09-20 05:00 | 0
2016-09-20 06:00 | 0
2016-09-20 07:00 | 0.05
2016-09-20 08:00 | 0.5
2016-09-20 09:00 | 0.96
2016-09-20 10:00 | 1.38
2016-09-20 11:00 | 1.6
2016-09-20 12:00 | 1.74
2016-09-20 13:00 | 1.68
2016-09-20 14:00 | 1.62
2016-09-20 15:00 | 1.44
2016-09-20 16:00 | 1.15
2016-09-20 17:00 | 0.69
2016-09-20 18:00 | 0.14
2016-09-20 19:00 | 0
2016-09-20 20:00 | 0
2016-09-20 21:00 | 0
2016-09-20 22:00 | 0
2016-09-20 23:00 | 0
2016-09-21 | 0
2016-09-21 01:00 | 0
2016-09-21 02:00 | 0
2016-09-21 03:00 | 0
2016-09-21 04:00 | 0
2016-09-21 05:00 | 0
2016-09-21 06:00 | 0
2016-09-21 07:00 | 0.06
2016-09-21 08:00 | 0.49
2016-09-21 09:00 | 0.89
2016-09-21 10:00 | 1.26
2016-09-21 11:00 | 1.49
2016-09-21 12:00 | 1.61
2016-09-21 13:00 | 1.65
2016-09-21 14:00 | 1.54
2016-09-21 15:00 | 1.29
2016-09-21 16:00 | 0.94
2016-09-21 17:00 | 0.55
2016-09-21 18:00 | 0.16
2016-09-21 19:00 | 0
2016-09-21 20:00 | 0
2016-09-21 21:00 | 0
2016-09-21 22:00 | 0
2016-09-21 23:00 | 0
2016-09-22 | 0
2016-09-22 01:00 | 0
2016-09-22 02:00 | 0
2016-09-22 03:00 | 0
2016-09-22 04:00 | 0
2016-09-22 05:00 | 0
2016-09-22 06:00 | 0
2016-09-22 07:00 | 0.07
2016-09-22 08:00 | 0.53
2016-09-22 09:00 | 0.81
2016-09-22 10:00 | 1.17
2016-09-22 11:00 | 1.51
2016-09-22 12:00 | 1.66
2016-09-22 13:00 | 1.25
2016-09-22 14:00 | 1
2016-09-22 15:00 | 0.93
2016-09-22 16:00 | 0.74
2016-09-22 17:00 | 0.47
2016-09-22 18:00 | 0.1
2016-09-22 19:00 | 0
2016-09-22 20:00 | 0
2016-09-22 21:00 | 0
2016-09-22 22:00 | 0
2016-09-22 23:00 | 0
2016-09-23 | 0
2016-09-23 01:00 | 0
2016-09-23 02:00 | 0
2016-09-23 03:00 | 0
2016-09-23 04:00 | 0
2016-09-23 05:00 | 0
2016-09-23 06:00 | 0
2016-09-23 07:00 | 0.04
2016-09-23 08:00 | 0.22
2016-09-23 09:00 | 0.54
2016-09-23 10:00 | 0.79
2016-09-23 11:00 | 0.81
2016-09-23 12:00 | 1.17
2016-09-23 13:00 | 1.31
2016-09-23 14:00 | 1.16
2016-09-23 15:00 | 0.88
2016-09-23 16:00 | 0.37
2016-09-23 17:00 | 0.15
2016-09-23 18:00 | 0.02
2016-09-23 19:00 | 0
2016-09-23 20:00 | 0
2016-09-23 21:00 | 0
2016-09-23 22:00 | 0
2016-09-23 23:00 | 0
2016-09-24 | 0
2016-09-24 01:00 | 0
2016-09-24 02:00 | 0
2016-09-24 03:00 | 0
2016-09-24 04:00 | 0
2016-09-24 05:00 | 0
2016-09-24 06:00 | 0
2016-09-24 07:00 | 0.05
2016-09-24 08:00 | 0.23
2016-09-24 09:00 | 0.62
2016-09-24 10:00 | 0.9
2016-09-24 11:00 | 0.96
2016-09-24 12:00 | 0.91
2016-09-24 13:00 | 1
2016-09-24 14:00 | 0.82
2016-09-24 15:00 | 0.65
2016-09-24 16:00 | 0.44
2016-09-24 17:00 | 0.26
2016-09-24 18:00 | 0.06
2016-09-24 19:00 | 0
2016-09-24 20:00 | 0
2016-09-24 21:00 | 0
2016-09-24 22:00 | 0
2016-09-24 23:00 | 0
2016-09-25 | 0
2016-09-25 01:00 | 0
2016-09-25 02:00 | 0
2016-09-25 03:00 | 0
2016-09-25 04:00 | 0
2016-09-25 05:00 | 0
2016-09-25 06:00 | 0
2016-09-25 07:00 | 0.03
2016-09-25 08:00 | 0.36
2016-09-25 09:00 | 0.65
2016-09-25 10:00 | 0.85
2016-09-25 11:00 | 0.95
2016-09-25 12:00 | 1.1
2016-09-25 13:00 | 1.11
2016-09-25 14:00 | 1.14
2016-09-25 15:00 | 1.03
2016-09-25 16:00 | 0.73
2016-09-25 17:00 | 0.43
2016-09-25 18:00 | 0.1
2016-09-25 19:00 | 0
2016-09-25 20:00 | 0
2016-09-25 21:00 | 0
2016-09-25 22:00 | 0
2016-09-25 23:00 | 0
2016-09-26 | 0
2016-09-26 01:00 | 0
2016-09-26 02:00 | 0
2016-09-26 03:00 | 0
2016-09-26 04:00 | 0
2016-09-26 05:00 | 0
2016-09-26 06:00 | 0
2016-09-26 07:00 | 0.06
2016-09-26 08:00 | 0.56
2016-09-26 09:00 | 0.82
2016-09-26 10:00 | 1.11
2016-09-26 11:00 | 1.4
2016-09-26 12:00 | 1.67
2016-09-26 13:00 | 1.73
2016-09-26 14:00 | 1.7
2016-09-26 15:00 | 1.49
2016-09-26 16:00 | 1.2
2016-09-26 17:00 | 0.76
2016-09-26 18:00 | 0.15
2016-09-26 19:00 | 0
2016-09-26 20:00 | 0
2016-09-26 21:00 | 0
2016-09-26 22:00 | 0
2016-09-26 23:00 | 0
2016-09-27 | 0
2016-09-27 01:00 | 0
2016-09-27 02:00 | 0
2016-09-27 03:00 | 0
2016-09-27 04:00 | 0
2016-09-27 05:00 | 0
2016-09-27 06:00 | 0
2016-09-27 07:00 | 0.06
2016-09-27 08:00 | 0.58
2016-09-27 09:00 | 1.08
2016-09-27 10:00 | 1.44
2016-09-27 11:00 | 1.59
2016-09-27 12:00 | 1.72
2016-09-27 13:00 | 1.7
2016-09-27 14:00 | 1.54
2016-09-27 15:00 | 1.37
2016-09-27 16:00 | 1.11
2016-09-27 17:00 | 0.71
2016-09-27 18:00 | 0.16
2016-09-27 19:00 | 0
2016-09-27 20:00 | 0
2016-09-27 21:00 | 0
2016-09-27 22:00 | 0
2016-09-27 23:00 | 0
2016-09-28 | 0
2016-09-28 01:00 | 0
2016-09-28 02:00 | 0
2016-09-28 03:00 | 0
2016-09-28 04:00 | 0
2016-09-28 05:00 | 0
2016-09-28 06:00 | 0
2016-09-28 07:00 | 0.1
2016-09-28 08:00 | 0.51
2016-09-28 09:00 | 1.01
2016-09-28 10:00 | 1.33
2016-09-28 11:00 | 1.49
2016-09-28 12:00 | 1.58
2016-09-28 13:00 | 1.45
2016-09-28 14:00 | 1.55
2016-09-28 15:00 | 1.36
2016-09-28 16:00 | 0.99
2016-09-28 17:00 | 0.71
2016-09-28 18:00 | 0.17
2016-09-28 19:00 | 0
2016-09-28 20:00 | 0
2016-09-28 21:00 | 0
2016-09-28 22:00 | 0
2016-09-28 23:00 | 0
2016-09-29 | 0
2016-09-29 01:00 | 0
2016-09-29 02:00 | 0
2016-09-29 03:00 | 0
2016-09-29 04:00 | 0
2016-09-29 05:00 | 0
2016-09-29 06:00 | 0
2016-09-29 07:00 | 0.05
2016-09-29 08:00 | 0.33
2016-09-29 09:00 | 0.94
2016-09-29 10:00 | 1.37
2016-09-29 11:00 | 1.56
2016-09-29 12:00 | 1.6
2016-09-29 13:00 | 1.32
2016-09-29 14:00 | 1.42
2016-09-29 15:00 | 1.31
2016-09-29 16:00 | 1.05
2016-09-29 17:00 | 0.57
2016-09-29 18:00 | 0.12
2016-09-29 19:00 | 0
2016-09-29 20:00 | 0
2016-09-29 21:00 | 0
2016-09-29 22:00 | 0
2016-09-29 23:00 | 0
2016-09-30 | 0
2016-09-30 01:00 | 0
2016-09-30 02:00 | 0
2016-09-30 03:00 | 0
2016-09-30 04:00 | 0
2016-09-30 05:00 | 0
2016-09-30 06:00 | 0
2016-09-30 07:00 | 0.06
2016-09-30 08:00 | 0.31
2016-09-30 09:00 | 0.68
2016-09-30 10:00 | 1.05
2016-09-30 11:00 | 1.26
2016-09-30 12:00 | 1.53
2016-09-30 13:00 | 1.38
2016-09-30 14:00 | 1.2
2016-09-30 15:00 | 0.87
2016-09-30 16:00 | 0.61
2016-09-30 17:00 | 0.45
2016-09-30 18:00 | 0.07
2016-09-30 19:00 | 0
2016-09-30 20:00 | 0
2016-09-30 21:00 | 0
2016-09-30 22:00 | 0
2016-09-30 23:00 | 0
2016-10-01 | 0
2016-10-01 01:00 | 0
2016-10-01 02:00 | 0
2016-10-01 03:00 | 0
2016-10-01 04:00 | 0
2016-10-01 05:00 | 0
2016-10-01 06:00 | 0
2016-10-01 07:00 | 0.03
2016-10-01 08:00 | 0.17
2016-10-01 09:00 | 0.48
2016-10-01 10:00 | 0.74
2016-10-01 11:00 | 0.75
2016-10-01 12:00 | 1.11
2016-10-01 13:00 | 0.89
2016-10-01 14:00 | 1.22
2016-10-01 15:00 | 0.87
2016-10-01 16:00 | 0.57
2016-10-01 17:00 | 0.61
2016-10-01 18:00 | 0.14
2016-10-01 19:00 | 0
2016-10-01 20:00 | 0
2016-10-01 21:00 | 0
2016-10-01 22:00 | 0
2016-10-01 23:00 | 0
2016-10-02 | 0
2016-10-02 01:00 | 0
2016-10-02 02:00 | 0
2016-10-02 03:00 | 0
2016-10-02 04:00 | 0
2016-10-02 05:00 | 0
2016-10-02 06:00 | 0
2016-10-02 07:00 | 0.1
2016-10-02 08:00 | 0.45
2016-10-02 09:00 | 0.96
2016-10-02 10:00 | 1.25
2016-10-02 11:00 | 1.5
2016-10-02 12:00 | 1.55
2016-10-02 13:00 | 1.51
2016-10-02 14:00 | 1.23
2016-10-02 15:00 | 1.12
2016-10-02 16:00 | 0.91
2016-10-02 17:00 | 0.53
2016-10-02 18:00 | 0.16
2016-10-02 19:00 | 0
2016-10-02 20:00 | 0
2016-10-02 21:00 | 0
2016-10-02 22:00 | 0
2016-10-02 23:00 | 0
2016-10-03 | 0
2016-10-03 01:00 | 0
2016-10-03 02:00 | 0
2016-10-03 03:00 | 0
2016-10-03 04:00 | 0
2016-10-03 05:00 | 0
2016-10-03 06:00 | 0
2016-10-03 07:00 | 0.08
2016-10-03 08:00 | 0.56
2016-10-03 09:00 | 0.89
2016-10-03 10:00 | 1.34
2016-10-03 11:00 | 1.42
2016-10-03 12:00 | 1.42
2016-10-03 13:00 | 1.16
2016-10-03 14:00 | 1.13
2016-10-03 15:00 | 1.34
2016-10-03 16:00 | 0.83
2016-10-03 17:00 | 0.31
2016-10-03 18:00 | 0.1
2016-10-03 19:00 | 0
2016-10-03 20:00 | 0
2016-10-03 21:00 | 0
2016-10-03 22:00 | 0
2016-10-03 23:00 | 0
2016-10-04 | 0
2016-10-04 01:00 | 0
2016-10-04 02:00 | 0
2016-10-04 03:00 | 0
2016-10-04 04:00 | 0
2016-10-04 05:00 | 0
2016-10-04 06:00 | 0
2016-10-04 07:00 | 0.04
2016-10-04 08:00 | 0.25
2016-10-04 09:00 | 0.48
2016-10-04 10:00 | 0.44
2016-10-04 11:00 | 0.61
2016-10-04 12:00 | 0.62
2016-10-04 13:00 | 0.52
2016-10-04 14:00 | 0.48
2016-10-04 15:00 | 0.56
2016-10-04 16:00 | 0.37
2016-10-04 17:00 | 0.19
2016-10-04 18:00 | 0.05
2016-10-04 19:00 | 0
2016-10-04 20:00 | 0
2016-10-04 21:00 | 0
2016-10-04 22:00 | 0
2016-10-04 23:00 | 0
2016-10-05 | 0
2016-10-05 01:00 | 0
2016-10-05 02:00 | 0
2016-10-05 03:00 | 0
2016-10-05 04:00 | 0
2016-10-05 05:00 | 0
2016-10-05 06:00 | 0
2016-10-05 07:00 | 0.06
2016-10-05 08:00 | 0.33
2016-10-05 09:00 | 0.91
2016-10-05 10:00 | 0.91
2016-10-05 11:00 | 1.34
2016-10-05 12:00 | 1.48
2016-10-05 13:00 | 1.06
2016-10-05 14:00 | 1.06
2016-10-05 15:00 | 1.09
2016-10-05 16:00 | 1.02
2016-10-05 17:00 | 0.39
2016-10-05 18:00 | 0.12
2016-10-05 19:00 | 0
2016-10-05 20:00 | 0
2016-10-05 21:00 | 0
2016-10-05 22:00 | 0
2016-10-05 23:00 | 0
2016-10-06 | 0
2016-10-06 01:00 | 0
2016-10-06 02:00 | 0
2016-10-06 03:00 | 0
2016-10-06 04:00 | 0
2016-10-06 05:00 | 0
2016-10-06 06:00 | 0
2016-10-06 07:00 | 0.08
2016-10-06 08:00 | 0.42
2016-10-06 09:00 | 0.8
2016-10-06 10:00 | 1.36
2016-10-06 11:00 | 1.52
2016-10-06 12:00 | 1.51
2016-10-06 13:00 | 1.49
2016-10-06 14:00 | 1.33
2016-10-06 15:00 | 1.08
2016-10-06 16:00 | 0.79
2016-10-06 17:00 | 0.48
2016-10-06 18:00 | 0.08
2016-10-06 19:00 | 0
2016-10-06 20:00 | 0
2016-10-06 21:00 | 0
2016-10-06 22:00 | 0
2016-10-06 23:00 | 0
2016-10-07 | 0
2016-10-07 01:00 | 0
2016-10-07 02:00 | 0
2016-10-07 03:00 | 0
2016-10-07 04:00 | 0
2016-10-07 05:00 | 0
2016-10-07 06:00 | 0
2016-10-07 07:00 | 0.1
2016-10-07 08:00 | 0.64
2016-10-07 09:00 | 1.14
2016-10-07 10:00 | 1.49
2016-10-07 11:00 | 1.69
2016-10-07 12:00 | 1.71
2016-10-07 13:00 | 1.59
2016-10-07 14:00 | 1.58
2016-10-07 15:00 | 1.22
2016-10-07 16:00 | 0.85
2016-10-07 17:00 | 0.5
2016-10-07 18:00 | 0.11
2016-10-07 19:00 | 0
2016-10-07 20:00 | 0
2016-10-07 21:00 | 0
2016-10-07 22:00 | 0
2016-10-07 23:00 | 0
2016-10-08 | 0
2016-10-08 01:00 | 0
2016-10-08 02:00 | 0
2016-10-08 03:00 | 0
2016-10-08 04:00 | 0
2016-10-08 05:00 | 0
2016-10-08 06:00 | 0
2016-10-08 07:00 | 0.12
2016-10-08 08:00 | 0.53
2016-10-08 09:00 | 0.95
2016-10-08 10:00 | 1.13
2016-10-08 11:00 | 1.56
2016-10-08 12:00 | 1.76
2016-10-08 13:00 | 1.6
2016-10-08 14:00 | 1.42
2016-10-08 15:00 | 1.32
2016-10-08 16:00 | 1.16
2016-10-08 17:00 | 0.6
2016-10-08 18:00 | 0.1
2016-10-08 19:00 | 0
2016-10-08 20:00 | 0
2016-10-08 21:00 | 0
2016-10-08 22:00 | 0
2016-10-08 23:00 | 0
2016-10-09 | 0
2016-10-09 01:00 | 0
2016-10-09 02:00 | 0
2016-10-09 03:00 | 0
2016-10-09 04:00 | 0
2016-10-09 05:00 | 0
2016-10-09 06:00 | 0
2016-10-09 07:00 | 0.09
2016-10-09 08:00 | 0.47
2016-10-09 09:00 | 0.79
2016-10-09 10:00 | 1.08
2016-10-09 11:00 | 1.28
2016-10-09 12:00 | 1.65
2016-10-09 13:00 | 1.75
2016-10-09 14:00 | 1.47
2016-10-09 15:00 | 1.15
2016-10-09 16:00 | 0.74
2016-10-09 17:00 | 0.37
2016-10-09 18:00 | 0.13
2016-10-09 19:00 | 0
2016-10-09 20:00 | 0
2016-10-09 21:00 | 0
2016-10-09 22:00 | 0
2016-10-09 23:00 | 0
2016-10-10 | 0
2016-10-10 01:00 | 0
2016-10-10 02:00 | 0
2016-10-10 03:00 | 0
2016-10-10 04:00 | 0
2016-10-10 05:00 | 0
2016-10-10 06:00 | 0
2016-10-10 07:00 | 0.06
2016-10-10 08:00 | 0.48
2016-10-10 09:00 | 0.9
2016-10-10 10:00 | 1.38
2016-10-10 11:00 | 1.57
2016-10-10 12:00 | 1.65
2016-10-10 13:00 | 1.64
2016-10-10 14:00 | 1.36
2016-10-10 15:00 | 0.55
2016-10-10 16:00 | 0.39
2016-10-10 17:00 | 0.41
2016-10-10 18:00 | 0.12
2016-10-10 19:00 | 0
2016-10-10 20:00 | 0
2016-10-10 21:00 | 0
2016-10-10 22:00 | 0
2016-10-10 23:00 | 0
2016-10-11 | 0
2016-10-11 01:00 | 0
2016-10-11 02:00 | 0
2016-10-11 03:00 | 0
2016-10-11 04:00 | 0
2016-10-11 05:00 | 0
2016-10-11 06:00 | 0
2016-10-11 07:00 | 0.08
2016-10-11 08:00 | 0.38
2016-10-11 09:00 | 0.75
2016-10-11 10:00 | 1.26
2016-10-11 11:00 | 1.53
2016-10-11 12:00 | 1.48
2016-10-11 13:00 | 1.24
2016-10-11 14:00 | 1.2
2016-10-11 15:00 | 1.12
2016-10-11 16:00 | 0.88
2016-10-11 17:00 | 0.42
2016-10-11 18:00 | 0.12
2016-10-11 19:00 | 0
2016-10-11 20:00 | 0
2016-10-11 21:00 | 0
2016-10-11 22:00 | 0
2016-10-11 23:00 | 0
2016-10-12 | 0
2016-10-12 01:00 | 0
2016-10-12 02:00 | 0
2016-10-12 03:00 | 0
2016-10-12 04:00 | 0
2016-10-12 05:00 | 0
2016-10-12 06:00 | 0
2016-10-12 07:00 | 0.11
2016-10-12 08:00 | 0.58
2016-10-12 09:00 | 1.05
2016-10-12 10:00 | 1.44
2016-10-12 11:00 | 1.59
2016-10-12 12:00 | 1.57
2016-10-12 13:00 | 1.62
2016-10-12 14:00 | 1.4
2016-10-12 15:00 | 1.12
2016-10-12 16:00 | 1.09
2016-10-12 17:00 | 0.59
2016-10-12 18:00 | 0.1
2016-10-12 19:00 | 0
2016-10-12 20:00 | 0
2016-10-12 21:00 | 0
2016-10-12 22:00 | 0
2016-10-12 23:00 | 0
2016-10-13 | 0
2016-10-13 01:00 | 0
2016-10-13 02:00 | 0
2016-10-13 03:00 | 0
2016-10-13 04:00 | 0
2016-10-13 05:00 | 0
2016-10-13 06:00 | 0
2016-10-13 07:00 | 0.15
2016-10-13 08:00 | 0.64
2016-10-13 09:00 | 1.04
2016-10-13 10:00 | 1.11
2016-10-13 11:00 | 1.59
2016-10-13 12:00 | 1.56
2016-10-13 13:00 | 1.71
2016-10-13 14:00 | 1.62
2016-10-13 15:00 | 1.46
2016-10-13 16:00 | 1.04
2016-10-13 17:00 | 0.65
2016-10-13 18:00 | 0.11
2016-10-13 19:00 | 0
2016-10-13 20:00 | 0
2016-10-13 21:00 | 0
2016-10-13 22:00 | 0
2016-10-13 23:00 | 0
2016-10-14 | 0
2016-10-14 01:00 | 0
2016-10-14 02:00 | 0
2016-10-14 03:00 | 0
2016-10-14 04:00 | 0
2016-10-14 05:00 | 0
2016-10-14 06:00 | 0
2016-10-14 07:00 | 0.16
2016-10-14 08:00 | 0.38
2016-10-14 09:00 | 0.61
2016-10-14 10:00 | 0.95
2016-10-14 11:00 | 0.79
2016-10-14 12:00 | 1
2016-10-14 13:00 | 1.15
2016-10-14 14:00 | 1.41
2016-10-14 15:00 | 1.33
2016-10-14 16:00 | 1.19
2016-10-14 17:00 | 0.57
2016-10-14 18:00 | 0.1
2016-10-14 19:00 | 0
2016-10-14 20:00 | 0
2016-10-14 21:00 | 0
2016-10-14 22:00 | 0
2016-10-14 23:00 | 0
2016-10-15 | 0
2016-10-15 01:00 | 0
2016-10-15 02:00 | 0
2016-10-15 03:00 | 0
2016-10-15 04:00 | 0
2016-10-15 05:00 | 0
2016-10-15 06:00 | 0
2016-10-15 07:00 | 0.07
2016-10-15 08:00 | 0.33
2016-10-15 09:00 | 0.81
2016-10-15 10:00 | 1.32
2016-10-15 11:00 | 1.67
2016-10-15 12:00 | 1.76
2016-10-15 13:00 | 1.76
2016-10-15 14:00 | 1.3
2016-10-15 15:00 | 1.04
2016-10-15 16:00 | 0.69
2016-10-15 17:00 | 0.32
2016-10-15 18:00 | 0.15
2016-10-15 19:00 | 0.01
2016-10-15 20:00 | 0
2016-10-15 21:00 | 0
2016-10-15 22:00 | 0
2016-10-15 23:00 | 0
2016-10-16 | 0
2016-10-16 01:00 | 0
2016-10-16 02:00 | 0
2016-10-16 03:00 | 0
2016-10-16 04:00 | 0
2016-10-16 05:00 | 0
2016-10-16 06:00 | 0
2016-10-16 07:00 | 0.1
2016-10-16 08:00 | 0.36
2016-10-16 09:00 | 0.71
2016-10-16 10:00 | 1.04
2016-10-16 11:00 | 1.37
2016-10-16 12:00 | 1.46
2016-10-16 13:00 | 1.55
2016-10-16 14:00 | 1.42
2016-10-16 15:00 | 0.89
2016-10-16 16:00 | 0.63
2016-10-16 17:00 | 0.37
2016-10-16 18:00 | 0.11
2016-10-16 19:00 | 0
2016-10-16 20:00 | 0
2016-10-16 21:00 | 0
2016-10-16 22:00 | 0
2016-10-16 23:00 | 0
2016-10-17 | 0
2016-10-17 01:00 | 0
2016-10-17 02:00 | 0
2016-10-17 03:00 | 0
2016-10-17 04:00 | 0
2016-10-17 05:00 | 0
2016-10-17 06:00 | 0
2016-10-17 07:00 | 0.08
2016-10-17 08:00 | 0.24
2016-10-17 09:00 | 0.46
2016-10-17 10:00 | 0.6
2016-10-17 11:00 | 0.75
2016-10-17 12:00 | 1
2016-10-17 13:00 | 0.93
2016-10-17 14:00 | 0.77
2016-10-17 15:00 | 0.64
2016-10-17 16:00 | 0.58
2016-10-17 17:00 | 0.41
2016-10-17 18:00 | 0.09
2016-10-17 19:00 | 0
2016-10-17 20:00 | 0
2016-10-17 21:00 | 0
2016-10-17 22:00 | 0
2016-10-17 23:00 | 0
2016-10-18 | 0
2016-10-18 01:00 | 0
2016-10-18 02:00 | 0
2016-10-18 03:00 | 0
2016-10-18 04:00 | 0
2016-10-18 05:00 | 0
2016-10-18 06:00 | 0
2016-10-18 07:00 | 0.07
2016-10-18 08:00 | 0.28
2016-10-18 09:00 | 0.85
2016-10-18 10:00 | 1.26
2016-10-18 11:00 | 1.38
2016-10-18 12:00 | 1.47
2016-10-18 13:00 | 1.25
2016-10-18 14:00 | 0.77
2016-10-18 15:00 | 1.05
2016-10-18 16:00 | 1.1
2016-10-18 17:00 | 0.68
2016-10-18 18:00 | 0.1
2016-10-18 19:00 | 0
2016-10-18 20:00 | 0
2016-10-18 21:00 | 0
2016-10-18 22:00 | 0
2016-10-18 23:00 | 0
2016-10-19 | 0
2016-10-19 01:00 | 0
2016-10-19 02:00 | 0
2016-10-19 03:00 | 0
2016-10-19 04:00 | 0
2016-10-19 05:00 | 0
2016-10-19 06:00 | 0.02
2016-10-19 07:00 | 0.19
2016-10-19 08:00 | 0.63
2016-10-19 09:00 | 1.15
2016-10-19 10:00 | 1.36
2016-10-19 11:00 | 1.68
2016-10-19 12:00 | 1.58
2016-10-19 13:00 | 1.66
2016-10-19 14:00 | 1.54
2016-10-19 15:00 | 1.17
2016-10-19 16:00 | 0.99
2016-10-19 17:00 | 0.53
2016-10-19 18:00 | 0.09
2016-10-19 19:00 | 0
2016-10-19 20:00 | 0
2016-10-19 21:00 | 0
2016-10-19 22:00 | 0
2016-10-19 23:00 | 0
2016-10-20 | 0
2016-10-20 01:00 | 0
2016-10-20 02:00 | 0
2016-10-20 03:00 | 0
2016-10-20 04:00 | 0
2016-10-20 05:00 | 0
2016-10-20 06:00 | 0
2016-10-20 07:00 | 0.11
2016-10-20 08:00 | 0.46
2016-10-20 09:00 | 0.69
2016-10-20 10:00 | 0.89
2016-10-20 11:00 | 1.3
2016-10-20 12:00 | 1.39
2016-10-20 13:00 | 1.27
2016-10-20 14:00 | 1.18
2016-10-20 15:00 | 0.99
2016-10-20 16:00 | 0.75
2016-10-20 17:00 | 0.5
2016-10-20 18:00 | 0.11
2016-10-20 19:00 | 0
2016-10-20 20:00 | 0
2016-10-20 21:00 | 0
2016-10-20 22:00 | 0
2016-10-20 23:00 | 0
2016-10-21 | 0
2016-10-21 01:00 | 0
2016-10-21 02:00 | 0
2016-10-21 03:00 | 0
2016-10-21 04:00 | 0
2016-10-21 05:00 | 0
2016-10-21 06:00 | 0
2016-10-21 07:00 | 0.13
2016-10-21 08:00 | 0.46
2016-10-21 09:00 | 0.73
2016-10-21 10:00 | 0.8
2016-10-21 11:00 | 1.16
2016-10-21 12:00 | 0.78
2016-10-21 13:00 | 0.76
2016-10-21 14:00 | 0.65
2016-10-21 15:00 | 0.75
2016-10-21 16:00 | 0.47
2016-10-21 17:00 | 0.16
2016-10-21 18:00 | 0.06
2016-10-21 19:00 | 0
2016-10-21 20:00 | 0
2016-10-21 21:00 | 0
2016-10-21 22:00 | 0
2016-10-21 23:00 | 0
2016-10-22 | 0
2016-10-22 01:00 | 0
2016-10-22 02:00 | 0
2016-10-22 03:00 | 0
2016-10-22 04:00 | 0
2016-10-22 05:00 | 0
2016-10-22 06:00 | 0
2016-10-22 07:00 | 0.12
2016-10-22 08:00 | 0.39
2016-10-22 09:00 | 0.93
2016-10-22 10:00 | 1.35
2016-10-22 11:00 | 1.63
2016-10-22 12:00 | 1.74
2016-10-22 13:00 | 1.69
2016-10-22 14:00 | 1.66
2016-10-22 15:00 | 1.5
2016-10-22 16:00 | 1.15
2016-10-22 17:00 | 0.76
2016-10-22 18:00 | 0.19
2016-10-22 19:00 | 0.01
2016-10-22 20:00 | 0
2016-10-22 21:00 | 0
2016-10-22 22:00 | 0
2016-10-22 23:00 | 0
2016-10-23 | 0
2016-10-23 01:00 | 0
2016-10-23 02:00 | 0
2016-10-23 03:00 | 0
2016-10-23 04:00 | 0
2016-10-23 05:00 | 0
2016-10-23 06:00 | 0.01
2016-10-23 07:00 | 0.19
2016-10-23 08:00 | 0.7
2016-10-23 09:00 | 1.16
2016-10-23 10:00 | 1.5
2016-10-23 11:00 | 1.67
2016-10-23 12:00 | 1.75
2016-10-23 13:00 | 1.6
2016-10-23 14:00 | 1.61
2016-10-23 15:00 | 1.37
2016-10-23 16:00 | 0.99
2016-10-23 17:00 | 0.61
2016-10-23 18:00 | 0.14
2016-10-23 19:00 | 0
2016-10-23 20:00 | 0
2016-10-23 21:00 | 0
2016-10-23 22:00 | 0
2016-10-23 23:00 | 0
2016-10-24 | 0
2016-10-24 01:00 | 0
2016-10-24 02:00 | 0
2016-10-24 03:00 | 0
2016-10-24 04:00 | 0
2016-10-24 05:00 | 0
2016-10-24 06:00 | 0.01
2016-10-24 07:00 | 0.17
2016-10-24 08:00 | 0.66
2016-10-24 09:00 | 0.84
2016-10-24 10:00 | 1.29
2016-10-24 11:00 | 1.49
2016-10-24 12:00 | 1
2016-10-24 13:00 | 0.94
2016-10-24 14:00 | 0.87
2016-10-24 15:00 | 0.76
2016-10-24 16:00 | 0.67
2016-10-24 17:00 | 0.51
2016-10-24 18:00 | 0.17
2016-10-24 19:00 | 0.01
2016-10-24 20:00 | 0
2016-10-24 21:00 | 0
2016-10-24 22:00 | 0
2016-10-24 23:00 | 0
2016-10-25 | 0
2016-10-25 01:00 | 0
2016-10-25 02:00 | 0
2016-10-25 03:00 | 0
2016-10-25 04:00 | 0
2016-10-25 05:00 | 0
2016-10-25 06:00 | 0.01
2016-10-25 07:00 | 0.21
2016-10-25 08:00 | 0.54
2016-10-25 09:00 | 0.78
2016-10-25 10:00 | 1.1
2016-10-25 11:00 | 1.46
2016-10-25 12:00 | 1.37
2016-10-25 13:00 | 1.18
2016-10-25 14:00 | 0.73
2016-10-25 15:00 | 0.6
2016-10-25 16:00 | 0.68
2016-10-25 17:00 | 0.4
2016-10-25 18:00 | 0.16
2016-10-25 19:00 | 0
2016-10-25 20:00 | 0
2016-10-25 21:00 | 0
2016-10-25 22:00 | 0
2016-10-25 23:00 | 0
2016-10-26 | 0
2016-10-26 01:00 | 0
2016-10-26 02:00 | 0
2016-10-26 03:00 | 0
2016-10-26 04:00 | 0
2016-10-26 05:00 | 0
2016-10-26 06:00 | 0
2016-10-26 07:00 | 0.09
2016-10-26 08:00 | 0.35
2016-10-26 09:00 | 0.77
2016-10-26 10:00 | 0.97
2016-10-26 11:00 | 1.14
2016-10-26 12:00 | 1.15
2016-10-26 13:00 | 0.8
2016-10-26 14:00 | 0.77
2016-10-26 15:00 | 0.64
2016-10-26 16:00 | 0.37
2016-10-26 17:00 | 0.15
2016-10-26 18:00 | 0.06
2016-10-26 19:00 | 0
2016-10-26 20:00 | 0
2016-10-26 21:00 | 0
2016-10-26 22:00 | 0
2016-10-26 23:00 | 0
2016-10-27 | 0
2016-10-27 01:00 | 0
2016-10-27 02:00 | 0
2016-10-27 03:00 | 0
2016-10-27 04:00 | 0
2016-10-27 05:00 | 0
2016-10-27 06:00 | 0.01
2016-10-27 07:00 | 0.14
2016-10-27 08:00 | 0.46
2016-10-27 09:00 | 0.94
2016-10-27 10:00 | 1.35
2016-10-27 11:00 | 1.57
2016-10-27 12:00 | 1.6
2016-10-27 13:00 | 1.6
2016-10-27 14:00 | 1.38
2016-10-27 15:00 | 1.09
2016-10-27 16:00 | 0.98
2016-10-27 17:00 | 0.76
2016-10-27 18:00 | 0.18
2016-10-27 19:00 | 0.01
2016-10-27 20:00 | 0
2016-10-27 21:00 | 0
2016-10-27 22:00 | 0
2016-10-27 23:00 | 0
2016-10-28 | 0
2016-10-28 01:00 | 0
2016-10-28 02:00 | 0
2016-10-28 03:00 | 0
2016-10-28 04:00 | 0
2016-10-28 05:00 | 0
2016-10-28 06:00 | 0.01
2016-10-28 07:00 | 0.22
2016-10-28 08:00 | 0.71
2016-10-28 09:00 | 1.08
2016-10-28 10:00 | 1.54
2016-10-28 11:00 | 1.57
2016-10-28 12:00 | 1.53
2016-10-28 13:00 | 1.65
2016-10-28 14:00 | 1.61
2016-10-28 15:00 | 1.47
2016-10-28 16:00 | 1.12
2016-10-28 17:00 | 0.59
2016-10-28 18:00 | 0.1
2016-10-28 19:00 | 0.01
2016-10-28 20:00 | 0
2016-10-28 21:00 | 0
2016-10-28 22:00 | 0
2016-10-28 23:00 | 0
2016-10-29 | 0
2016-10-29 01:00 | 0
2016-10-29 02:00 | 0
2016-10-29 03:00 | 0
2016-10-29 04:00 | 0
2016-10-29 05:00 | 0
2016-10-29 06:00 | 0.01
2016-10-29 07:00 | 0.24
2016-10-29 08:00 | 0.74
2016-10-29 09:00 | 1.17
2016-10-29 10:00 | 1.57
2016-10-29 11:00 | 1.68
2016-10-29 12:00 | 1.65
2016-10-29 13:00 | 1.56
2016-10-29 14:00 | 1.56
2016-10-29 15:00 | 1.04
2016-10-29 16:00 | 0.79
2016-10-29 17:00 | 0.57
2016-10-29 18:00 | 0.1
2016-10-29 19:00 | 0.01
2016-10-29 20:00 | 0
2016-10-29 21:00 | 0
2016-10-29 22:00 | 0
2016-10-29 23:00 | 0
2016-10-30 | 0
2016-10-30 01:00 | 0
2016-10-30 02:00 | 0
2016-10-30 03:00 | 0
2016-10-30 04:00 | 0
2016-10-30 05:00 | 0
2016-10-30 06:00 | 0.01
2016-10-30 07:00 | 0.23
2016-10-30 08:00 | 0.7
2016-10-30 09:00 | 0.96
2016-10-30 10:00 | 1.49
2016-10-30 11:00 | 1.66
2016-10-30 12:00 | 1.79
2016-10-30 13:00 | 1.75
2016-10-30 14:00 | 1.64
2016-10-30 15:00 | 1.51
2016-10-30 16:00 | 1.17
2016-10-30 17:00 | 0.75
2016-10-30 18:00 | 0.16
2016-10-30 19:00 | 0.01
2016-10-30 20:00 | 0
2016-10-30 21:00 | 0
2016-10-30 22:00 | 0
2016-10-30 23:00 | 0
2016-10-31 | 0
2016-10-31 01:00 | 0
2016-10-31 02:00 | 0
2016-10-31 03:00 | 0
2016-10-31 04:00 | 0
2016-10-31 05:00 | 0
2016-10-31 06:00 | 0.01
2016-10-31 07:00 | 0.21
2016-10-31 08:00 | 0.48
2016-10-31 09:00 | 1.02
2016-10-31 10:00 | 1.36
2016-10-31 11:00 | 1.7
2016-10-31 12:00 | 1.74
2016-10-31 13:00 | 1.7
2016-10-31 14:00 | 1.55
2016-10-31 15:00 | 1.24
2016-10-31 16:00 | 1.1
2016-10-31 17:00 | 0.56
2016-10-31 18:00 | 0.17
2016-10-31 19:00 | 0.01
2016-10-31 20:00 | 0
2016-10-31 21:00 | 0
2016-10-31 22:00 | 0
2016-10-31 23:00 | 0
2016-11-01 | 0
2016-11-01 01:00 | 0
2016-11-01 02:00 | 0
2016-11-01 03:00 | 0
2016-11-01 04:00 | 0
2016-11-01 05:00 | 0
2016-11-01 06:00 | 0.01
2016-11-01 07:00 | 0.12
2016-11-01 08:00 | 0.52
2016-11-01 09:00 | 1.11
2016-11-01 10:00 | 1.43
2016-11-01 11:00 | 1.42
2016-11-01 12:00 | 1.43
2016-11-01 13:00 | 1.44
2016-11-01 14:00 | 1.29
2016-11-01 15:00 | 0.94
2016-11-01 16:00 | 0.81
2016-11-01 17:00 | 0.51
2016-11-01 18:00 | 0.15
2016-11-01 19:00 | 0.02
2016-11-01 20:00 | 0
2016-11-01 21:00 | 0
2016-11-01 22:00 | 0
2016-11-01 23:00 | 0
2016-11-02 | 0
2016-11-02 01:00 | 0
2016-11-02 02:00 | 0
2016-11-02 03:00 | 0
2016-11-02 04:00 | 0
2016-11-02 05:00 | 0
2016-11-02 06:00 | 0
2016-11-02 07:00 | 0.07
2016-11-02 08:00 | 0.26
2016-11-02 09:00 | 0.63
2016-11-02 10:00 | 0.75
2016-11-02 11:00 | 0.75
2016-11-02 12:00 | 0.97
2016-11-02 13:00 | 0.92
2016-11-02 14:00 | 0.95
2016-11-02 15:00 | 1.1
2016-11-02 16:00 | 0.84
2016-11-02 17:00 | 0.4
2016-11-02 18:00 | 0.19
2016-11-02 19:00 | 0.03
2016-11-02 20:00 | 0
2016-11-02 21:00 | 0
2016-11-02 22:00 | 0
2016-11-02 23:00 | 0
2016-11-03 | 0
2016-11-03 01:00 | 0
2016-11-03 02:00 | 0
2016-11-03 03:00 | 0
2016-11-03 04:00 | 0
2016-11-03 05:00 | 0
2016-11-03 06:00 | 0
2016-11-03 07:00 | 0.1
2016-11-03 08:00 | 0.3
2016-11-03 09:00 | 0.64
2016-11-03 10:00 | 1.21
2016-11-03 11:00 | 1.5
2016-11-03 12:00 | 1.46
2016-11-03 13:00 | 1.47
2016-11-03 14:00 | 1.4
2016-11-03 15:00 | 1.28
2016-11-03 16:00 | 0.91
2016-11-03 17:00 | 0.4
2016-11-03 18:00 | 0.16
2016-11-03 19:00 | 0.01
2016-11-03 20:00 | 0
2016-11-03 21:00 | 0
2016-11-03 22:00 | 0
2016-11-03 23:00 | 0
2016-11-04 | 0
2016-11-04 01:00 | 0
2016-11-04 02:00 | 0
2016-11-04 03:00 | 0
2016-11-04 04:00 | 0
2016-11-04 05:00 | 0
2016-11-04 06:00 | 0.01
2016-11-04 07:00 | 0.17
2016-11-04 08:00 | 0.71
2016-11-04 09:00 | 1.2
2016-11-04 10:00 | 1.52
2016-11-04 11:00 | 1.74
2016-11-04 12:00 | 1.75
2016-11-04 13:00 | 1.78
2016-11-04 14:00 | 1.68
2016-11-04 15:00 | 1.51
2016-11-04 16:00 | 1.11
2016-11-04 17:00 | 0.66
2016-11-04 18:00 | 0.16
2016-11-04 19:00 | 0.01
2016-11-04 20:00 | 0
2016-11-04 21:00 | 0
2016-11-04 22:00 | 0
2016-11-04 23:00 | 0
2016-11-05 | 0
2016-11-05 01:00 | 0
2016-11-05 02:00 | 0
2016-11-05 03:00 | 0
2016-11-05 04:00 | 0
2016-11-05 05:00 | 0
2016-11-05 06:00 | 0.01
2016-11-05 07:00 | 0.28
2016-11-05 08:00 | 0.75
2016-11-05 09:00 | 1.19
2016-11-05 10:00 | 1.52
2016-11-05 11:00 | 1.67
2016-11-05 12:00 | 1.68
2016-11-05 13:00 | 1.69
2016-11-05 14:00 | 1.7
2016-11-05 15:00 | 1.55
2016-11-05 16:00 | 1.16
2016-11-05 17:00 | 0.83
2016-11-05 18:00 | 0.16
2016-11-05 19:00 | 0.01
2016-11-05 20:00 | 0
2016-11-05 21:00 | 0
2016-11-05 22:00 | 0
2016-11-05 23:00 | 0
2016-11-06 | 0
2016-11-06 01:00 | 0
2016-11-06 02:00 | 0
2016-11-06 03:00 | 0
2016-11-06 04:00 | 0
2016-11-06 05:00 | 0
2016-11-06 06:00 | 0.01
2016-11-06 07:00 | 0.34
2016-11-06 08:00 | 0.75
2016-11-06 09:00 | 1.23
2016-11-06 10:00 | 1.5
2016-11-06 11:00 | 1.7
2016-11-06 12:00 | 1.75
2016-11-06 13:00 | 1.69
2016-11-06 14:00 | 1.6
2016-11-06 15:00 | 1.5
2016-11-06 16:00 | 1.19
2016-11-06 17:00 | 0.76
2016-11-06 18:00 | 0.17
2016-11-06 19:00 | 0.01
2016-11-06 20:00 | 0
2016-11-06 21:00 | 0
2016-11-06 22:00 | 0
2016-11-06 23:00 | 0
2016-11-07 | 0
2016-11-07 01:00 | 0
2016-11-07 02:00 | 0
2016-11-07 03:00 | 0
2016-11-07 04:00 | 0
2016-11-07 05:00 | 0
2016-11-07 06:00 | 0.02
2016-11-07 07:00 | 0.32
2016-11-07 08:00 | 0.77
2016-11-07 09:00 | 1.2
2016-11-07 10:00 | 1.52
2016-11-07 11:00 | 1.67
2016-11-07 12:00 | 1.57
2016-11-07 13:00 | 1.62
2016-11-07 14:00 | 1.51
2016-11-07 15:00 | 1.37
2016-11-07 16:00 | 0.98
2016-11-07 17:00 | 0.63
2016-11-07 18:00 | 0.16
2016-11-07 19:00 | 0.01
2016-11-07 20:00 | 0
2016-11-07 21:00 | 0
2016-11-07 22:00 | 0
2016-11-07 23:00 | 0
2016-11-08 | 0
2016-11-08 01:00 | 0
2016-11-08 02:00 | 0
2016-11-08 03:00 | 0
2016-11-08 04:00 | 0
2016-11-08 05:00 | 0
2016-11-08 06:00 | 0.01
2016-11-08 07:00 | 0.28
2016-11-08 08:00 | 0.72
2016-11-08 09:00 | 1
2016-11-08 10:00 | 1.2
2016-11-08 11:00 | 1.45
2016-11-08 12:00 | 1.46
2016-11-08 13:00 | 1.6
2016-11-08 14:00 | 1.57
2016-11-08 15:00 | 1.3
2016-11-08 16:00 | 0.96
2016-11-08 17:00 | 0.61
2016-11-08 18:00 | 0.09
2016-11-08 19:00 | 0
2016-11-08 20:00 | 0
2016-11-08 21:00 | 0
2016-11-08 22:00 | 0
2016-11-08 23:00 | 0
2016-11-09 | 0
2016-11-09 01:00 | 0
2016-11-09 02:00 | 0
2016-11-09 03:00 | 0
2016-11-09 04:00 | 0
2016-11-09 05:00 | 0
2016-11-09 06:00 | 0.02
2016-11-09 07:00 | 0.29
2016-11-09 08:00 | 0.69
2016-11-09 09:00 | 1.12
2016-11-09 10:00 | 1.38
2016-11-09 11:00 | 1.54
2016-11-09 12:00 | 1.7
2016-11-09 13:00 | 1.65
2016-11-09 14:00 | 1.5
2016-11-09 15:00 | 1.32
2016-11-09 16:00 | 1.09
2016-11-09 17:00 | 0.5
2016-11-09 18:00 | 0.15
2016-11-09 19:00 | 0.01
2016-11-09 20:00 | 0
2016-11-09 21:00 | 0
2016-11-09 22:00 | 0
2016-11-09 23:00 | 0
2016-11-10 | 0
2016-11-10 01:00 | 0
2016-11-10 02:00 | 0
2016-11-10 03:00 | 0
2016-11-10 04:00 | 0
2016-11-10 05:00 | 0
2016-11-10 06:00 | 0.01
2016-11-10 07:00 | 0.19
2016-11-10 08:00 | 0.6
2016-11-10 09:00 | 1.02
2016-11-10 10:00 | 1.5
2016-11-10 11:00 | 1.64
2016-11-10 12:00 | 1.57
2016-11-10 13:00 | 1.35
2016-11-10 14:00 | 1.28
2016-11-10 15:00 | 1.45
2016-11-10 16:00 | 1.17
2016-11-10 17:00 | 0.63
2016-11-10 18:00 | 0.19
2016-11-10 19:00 | 0.01
2016-11-10 20:00 | 0
2016-11-10 21:00 | 0
2016-11-10 22:00 | 0
2016-11-10 23:00 | 0
2016-11-11 | 0
2016-11-11 01:00 | 0
2016-11-11 02:00 | 0
2016-11-11 03:00 | 0
2016-11-11 04:00 | 0
2016-11-11 05:00 | 0
2016-11-11 06:00 | 0.01
2016-11-11 07:00 | 0.11
2016-11-11 08:00 | 0.26
2016-11-11 09:00 | 0.44
2016-11-11 10:00 | 0.49
2016-11-11 11:00 | 0.68
2016-11-11 12:00 | 0.85
2016-11-11 13:00 | 1.07
2016-11-11 14:00 | 0.58
2016-11-11 15:00 | 0.42
2016-11-11 16:00 | 0.34
2016-11-11 17:00 | 0.22
2016-11-11 18:00 | 0.06
2016-11-11 19:00 | 0
2016-11-11 20:00 | 0
2016-11-11 21:00 | 0
2016-11-11 22:00 | 0
2016-11-11 23:00 | 0
2016-11-12 | 0
2016-11-12 01:00 | 0
2016-11-12 02:00 | 0
2016-11-12 03:00 | 0
2016-11-12 04:00 | 0
2016-11-12 05:00 | 0
2016-11-12 06:00 | 0.01
2016-11-12 07:00 | 0.11
2016-11-12 08:00 | 0.34
2016-11-12 09:00 | 0.63
2016-11-12 10:00 | 0.96
2016-11-12 11:00 | 1.3
2016-11-12 12:00 | 1.62
2016-11-12 13:00 | 1.66
2016-11-12 14:00 | 1.79
2016-11-12 15:00 | 1.52
2016-11-12 16:00 | 1.1
2016-11-12 17:00 | 0.72
2016-11-12 18:00 | 0.17
2016-11-12 19:00 | 0.01
2016-11-12 20:00 | 0
2016-11-12 21:00 | 0
2016-11-12 22:00 | 0
2016-11-12 23:00 | 0
2016-11-13 | 0
2016-11-13 01:00 | 0
2016-11-13 02:00 | 0
2016-11-13 03:00 | 0
2016-11-13 04:00 | 0
2016-11-13 05:00 | 0
2016-11-13 06:00 | 0.01
2016-11-13 07:00 | 0.22
2016-11-13 08:00 | 0.75
2016-11-13 09:00 | 1.16
2016-11-13 10:00 | 1.28
2016-11-13 11:00 | 1.45
2016-11-13 12:00 | 1.56
2016-11-13 13:00 | 1.56
2016-11-13 14:00 | 1.5
2016-11-13 15:00 | 1.36
2016-11-13 16:00 | 0.94
2016-11-13 17:00 | 0.66
2016-11-13 18:00 | 0.17
2016-11-13 19:00 | 0.01
2016-11-13 20:00 | 0
2016-11-13 21:00 | 0
2016-11-13 22:00 | 0
2016-11-13 23:00 | 0
2016-11-14 | 0
2016-11-14 01:00 | 0
2016-11-14 02:00 | 0
2016-11-14 03:00 | 0
2016-11-14 04:00 | 0
2016-11-14 05:00 | 0
2016-11-14 06:00 | 0.02
2016-11-14 07:00 | 0.3
2016-11-14 08:00 | 0.74
2016-11-14 09:00 | 1.19
2016-11-14 10:00 | 1.47
2016-11-14 11:00 | 1.69
2016-11-14 12:00 | 1.78
2016-11-14 13:00 | 1.72
2016-11-14 14:00 | 1.62
2016-11-14 15:00 | 1.34
2016-11-14 16:00 | 1.07
2016-11-14 17:00 | 0.5
2016-11-14 18:00 | 0.14
2016-11-14 19:00 | 0.01
2016-11-14 20:00 | 0
2016-11-14 21:00 | 0
2016-11-14 22:00 | 0
2016-11-14 23:00 | 0
2016-11-15 | 0
2016-11-15 01:00 | 0
2016-11-15 02:00 | 0
2016-11-15 03:00 | 0
2016-11-15 04:00 | 0
2016-11-15 05:00 | 0
2016-11-15 06:00 | 0.02
2016-11-15 07:00 | 0.26
2016-11-15 08:00 | 0.52
2016-11-15 09:00 | 0.86
2016-11-15 10:00 | 1.23
2016-11-15 11:00 | 1.44
2016-11-15 12:00 | 1.66
2016-11-15 13:00 | 1.68
2016-11-15 14:00 | 1.51
2016-11-15 15:00 | 1.44
2016-11-15 16:00 | 0.93
2016-11-15 17:00 | 0.41
2016-11-15 18:00 | 0.2
2016-11-15 19:00 | 0.01
2016-11-15 20:00 | 0
2016-11-15 21:00 | 0
2016-11-15 22:00 | 0
2016-11-15 23:00 | 0
2016-11-16 | 0
2016-11-16 01:00 | 0
2016-11-16 02:00 | 0
2016-11-16 03:00 | 0
2016-11-16 04:00 | 0
2016-11-16 05:00 | 0
2016-11-16 06:00 | 0.02
2016-11-16 07:00 | 0.16
2016-11-16 08:00 | 0.45
2016-11-16 09:00 | 0.88
2016-11-16 10:00 | 1.27
2016-11-16 11:00 | 1.53
2016-11-16 12:00 | 1.7
2016-11-16 13:00 | 1.71
2016-11-16 14:00 | 1.7
2016-11-16 15:00 | 1.45
2016-11-16 16:00 | 1.1
2016-11-16 17:00 | 0.52
2016-11-16 18:00 | 0.15
2016-11-16 19:00 | 0.02
2016-11-16 20:00 | 0
2016-11-16 21:00 | 0
2016-11-16 22:00 | 0
2016-11-16 23:00 | 0
2016-11-17 | 0
2016-11-17 01:00 | 0
2016-11-17 02:00 | 0
2016-11-17 03:00 | 0
2016-11-17 04:00 | 0
2016-11-17 05:00 | 0
2016-11-17 06:00 | 0.01
2016-11-17 07:00 | 0.23
2016-11-17 08:00 | 0.76
2016-11-17 09:00 | 0.85
2016-11-17 10:00 | 1.14
2016-11-17 11:00 | 1.37
2016-11-17 12:00 | 1.3
2016-11-17 13:00 | 1.28
2016-11-17 14:00 | 1.11
2016-11-17 15:00 | 1.02
2016-11-17 16:00 | 0.79
2016-11-17 17:00 | 0.39
2016-11-17 18:00 | 0.17
2016-11-17 19:00 | 0.01
2016-11-17 20:00 | 0
2016-11-17 21:00 | 0
2016-11-17 22:00 | 0
2016-11-17 23:00 | 0
2016-11-18 | 0
2016-11-18 01:00 | 0
2016-11-18 02:00 | 0
2016-11-18 03:00 | 0
2016-11-18 04:00 | 0
2016-11-18 05:00 | 0
2016-11-18 06:00 | 0.02
2016-11-18 07:00 | 0.25
2016-11-18 08:00 | 0.72
2016-11-18 09:00 | 1.13
2016-11-18 10:00 | 1.54
2016-11-18 11:00 | 1.64
2016-11-18 12:00 | 1.78
2016-11-18 13:00 | 1.69
2016-11-18 14:00 | 1.68
2016-11-18 15:00 | 1.54
2016-11-18 16:00 | 1.07
2016-11-18 17:00 | 0.58
2016-11-18 18:00 | 0.16
2016-11-18 19:00 | 0.02
2016-11-18 20:00 | 0
2016-11-18 21:00 | 0
2016-11-18 22:00 | 0
2016-11-18 23:00 | 0
2016-11-19 | 0
2016-11-19 01:00 | 0
2016-11-19 02:00 | 0
2016-11-19 03:00 | 0
2016-11-19 04:00 | 0
2016-11-19 05:00 | 0
2016-11-19 06:00 | 0.02
2016-11-19 07:00 | 0.16
2016-11-19 08:00 | 0.62
2016-11-19 09:00 | 1.2
2016-11-19 10:00 | 1.41
2016-11-19 11:00 | 1.58
2016-11-19 12:00 | 1.61
2016-11-19 13:00 | 1.6
2016-11-19 14:00 | 1.47
2016-11-19 15:00 | 1.08
2016-11-19 16:00 | 0.8
2016-11-19 17:00 | 0.63
2016-11-19 18:00 | 0.17
2016-11-19 19:00 | 0.02
2016-11-19 20:00 | 0
2016-11-19 21:00 | 0
2016-11-19 22:00 | 0
2016-11-19 23:00 | 0
2016-11-20 | 0
2016-11-20 01:00 | 0
2016-11-20 02:00 | 0
2016-11-20 03:00 | 0
2016-11-20 04:00 | 0
2016-11-20 05:00 | 0
2016-11-20 06:00 | 0.01
2016-11-20 07:00 | 0.09
2016-11-20 08:00 | 0.38
2016-11-20 09:00 | 0.73
2016-11-20 10:00 | 1.07
2016-11-20 11:00 | 1.24
2016-11-20 12:00 | 1.34
2016-11-20 13:00 | 1.4
2016-11-20 14:00 | 1.51
2016-11-20 15:00 | 1.23
2016-11-20 16:00 | 0.96
2016-11-20 17:00 | 0.47
2016-11-20 18:00 | 0.17
2016-11-20 19:00 | 0.01
2016-11-20 20:00 | 0
2016-11-20 21:00 | 0
2016-11-20 22:00 | 0
2016-11-20 23:00 | 0
2016-11-21 | 0
2016-11-21 01:00 | 0
2016-11-21 02:00 | 0
2016-11-21 03:00 | 0
2016-11-21 04:00 | 0
2016-11-21 05:00 | 0
2016-11-21 06:00 | 0.01
2016-11-21 07:00 | 0.12
2016-11-21 08:00 | 0.38
2016-11-21 09:00 | 0.66
2016-11-21 10:00 | 1.11
2016-11-21 11:00 | 1.05
2016-11-21 12:00 | 1.29
2016-11-21 13:00 | 1.13
2016-11-21 14:00 | 0.81
2016-11-21 15:00 | 0.87
2016-11-21 16:00 | 0.79
2016-11-21 17:00 | 0.41
2016-11-21 18:00 | 0.18
2016-11-21 19:00 | 0.02
2016-11-21 20:00 | 0
2016-11-21 21:00 | 0
2016-11-21 22:00 | 0
2016-11-21 23:00 | 0
2016-11-22 | 0
2016-11-22 01:00 | 0
2016-11-22 02:00 | 0
2016-11-22 03:00 | 0
2016-11-22 04:00 | 0
2016-11-22 05:00 | 0
2016-11-22 06:00 | 0.02
2016-11-22 07:00 | 0.21
2016-11-22 08:00 | 0.52
2016-11-22 09:00 | 0.73
2016-11-22 10:00 | 0.9
2016-11-22 11:00 | 1.08
2016-11-22 12:00 | 1.07
2016-11-22 13:00 | 0.99
2016-11-22 14:00 | 0.87
2016-11-22 15:00 | 0.61
2016-11-22 16:00 | 0.39
2016-11-22 17:00 | 0.42
2016-11-22 18:00 | 0.12
2016-11-22 19:00 | 0
2016-11-22 20:00 | 0
2016-11-22 21:00 | 0
2016-11-22 22:00 | 0
2016-11-22 23:00 | 0
2016-11-23 | 0
2016-11-23 01:00 | 0
2016-11-23 02:00 | 0
2016-11-23 03:00 | 0
2016-11-23 04:00 | 0
2016-11-23 05:00 | 0
2016-11-23 06:00 | 0
2016-11-23 07:00 | 0.12
2016-11-23 08:00 | 0.28
2016-11-23 09:00 | 0.39
2016-11-23 10:00 | 0.63
2016-11-23 11:00 | 1.04
2016-11-23 12:00 | 1.32
2016-11-23 13:00 | 1.34
2016-11-23 14:00 | 1.23
2016-11-23 15:00 | 0.83
2016-11-23 16:00 | 0.48
2016-11-23 17:00 | 0.49
2016-11-23 18:00 | 0.13
2016-11-23 19:00 | 0.01
2016-11-23 20:00 | 0
2016-11-23 21:00 | 0
2016-11-23 22:00 | 0
2016-11-23 23:00 | 0
2016-11-24 | 0
2016-11-24 01:00 | 0
2016-11-24 02:00 | 0
2016-11-24 03:00 | 0
2016-11-24 04:00 | 0
2016-11-24 05:00 | 0
2016-11-24 06:00 | 0.02
2016-11-24 07:00 | 0.25
2016-11-24 08:00 | 0.68
2016-11-24 09:00 | 1.1
2016-11-24 10:00 | 1.32
2016-11-24 11:00 | 1.55
2016-11-24 12:00 | 1.35
2016-11-24 13:00 | 1.58
2016-11-24 14:00 | 1.33
2016-11-24 15:00 | 1.12
2016-11-24 16:00 | 0.73
2016-11-24 17:00 | 0.49
2016-11-24 18:00 | 0.16
2016-11-24 19:00 | 0.01
2016-11-24 20:00 | 0
2016-11-24 21:00 | 0
2016-11-24 22:00 | 0
2016-11-24 23:00 | 0
2016-11-25 | 0
2016-11-25 01:00 | 0
2016-11-25 02:00 | 0
2016-11-25 03:00 | 0
2016-11-25 04:00 | 0
2016-11-25 05:00 | 0
2016-11-25 06:00 | 0.02
2016-11-25 07:00 | 0.25
2016-11-25 08:00 | 0.71
2016-11-25 09:00 | 1.17
2016-11-25 10:00 | 1.47
2016-11-25 11:00 | 1.72
2016-11-25 12:00 | 1.79
2016-11-25 13:00 | 1.66
2016-11-25 14:00 | 1.49
2016-11-25 15:00 | 1.39
2016-11-25 16:00 | 1.04
2016-11-25 17:00 | 0.61
2016-11-25 18:00 | 0.22
2016-11-25 19:00 | 0.02
2016-11-25 20:00 | 0
2016-11-25 21:00 | 0
2016-11-25 22:00 | 0
2016-11-25 23:00 | 0
2016-11-26 | 0
2016-11-26 01:00 | 0
2016-11-26 02:00 | 0
2016-11-26 03:00 | 0
2016-11-26 04:00 | 0
2016-11-26 05:00 | 0
2016-11-26 06:00 | 0.02
2016-11-26 07:00 | 0.28
2016-11-26 08:00 | 0.65
2016-11-26 09:00 | 0.95
2016-11-26 10:00 | 1.16
2016-11-26 11:00 | 1.39
2016-11-26 12:00 | 1.1
2016-11-26 13:00 | 0.76
2016-11-26 14:00 | 1.35
2016-11-26 15:00 | 1.43
2016-11-26 16:00 | 1.17
2016-11-26 17:00 | 0.75
2016-11-26 18:00 | 0.21
2016-11-26 19:00 | 0.01
2016-11-26 20:00 | 0
2016-11-26 21:00 | 0
2016-11-26 22:00 | 0
2016-11-26 23:00 | 0
2016-11-27 | 0
2016-11-27 01:00 | 0
2016-11-27 02:00 | 0
2016-11-27 03:00 | 0
2016-11-27 04:00 | 0
2016-11-27 05:00 | 0
2016-11-27 06:00 | 0.02
2016-11-27 07:00 | 0.29
2016-11-27 08:00 | 0.71
2016-11-27 09:00 | 1.12
2016-11-27 10:00 | 1.34
2016-11-27 11:00 | 1.56
2016-11-27 12:00 | 1.64
2016-11-27 13:00 | 1.57
2016-11-27 14:00 | 1.41
2016-11-27 15:00 | 1.48
2016-11-27 16:00 | 1.22
2016-11-27 17:00 | 0.7
2016-11-27 18:00 | 0.19
2016-11-27 19:00 | 0.02
2016-11-27 20:00 | 0
2016-11-27 21:00 | 0
2016-11-27 22:00 | 0
2016-11-27 23:00 | 0
2016-11-28 | 0
2016-11-28 01:00 | 0
2016-11-28 02:00 | 0
2016-11-28 03:00 | 0
2016-11-28 04:00 | 0
2016-11-28 05:00 | 0
2016-11-28 06:00 | 0.02
2016-11-28 07:00 | 0.27
2016-11-28 08:00 | 0.49
2016-11-28 09:00 | 0.8
2016-11-28 10:00 | 1.11
2016-11-28 11:00 | 1.23
2016-11-28 12:00 | 1.27
2016-11-28 13:00 | 1.35
2016-11-28 14:00 | 1.19
2016-11-28 15:00 | 1.31
2016-11-28 16:00 | 0.9
2016-11-28 17:00 | 0.5
2016-11-28 18:00 | 0.13
2016-11-28 19:00 | 0.01
2016-11-28 20:00 | 0
2016-11-28 21:00 | 0
2016-11-28 22:00 | 0
2016-11-28 23:00 | 0
2016-11-29 | 0
2016-11-29 01:00 | 0
2016-11-29 02:00 | 0
2016-11-29 03:00 | 0
2016-11-29 04:00 | 0
2016-11-29 05:00 | 0
2016-11-29 06:00 | 0.02
2016-11-29 07:00 | 0.24
2016-11-29 08:00 | 0.5
2016-11-29 09:00 | 0.86
2016-11-29 10:00 | 1.22
2016-11-29 11:00 | 1.36
2016-11-29 12:00 | 1.37
2016-11-29 13:00 | 1.22
2016-11-29 14:00 | 1.07
2016-11-29 15:00 | 1.36
2016-11-29 16:00 | 1.21
2016-11-29 17:00 | 0.77
2016-11-29 18:00 | 0.24
2016-11-29 19:00 | 0.02
2016-11-29 20:00 | 0
2016-11-29 21:00 | 0
2016-11-29 22:00 | 0
2016-11-29 23:00 | 0
2016-11-30 | 0
2016-11-30 01:00 | 0
2016-11-30 02:00 | 0
2016-11-30 03:00 | 0
2016-11-30 04:00 | 0
2016-11-30 05:00 | 0
2016-11-30 06:00 | 0
2016-11-30 07:00 | 0.03
2016-11-30 08:00 | 0.2
2016-11-30 09:00 | 0.45
2016-11-30 10:00 | 0.74
2016-11-30 11:00 | 1.16
2016-11-30 12:00 | 1.23
2016-11-30 13:00 | 1.14
2016-11-30 14:00 | 1.05
2016-11-30 15:00 | 1.09
2016-11-30 16:00 | 0.98
2016-11-30 17:00 | 0.54
2016-11-30 18:00 | 0.24
2016-11-30 19:00 | 0.01
2016-11-30 20:00 | 0
2016-11-30 21:00 | 0
2016-11-30 22:00 | 0
2016-11-30 23:00 | 0
2016-12-01 | 0
2016-12-01 01:00 | 0
2016-12-01 02:00 | 0
2016-12-01 03:00 | 0
2016-12-01 04:00 | 0
2016-12-01 05:00 | 0
2016-12-01 06:00 | 0.02
2016-12-01 07:00 | 0.25
2016-12-01 08:00 | 0.71
2016-12-01 09:00 | 1.15
2016-12-01 10:00 | 1.25
2016-12-01 11:00 | 1.37
2016-12-01 12:00 | 1.54
2016-12-01 13:00 | 1.5
2016-12-01 14:00 | 1.65
2016-12-01 15:00 | 1.46
2016-12-01 16:00 | 1.24
2016-12-01 17:00 | 0.8
2016-12-01 18:00 | 0.26
2016-12-01 19:00 | 0.02
2016-12-01 20:00 | 0
2016-12-01 21:00 | 0
2016-12-01 22:00 | 0
2016-12-01 23:00 | 0
2016-12-02 | 0
2016-12-02 01:00 | 0
2016-12-02 02:00 | 0
2016-12-02 03:00 | 0
2016-12-02 04:00 | 0
2016-12-02 05:00 | 0
2016-12-02 06:00 | 0.03
2016-12-02 07:00 | 0.25
2016-12-02 08:00 | 0.65
2016-12-02 09:00 | 1.08
2016-12-02 10:00 | 1.41
2016-12-02 11:00 | 1.55
2016-12-02 12:00 | 1.54
2016-12-02 13:00 | 1.52
2016-12-02 14:00 | 1.59
2016-12-02 15:00 | 1.48
2016-12-02 16:00 | 1.27
2016-12-02 17:00 | 0.79
2016-12-02 18:00 | 0.27
2016-12-02 19:00 | 0.02
2016-12-02 20:00 | 0
2016-12-02 21:00 | 0
2016-12-02 22:00 | 0
2016-12-02 23:00 | 0
2016-12-03 | 0
2016-12-03 01:00 | 0
2016-12-03 02:00 | 0
2016-12-03 03:00 | 0
2016-12-03 04:00 | 0
2016-12-03 05:00 | 0
2016-12-03 06:00 | 0.02
2016-12-03 07:00 | 0.3
2016-12-03 08:00 | 0.73
2016-12-03 09:00 | 1.13
2016-12-03 10:00 | 1.37
2016-12-03 11:00 | 1.63
2016-12-03 12:00 | 1.69
2016-12-03 13:00 | 1.58
2016-12-03 14:00 | 1.04
2016-12-03 15:00 | 0.74
2016-12-03 16:00 | 0.53
2016-12-03 17:00 | 0.48
2016-12-03 18:00 | 0.24
2016-12-03 19:00 | 0.03
2016-12-03 20:00 | 0
2016-12-03 21:00 | 0
2016-12-03 22:00 | 0
2016-12-03 23:00 | 0
2016-12-04 | 0
2016-12-04 01:00 | 0
2016-12-04 02:00 | 0
2016-12-04 03:00 | 0
2016-12-04 04:00 | 0
2016-12-04 05:00 | 0
2016-12-04 06:00 | 0.01
2016-12-04 07:00 | 0.25
2016-12-04 08:00 | 0.74
2016-12-04 09:00 | 1.15
2016-12-04 10:00 | 1.48
2016-12-04 11:00 | 1.63
2016-12-04 12:00 | 1.36
2016-12-04 13:00 | 1.5
2016-12-04 14:00 | 1.64
2016-12-04 15:00 | 1.01
2016-12-04 16:00 | 0.87
2016-12-04 17:00 | 0.58
2016-12-04 18:00 | 0.25
2016-12-04 19:00 | 0.02
2016-12-04 20:00 | 0
2016-12-04 21:00 | 0
2016-12-04 22:00 | 0
2016-12-04 23:00 | 0
2016-12-05 | 0
2016-12-05 01:00 | 0
2016-12-05 02:00 | 0
2016-12-05 03:00 | 0
2016-12-05 04:00 | 0
2016-12-05 05:00 | 0
2016-12-05 06:00 | 0.02
2016-12-05 07:00 | 0.27
2016-12-05 08:00 | 0.7
2016-12-05 09:00 | 1.11
2016-12-05 10:00 | 1.32
2016-12-05 11:00 | 1.52
2016-12-05 12:00 | 1.53
2016-12-05 13:00 | 1.66
2016-12-05 14:00 | 1.51
2016-12-05 15:00 | 1.12
2016-12-05 16:00 | 0.91
2016-12-05 17:00 | 0.46
2016-12-05 18:00 | 0.16
2016-12-05 19:00 | 0.02
2016-12-05 20:00 | 0
2016-12-05 21:00 | 0
2016-12-05 22:00 | 0
2016-12-05 23:00 | 0
2016-12-06 | 0
2016-12-06 01:00 | 0
2016-12-06 02:00 | 0
2016-12-06 03:00 | 0
2016-12-06 04:00 | 0
2016-12-06 05:00 | 0
2016-12-06 06:00 | 0.01
2016-12-06 07:00 | 0.09
2016-12-06 08:00 | 0.31
2016-12-06 09:00 | 0.8
2016-12-06 10:00 | 1.03
2016-12-06 11:00 | 1.22
2016-12-06 12:00 | 1.52
2016-12-06 13:00 | 1.42
2016-12-06 14:00 | 1.09
2016-12-06 15:00 | 1.15
2016-12-06 16:00 | 0.87
2016-12-06 17:00 | 0.18
2016-12-06 18:00 | 0.01
2016-12-06 19:00 | 0
2016-12-06 20:00 | 0
2016-12-06 21:00 | 0
2016-12-06 22:00 | 0
2016-12-06 23:00 | 0
2016-12-07 | 0
2016-12-07 01:00 | 0
2016-12-07 02:00 | 0
2016-12-07 03:00 | 0
2016-12-07 04:00 | 0
2016-12-07 05:00 | 0
2016-12-07 06:00 | 0.01
2016-12-07 07:00 | 0.12
2016-12-07 08:00 | 0.66
2016-12-07 09:00 | 1.13
2016-12-07 10:00 | 1.38
2016-12-07 11:00 | 1.44
2016-12-07 12:00 | 1.39
2016-12-07 13:00 | 1.63
2016-12-07 14:00 | 1.41
2016-12-07 15:00 | 1.22
2016-12-07 16:00 | 0.94
2016-12-07 17:00 | 0.69
2016-12-07 18:00 | 0.18
2016-12-07 19:00 | 0.03
2016-12-07 20:00 | 0
2016-12-07 21:00 | 0
2016-12-07 22:00 | 0
2016-12-07 23:00 | 0
2016-12-08 | 0
2016-12-08 01:00 | 0
2016-12-08 02:00 | 0
2016-12-08 03:00 | 0
2016-12-08 04:00 | 0
2016-12-08 05:00 | 0
2016-12-08 06:00 | 0.01
2016-12-08 07:00 | 0.24
2016-12-08 08:00 | 0.61
2016-12-08 09:00 | 0.89
2016-12-08 10:00 | 1.11
2016-12-08 11:00 | 1.28
2016-12-08 12:00 | 1.37
2016-12-08 13:00 | 1.4
2016-12-08 14:00 | 1.29
2016-12-08 15:00 | 1.13
2016-12-08 16:00 | 1
2016-12-08 17:00 | 0.57
2016-12-08 18:00 | 0.2
2016-12-08 19:00 | 0.01
2016-12-08 20:00 | 0
2016-12-08 21:00 | 0
2016-12-08 22:00 | 0
2016-12-08 23:00 | 0
2016-12-09 | 0
2016-12-09 01:00 | 0
2016-12-09 02:00 | 0
2016-12-09 03:00 | 0
2016-12-09 04:00 | 0
2016-12-09 05:00 | 0
2016-12-09 06:00 | 0.01
2016-12-09 07:00 | 0.2
2016-12-09 08:00 | 0.52
2016-12-09 09:00 | 0.77
2016-12-09 10:00 | 0.89
2016-12-09 11:00 | 0.96
2016-12-09 12:00 | 1.15
2016-12-09 13:00 | 1.06
2016-12-09 14:00 | 1.03
2016-12-09 15:00 | 0.94
2016-12-09 16:00 | 0.34
2016-12-09 17:00 | 0.18
2016-12-09 18:00 | 0.07
2016-12-09 19:00 | 0.01
2016-12-09 20:00 | 0
2016-12-09 21:00 | 0
2016-12-09 22:00 | 0
2016-12-09 23:00 | 0
2016-12-10 | 0
2016-12-10 01:00 | 0
2016-12-10 02:00 | 0
2016-12-10 03:00 | 0
2016-12-10 04:00 | 0
2016-12-10 05:00 | 0
2016-12-10 06:00 | 0
2016-12-10 07:00 | 0.03
2016-12-10 08:00 | 0.11
2016-12-10 09:00 | 0.1
2016-12-10 10:00 | 0.2
2016-12-10 11:00 | 0.15
2016-12-10 12:00 | 0.3
2016-12-10 13:00 | 0.57
2016-12-10 14:00 | 0.69
2016-12-10 15:00 | 0.56
2016-12-10 16:00 | 0.53
2016-12-10 17:00 | 0.41
2016-12-10 18:00 | 0.23
2016-12-10 19:00 | 0.02
2016-12-10 20:00 | 0
2016-12-10 21:00 | 0
2016-12-10 22:00 | 0
2016-12-10 23:00 | 0
2016-12-11 | 0
2016-12-11 01:00 | 0
2016-12-11 02:00 | 0
2016-12-11 03:00 | 0
2016-12-11 04:00 | 0
2016-12-11 05:00 | 0
2016-12-11 06:00 | 0.01
2016-12-11 07:00 | 0.14
2016-12-11 08:00 | 0.57
2016-12-11 09:00 | 0.98
2016-12-11 10:00 | 1.03
2016-12-11 11:00 | 1.45
2016-12-11 12:00 | 1.66
2016-12-11 13:00 | 1.47
2016-12-11 14:00 | 1.27
2016-12-11 15:00 | 0.98
2016-12-11 16:00 | 1.2
2016-12-11 17:00 | 0.68
2016-12-11 18:00 | 0.18
2016-12-11 19:00 | 0.03
2016-12-11 20:00 | 0
2016-12-11 21:00 | 0
2016-12-11 22:00 | 0
2016-12-11 23:00 | 0
2016-12-12 | 0
2016-12-12 01:00 | 0
2016-12-12 02:00 | 0
2016-12-12 03:00 | 0
2016-12-12 04:00 | 0
2016-12-12 05:00 | 0
2016-12-12 06:00 | 0.01
2016-12-12 07:00 | 0.26
2016-12-12 08:00 | 0.65
2016-12-12 09:00 | 1.07
2016-12-12 10:00 | 1.27
2016-12-12 11:00 | 1.38
2016-12-12 12:00 | 1.65
2016-12-12 13:00 | 1.55
2016-12-12 14:00 | 1.49
2016-12-12 15:00 | 0.92
2016-12-12 16:00 | 0.76
2016-12-12 17:00 | 0.44
2016-12-12 18:00 | 0.22
2016-12-12 19:00 | 0.04
2016-12-12 20:00 | 0
2016-12-12 21:00 | 0
2016-12-12 22:00 | 0
2016-12-12 23:00 | 0
2016-12-13 | 0
2016-12-13 01:00 | 0
2016-12-13 02:00 | 0
2016-12-13 03:00 | 0
2016-12-13 04:00 | 0
2016-12-13 05:00 | 0
2016-12-13 06:00 | 0.01
2016-12-13 07:00 | 0.15
2016-12-13 08:00 | 0.56
2016-12-13 09:00 | 1.07
2016-12-13 10:00 | 1.45
2016-12-13 11:00 | 1.34
2016-12-13 12:00 | 1.23
2016-12-13 13:00 | 1.42
2016-12-13 14:00 | 1.4
2016-12-13 15:00 | 1
2016-12-13 16:00 | 0.49
2016-12-13 17:00 | 0.44
2016-12-13 18:00 | 0.24
2016-12-13 19:00 | 0.03
2016-12-13 20:00 | 0
2016-12-13 21:00 | 0
2016-12-13 22:00 | 0
2016-12-13 23:00 | 0
2016-12-14 | 0
2016-12-14 01:00 | 0
2016-12-14 02:00 | 0
2016-12-14 03:00 | 0
2016-12-14 04:00 | 0
2016-12-14 05:00 | 0
2016-12-14 06:00 | 0.01
2016-12-14 07:00 | 0.09
2016-12-14 08:00 | 0.27
2016-12-14 09:00 | 0.66
2016-12-14 10:00 | 0.97
2016-12-14 11:00 | 1.21
2016-12-14 12:00 | 1.27
2016-12-14 13:00 | 0.97
2016-12-14 14:00 | 1.26
2016-12-14 15:00 | 1.17
2016-12-14 16:00 | 1.25
2016-12-14 17:00 | 0.56
2016-12-14 18:00 | 0.17
2016-12-14 19:00 | 0.03
2016-12-14 20:00 | 0
2016-12-14 21:00 | 0
2016-12-14 22:00 | 0
2016-12-14 23:00 | 0
2016-12-15 | 0
2016-12-15 01:00 | 0
2016-12-15 02:00 | 0
2016-12-15 03:00 | 0
2016-12-15 04:00 | 0
2016-12-15 05:00 | 0
2016-12-15 06:00 | 0.01
2016-12-15 07:00 | 0.19
2016-12-15 08:00 | 0.67
2016-12-15 09:00 | 1.05
2016-12-15 10:00 | 1.32
2016-12-15 11:00 | 1.6
2016-12-15 12:00 | 1.35
2016-12-15 13:00 | 1.36
2016-12-15 14:00 | 0.97
2016-12-15 15:00 | 0.85
2016-12-15 16:00 | 0.69
2016-12-15 17:00 | 0.47
2016-12-15 18:00 | 0.17
2016-12-15 19:00 | 0.02
2016-12-15 20:00 | 0
2016-12-15 21:00 | 0
2016-12-15 22:00 | 0
2016-12-15 23:00 | 0
2016-12-16 | 0
2016-12-16 01:00 | 0
2016-12-16 02:00 | 0
2016-12-16 03:00 | 0
2016-12-16 04:00 | 0
2016-12-16 05:00 | 0
2016-12-16 06:00 | 0.01
2016-12-16 07:00 | 0.07
2016-12-16 08:00 | 0.32
2016-12-16 09:00 | 0.71
2016-12-16 10:00 | 1.02
2016-12-16 11:00 | 1.2
2016-12-16 12:00 | 1.56
2016-12-16 13:00 | 1.58
2016-12-16 14:00 | 1.5
2016-12-16 15:00 | 1.39
2016-12-16 16:00 | 1.27
2016-12-16 17:00 | 0.85
2016-12-16 18:00 | 0.34
2016-12-16 19:00 | 0.03
2016-12-16 20:00 | 0
2016-12-16 21:00 | 0
2016-12-16 22:00 | 0
2016-12-16 23:00 | 0
2016-12-17 | 0
2016-12-17 01:00 | 0
2016-12-17 02:00 | 0
2016-12-17 03:00 | 0
2016-12-17 04:00 | 0
2016-12-17 05:00 | 0
2016-12-17 06:00 | 0.01
2016-12-17 07:00 | 0.16
2016-12-17 08:00 | 0.64
2016-12-17 09:00 | 0.92
2016-12-17 10:00 | 1.43
2016-12-17 11:00 | 1.6
2016-12-17 12:00 | 1.47
2016-12-17 13:00 | 1.45
2016-12-17 14:00 | 1.33
2016-12-17 15:00 | 1.16
2016-12-17 16:00 | 0.83
2016-12-17 17:00 | 0.57
2016-12-17 18:00 | 0.23
2016-12-17 19:00 | 0.03
2016-12-17 20:00 | 0
2016-12-17 21:00 | 0
2016-12-17 22:00 | 0
2016-12-17 23:00 | 0
2016-12-18 | 0
2016-12-18 01:00 | 0
2016-12-18 02:00 | 0
2016-12-18 03:00 | 0
2016-12-18 04:00 | 0
2016-12-18 05:00 | 0
2016-12-18 06:00 | 0.01
2016-12-18 07:00 | 0.16
2016-12-18 08:00 | 0.62
2016-12-18 09:00 | 1.07
2016-12-18 10:00 | 1.33
2016-12-18 11:00 | 1.18
2016-12-18 12:00 | 1.2
2016-12-18 13:00 | 1.08
2016-12-18 14:00 | 1.34
2016-12-18 15:00 | 0.96
2016-12-18 16:00 | 0.69
2016-12-18 17:00 | 0.47
2016-12-18 18:00 | 0.2
2016-12-18 19:00 | 0.03
2016-12-18 20:00 | 0
2016-12-18 21:00 | 0
2016-12-18 22:00 | 0
2016-12-18 23:00 | 0
2016-12-19 | 0
2016-12-19 01:00 | 0
2016-12-19 02:00 | 0
2016-12-19 03:00 | 0
2016-12-19 04:00 | 0
2016-12-19 05:00 | 0
2016-12-19 06:00 | 0.01
2016-12-19 07:00 | 0.25
2016-12-19 08:00 | 0.6
2016-12-19 09:00 | 1.07
2016-12-19 10:00 | 1.36
2016-12-19 11:00 | 1.71
2016-12-19 12:00 | 1.47
2016-12-19 13:00 | 1.35
2016-12-19 14:00 | 1.22
2016-12-19 15:00 | 1.14
2016-12-19 16:00 | 0.66
2016-12-19 17:00 | 0.37
2016-12-19 18:00 | 0.2
2016-12-19 19:00 | 0.04
2016-12-19 20:00 | 0
2016-12-19 21:00 | 0
2016-12-19 22:00 | 0
2016-12-19 23:00 | 0
2016-12-20 | 0
2016-12-20 01:00 | 0
2016-12-20 02:00 | 0
2016-12-20 03:00 | 0
2016-12-20 04:00 | 0
2016-12-20 05:00 | 0
2016-12-20 06:00 | 0.01
2016-12-20 07:00 | 0.17
2016-12-20 08:00 | 0.5
2016-12-20 09:00 | 0.81
2016-12-20 10:00 | 1.34
2016-12-20 11:00 | 1.67
2016-12-20 12:00 | 1.26
2016-12-20 13:00 | 1.29
2016-12-20 14:00 | 1.28
2016-12-20 15:00 | 1.09
2016-12-20 16:00 | 0.97
2016-12-20 17:00 | 0.92
2016-12-20 18:00 | 0.38
2016-12-20 19:00 | 0.04
2016-12-20 20:00 | 0
2016-12-20 21:00 | 0
2016-12-20 22:00 | 0
2016-12-20 23:00 | 0
2016-12-21 | 0
2016-12-21 01:00 | 0
2016-12-21 02:00 | 0
2016-12-21 03:00 | 0
2016-12-21 04:00 | 0
2016-12-21 05:00 | 0
2016-12-21 06:00 | 0.01
2016-12-21 07:00 | 0.22
2016-12-21 08:00 | 0.65
2016-12-21 09:00 | 0.84
2016-12-21 10:00 | 1.25
2016-12-21 11:00 | 1.25
2016-12-21 12:00 | 1.19
2016-12-21 13:00 | 1.17
2016-12-21 14:00 | 1.25
2016-12-21 15:00 | 1.2
2016-12-21 16:00 | 1.04
2016-12-21 17:00 | 0.71
2016-12-21 18:00 | 0.41
2016-12-21 19:00 | 0.04
2016-12-21 20:00 | 0
2016-12-21 21:00 | 0
2016-12-21 22:00 | 0
2016-12-21 23:00 | 0
2016-12-22 | 0
2016-12-22 01:00 | 0
2016-12-22 02:00 | 0
2016-12-22 03:00 | 0
2016-12-22 04:00 | 0
2016-12-22 05:00 | 0
2016-12-22 06:00 | 0.01
2016-12-22 07:00 | 0.18
2016-12-22 08:00 | 0.46
2016-12-22 09:00 | 0.71
2016-12-22 10:00 | 0.93
2016-12-22 11:00 | 0.86
2016-12-22 12:00 | 1.3
2016-12-22 13:00 | 1.37
2016-12-22 14:00 | 1.48
2016-12-22 15:00 | 0.9
2016-12-22 16:00 | 1.05
2016-12-22 17:00 | 0.54
2016-12-22 18:00 | 0.25
2016-12-22 19:00 | 0.06
2016-12-22 20:00 | 0
2016-12-22 21:00 | 0
2016-12-22 22:00 | 0
2016-12-22 23:00 | 0
2016-12-23 | 0
2016-12-23 01:00 | 0
2016-12-23 02:00 | 0
2016-12-23 03:00 | 0
2016-12-23 04:00 | 0
2016-12-23 05:00 | 0
2016-12-23 06:00 | 0
2016-12-23 07:00 | 0.06
2016-12-23 08:00 | 0.2
2016-12-23 09:00 | 0.41
2016-12-23 10:00 | 0.87
2016-12-23 11:00 | 1.2
2016-12-23 12:00 | 1.37
2016-12-23 13:00 | 1.41
2016-12-23 14:00 | 1.55
2016-12-23 15:00 | 1.36
2016-12-23 16:00 | 1.26
2016-12-23 17:00 | 0.95
2016-12-23 18:00 | 0.43
2016-12-23 19:00 | 0.03
2016-12-23 20:00 | 0
2016-12-23 21:00 | 0
2016-12-23 22:00 | 0
2016-12-23 23:00 | 0
2016-12-24 | 0
2016-12-24 01:00 | 0
2016-12-24 02:00 | 0
2016-12-24 03:00 | 0
2016-12-24 04:00 | 0
2016-12-24 05:00 | 0
2016-12-24 06:00 | 0.01
2016-12-24 07:00 | 0.15
2016-12-24 08:00 | 0.53
2016-12-24 09:00 | 0.85
2016-12-24 10:00 | 1.26
2016-12-24 11:00 | 1.36
2016-12-24 12:00 | 1.6
2016-12-24 13:00 | 1.58
2016-12-24 14:00 | 1.51
2016-12-24 15:00 | 1.38
2016-12-24 16:00 | 1.28
2016-12-24 17:00 | 0.95
2016-12-24 18:00 | 0.39
2016-12-24 19:00 | 0.04
2016-12-24 20:00 | 0
2016-12-24 21:00 | 0
2016-12-24 22:00 | 0
2016-12-24 23:00 | 0
2016-12-25 | 0
2016-12-25 01:00 | 0
2016-12-25 02:00 | 0
2016-12-25 03:00 | 0
2016-12-25 04:00 | 0
2016-12-25 05:00 | 0
2016-12-25 06:00 | 0
2016-12-25 07:00 | 0.19
2016-12-25 08:00 | 0.39
2016-12-25 09:00 | 0.8
2016-12-25 10:00 | 1.25
2016-12-25 11:00 | 1.38
2016-12-25 12:00 | 1.56
2016-12-25 13:00 | 1.53
2016-12-25 14:00 | 1.28
2016-12-25 15:00 | 0.81
2016-12-25 16:00 | 0.89
2016-12-25 17:00 | 0.74
2016-12-25 18:00 | 0.33
2016-12-25 19:00 | 0.06
2016-12-25 20:00 | 0
2016-12-25 21:00 | 0
2016-12-25 22:00 | 0
2016-12-25 23:00 | 0
2016-12-26 | 0
2016-12-26 01:00 | 0
2016-12-26 02:00 | 0
2016-12-26 03:00 | 0
2016-12-26 04:00 | 0
2016-12-26 05:00 | 0
2016-12-26 06:00 | 0.01
2016-12-26 07:00 | 0.19
2016-12-26 08:00 | 0.57
2016-12-26 09:00 | 0.97
2016-12-26 10:00 | 1.2
2016-12-26 11:00 | 1.3
2016-12-26 12:00 | 1.57
2016-12-26 13:00 | 1.66
2016-12-26 14:00 | 1.45
2016-12-26 15:00 | 1.02
2016-12-26 16:00 | 0.92
2016-12-26 17:00 | 0.79
2016-12-26 18:00 | 0.29
2016-12-26 19:00 | 0.06
2016-12-26 20:00 | 0
2016-12-26 21:00 | 0
2016-12-26 22:00 | 0
2016-12-26 23:00 | 0
2016-12-27 | 0
2016-12-27 01:00 | 0
2016-12-27 02:00 | 0
2016-12-27 03:00 | 0
2016-12-27 04:00 | 0
2016-12-27 05:00 | 0
2016-12-27 06:00 | 0.01
2016-12-27 07:00 | 0.21
2016-12-27 08:00 | 0.57
2016-12-27 09:00 | 0.86
2016-12-27 10:00 | 1.26
2016-12-27 11:00 | 1.34
2016-12-27 12:00 | 1.09
2016-12-27 13:00 | 0.9
2016-12-27 14:00 | 1.19
2016-12-27 15:00 | 0.89
2016-12-27 16:00 | 0.51
2016-12-27 17:00 | 0.13
2016-12-27 18:00 | 0.09
2016-12-27 19:00 | 0.04
2016-12-27 20:00 | 0
2016-12-27 21:00 | 0
2016-12-27 22:00 | 0
2016-12-27 23:00 | 0
2016-12-28 | 0
2016-12-28 01:00 | 0
2016-12-28 02:00 | 0
2016-12-28 03:00 | 0
2016-12-28 04:00 | 0
2016-12-28 05:00 | 0
2016-12-28 06:00 | 0
2016-12-28 07:00 | 0.2
2016-12-28 08:00 | 0.62
2016-12-28 09:00 | 0.91
2016-12-28 10:00 | 1
2016-12-28 11:00 | 1.08
2016-12-28 12:00 | 1.02
2016-12-28 13:00 | 0.84
2016-12-28 14:00 | 0.93
2016-12-28 15:00 | 1.22
2016-12-28 16:00 | 0.79
2016-12-28 17:00 | 0.42
2016-12-28 18:00 | 0.18
2016-12-28 19:00 | 0.02
2016-12-28 20:00 | 0
2016-12-28 21:00 | 0
2016-12-28 22:00 | 0
2016-12-28 23:00 | 0
2016-12-29 | 0
2016-12-29 01:00 | 0
2016-12-29 02:00 | 0
2016-12-29 03:00 | 0
2016-12-29 04:00 | 0
2016-12-29 05:00 | 0
2016-12-29 06:00 | 0.01
2016-12-29 07:00 | 0.13
2016-12-29 08:00 | 0.53
2016-12-29 09:00 | 0.93
2016-12-29 10:00 | 1.26
2016-12-29 11:00 | 1.36
2016-12-29 12:00 | 1.53
2016-12-29 13:00 | 1.3
2016-12-29 14:00 | 1.2
2016-12-29 15:00 | 1.15
2016-12-29 16:00 | 0.94
2016-12-29 17:00 | 0.6
2016-12-29 18:00 | 0.28
2016-12-29 19:00 | 0.05
2016-12-29 20:00 | 0
2016-12-29 21:00 | 0
2016-12-29 22:00 | 0
2016-12-29 23:00 | 0
2016-12-30 | 0
2016-12-30 01:00 | 0
2016-12-30 02:00 | 0
2016-12-30 03:00 | 0
2016-12-30 04:00 | 0
2016-12-30 05:00 | 0
2016-12-30 06:00 | 0
2016-12-30 07:00 | 0.16
2016-12-30 08:00 | 0.59
2016-12-30 09:00 | 1.05
2016-12-30 10:00 | 1.4
2016-12-30 11:00 | 1.58
2016-12-30 12:00 | 1.48
2016-12-30 13:00 | 1.38
2016-12-30 14:00 | 1.3
2016-12-30 15:00 | 0.9
2016-12-30 16:00 | 0.94
2016-12-30 17:00 | 0.85
2016-12-30 18:00 | 0.25
2016-12-30 19:00 | 0.04
2016-12-30 20:00 | 0
2016-12-30 21:00 | 0
2016-12-30 22:00 | 0
2016-12-30 23:00 | 0
2016-12-31 | 0
2016-12-31 01:00 | 0
2016-12-31 02:00 | 0
2016-12-31 03:00 | 0
2016-12-31 04:00 | 0
2016-12-31 05:00 | 0
2016-12-31 06:00 | 0
2016-12-31 07:00 | 0.17
2016-12-31 08:00 | 0.55
2016-12-31 09:00 | 1.02
2016-12-31 10:00 | 1.25
2016-12-31 11:00 | 1.58
2016-12-31 12:00 | 1.59
2016-12-31 13:00 | 1.49
2016-12-31 14:00 | 0.86
2016-12-31 15:00 | 0.91
2016-12-31 16:00 | 0.83
2016-12-31 17:00 | 0.66
2016-12-31 18:00 | 0.22
2016-12-31 19:00 | 0.03
2016-12-31 20:00 | 0
2016-12-31 21:00 | 0
2016-12-31 22:00 | 0
2016-12-31 23:00 | 0
2017-01-01 | 0
2017-01-01 01:00 | 0
2017-01-01 02:00 | 0
2017-01-01 03:00 | 0
2017-01-01 04:00 | 0
2017-01-01 05:00 | 0
2017-01-01 06:00 | 0
2017-01-01 07:00 | 0.09
2017-01-01 08:00 | 0.23
2017-01-01 09:00 | 0.47
2017-01-01 10:00 | 0.71
2017-01-01 11:00 | 0.85
2017-01-01 12:00 | 0.92
2017-01-01 13:00 | 0.99
2017-01-01 14:00 | 0.98
2017-01-01 15:00 | 0.89
2017-01-01 16:00 | 0.74
2017-01-01 17:00 | 0.53
2017-01-01 18:00 | 0.24
2017-01-01 19:00 | 0.06
2017-01-01 20:00 | 0
2017-01-01 21:00 | 0
2017-01-01 22:00 | 0
2017-01-01 23:00 | 0
2017-01-02 | 0
2017-01-02 01:00 | 0
2017-01-02 02:00 | 0
2017-01-02 03:00 | 0
2017-01-02 04:00 | 0
2017-01-02 05:00 | 0
2017-01-02 06:00 | 0
2017-01-02 07:00 | 0.06
2017-01-02 08:00 | 0.17
2017-01-02 09:00 | 0.48
2017-01-02 10:00 | 0.74
2017-01-02 11:00 | 0.74
2017-01-02 12:00 | 0.84
2017-01-02 13:00 | 1.18
2017-01-02 14:00 | 1.37
2017-01-02 15:00 | 1.15
2017-01-02 16:00 | 0.74
2017-01-02 17:00 | 0.8
2017-01-02 18:00 | 0.23
2017-01-02 19:00 | 0.04
2017-01-02 20:00 | 0
2017-01-02 21:00 | 0
2017-01-02 22:00 | 0
2017-01-02 23:00 | 0
2017-01-03 | 0
2017-01-03 01:00 | 0
2017-01-03 02:00 | 0
2017-01-03 03:00 | 0
2017-01-03 04:00 | 0
2017-01-03 05:00 | 0
2017-01-03 06:00 | 0
2017-01-03 07:00 | 0.15
2017-01-03 08:00 | 0.51
2017-01-03 09:00 | 0.89
2017-01-03 10:00 | 1.23
2017-01-03 11:00 | 1.54
2017-01-03 12:00 | 1.23
2017-01-03 13:00 | 1.03
2017-01-03 14:00 | 1.24
2017-01-03 15:00 | 1.26
2017-01-03 16:00 | 1.24
2017-01-03 17:00 | 0.74
2017-01-03 18:00 | 0.34
2017-01-03 19:00 | 0.04
2017-01-03 20:00 | 0
2017-01-03 21:00 | 0
2017-01-03 22:00 | 0
2017-01-03 23:00 | 0
2017-01-04 | 0
2017-01-04 01:00 | 0
2017-01-04 02:00 | 0
2017-01-04 03:00 | 0
2017-01-04 04:00 | 0
2017-01-04 05:00 | 0
2017-01-04 06:00 | 0
2017-01-04 07:00 | 0.13
2017-01-04 08:00 | 0.55
2017-01-04 09:00 | 0.88
2017-01-04 10:00 | 1.14
2017-01-04 11:00 | 1.42
2017-01-04 12:00 | 1.47
2017-01-04 13:00 | 1.44
2017-01-04 14:00 | 1.41
2017-01-04 15:00 | 1.34
2017-01-04 16:00 | 1.36
2017-01-04 17:00 | 0.93
2017-01-04 18:00 | 0.31
2017-01-04 19:00 | 0.04
2017-01-04 20:00 | 0
2017-01-04 21:00 | 0
2017-01-04 22:00 | 0
2017-01-04 23:00 | 0
2017-01-05 | 0
2017-01-05 01:00 | 0
2017-01-05 02:00 | 0
2017-01-05 03:00 | 0
2017-01-05 04:00 | 0
2017-01-05 05:00 | 0
2017-01-05 06:00 | 0
2017-01-05 07:00 | 0.16
2017-01-05 08:00 | 0.48
2017-01-05 09:00 | 1.05
2017-01-05 10:00 | 1.23
2017-01-05 11:00 | 1.57
2017-01-05 12:00 | 1.61
2017-01-05 13:00 | 1.53
2017-01-05 14:00 | 1.68
2017-01-05 15:00 | 1.54
2017-01-05 16:00 | 1.02
2017-01-05 17:00 | 0.75
2017-01-05 18:00 | 0.4
2017-01-05 19:00 | 0.05
2017-01-05 20:00 | 0
2017-01-05 21:00 | 0
2017-01-05 22:00 | 0
2017-01-05 23:00 | 0
2017-01-06 | 0
2017-01-06 01:00 | 0
2017-01-06 02:00 | 0
2017-01-06 03:00 | 0
2017-01-06 04:00 | 0
2017-01-06 05:00 | 0
2017-01-06 06:00 | 0
2017-01-06 07:00 | 0.21
2017-01-06 08:00 | 0.27
2017-01-06 09:00 | 0.84
2017-01-06 10:00 | 1.12
2017-01-06 11:00 | 1.56
2017-01-06 12:00 | 1.46
2017-01-06 13:00 | 1.57
2017-01-06 14:00 | 1.32
2017-01-06 15:00 | 1.07
2017-01-06 16:00 | 0.82
2017-01-06 17:00 | 0.83
2017-01-06 18:00 | 0.32
2017-01-06 19:00 | 0.05
2017-01-06 20:00 | 0
2017-01-06 21:00 | 0
2017-01-06 22:00 | 0
2017-01-06 23:00 | 0
2017-01-07 | 0
2017-01-07 01:00 | 0
2017-01-07 02:00 | 0
2017-01-07 03:00 | 0
2017-01-07 04:00 | 0
2017-01-07 05:00 | 0
2017-01-07 06:00 | 0
2017-01-07 07:00 | 0.11
2017-01-07 08:00 | 0.46
2017-01-07 09:00 | 0.91
2017-01-07 10:00 | 0.98
2017-01-07 11:00 | 1.17
2017-01-07 12:00 | 1.24
2017-01-07 13:00 | 1.21
2017-01-07 14:00 | 1.21
2017-01-07 15:00 | 1.13
2017-01-07 16:00 | 1.21
2017-01-07 17:00 | 0.98
2017-01-07 18:00 | 0.35
2017-01-07 19:00 | 0.05
2017-01-07 20:00 | 0
2017-01-07 21:00 | 0
2017-01-07 22:00 | 0
2017-01-07 23:00 | 0
2017-01-08 | 0
2017-01-08 01:00 | 0
2017-01-08 02:00 | 0
2017-01-08 03:00 | 0
2017-01-08 04:00 | 0
2017-01-08 05:00 | 0
2017-01-08 06:00 | 0
2017-01-08 07:00 | 0.07
2017-01-08 08:00 | 0.31
2017-01-08 09:00 | 0.67
2017-01-08 10:00 | 0.97
2017-01-08 11:00 | 1.45
2017-01-08 12:00 | 1.52
2017-01-08 13:00 | 1.81
2017-01-08 14:00 | 1.51
2017-01-08 15:00 | 1.56
2017-01-08 16:00 | 1.35
2017-01-08 17:00 | 1
2017-01-08 18:00 | 0.5
2017-01-08 19:00 | 0.05
2017-01-08 20:00 | 0
2017-01-08 21:00 | 0
2017-01-08 22:00 | 0
2017-01-08 23:00 | 0
2017-01-09 | 0
2017-01-09 01:00 | 0
2017-01-09 02:00 | 0
2017-01-09 03:00 | 0
2017-01-09 04:00 | 0
2017-01-09 05:00 | 0
2017-01-09 06:00 | 0
2017-01-09 07:00 | 0.16
2017-01-09 08:00 | 0.53
2017-01-09 09:00 | 0.84
2017-01-09 10:00 | 1.25
2017-01-09 11:00 | 0.99
2017-01-09 12:00 | 0.98
2017-01-09 13:00 | 1.06
2017-01-09 14:00 | 1.2
2017-01-09 15:00 | 0.99
2017-01-09 16:00 | 0.86
2017-01-09 17:00 | 0.59
2017-01-09 18:00 | 0.3
2017-01-09 19:00 | 0.05
2017-01-09 20:00 | 0
2017-01-09 21:00 | 0
2017-01-09 22:00 | 0
2017-01-09 23:00 | 0
2017-01-10 | 0
2017-01-10 01:00 | 0
2017-01-10 02:00 | 0
2017-01-10 03:00 | 0
2017-01-10 04:00 | 0
2017-01-10 05:00 | 0
2017-01-10 06:00 | 0
2017-01-10 07:00 | 0.14
2017-01-10 08:00 | 0.4
2017-01-10 09:00 | 0.8
2017-01-10 10:00 | 1.06
2017-01-10 11:00 | 1.3
2017-01-10 12:00 | 1.44
2017-01-10 13:00 | 1.61
2017-01-10 14:00 | 1.48
2017-01-10 15:00 | 1.39
2017-01-10 16:00 | 0.98
2017-01-10 17:00 | 0.54
2017-01-10 18:00 | 0.22
2017-01-10 19:00 | 0.02
2017-01-10 20:00 | 0
2017-01-10 21:00 | 0
2017-01-10 22:00 | 0
2017-01-10 23:00 | 0
2017-01-11 | 0
2017-01-11 01:00 | 0
2017-01-11 02:00 | 0
2017-01-11 03:00 | 0
2017-01-11 04:00 | 0
2017-01-11 05:00 | 0
2017-01-11 06:00 | 0
2017-01-11 07:00 | 0.15
2017-01-11 08:00 | 0.52
2017-01-11 09:00 | 0.95
2017-01-11 10:00 | 1.07
2017-01-11 11:00 | 1.04
2017-01-11 12:00 | 1.43
2017-01-11 13:00 | 1.31
2017-01-11 14:00 | 1.42
2017-01-11 15:00 | 1.3
2017-01-11 16:00 | 1.01
2017-01-11 17:00 | 0.82
2017-01-11 18:00 | 0.48
2017-01-11 19:00 | 0.07
2017-01-11 20:00 | 0
2017-01-11 21:00 | 0
2017-01-11 22:00 | 0
2017-01-11 23:00 | 0
2017-01-12 | 0
2017-01-12 01:00 | 0
2017-01-12 02:00 | 0
2017-01-12 03:00 | 0
2017-01-12 04:00 | 0
2017-01-12 05:00 | 0
2017-01-12 06:00 | 0
2017-01-12 07:00 | 0.12
2017-01-12 08:00 | 0.65
2017-01-12 09:00 | 0.88
2017-01-12 10:00 | 1.22
2017-01-12 11:00 | 1.61
2017-01-12 12:00 | 1.45
2017-01-12 13:00 | 1.2
2017-01-12 14:00 | 1.11
2017-01-12 15:00 | 0.27
2017-01-12 16:00 | 0.26
2017-01-12 17:00 | 0.3
2017-01-12 18:00 | 0.15
2017-01-12 19:00 | 0.04
2017-01-12 20:00 | 0
2017-01-12 21:00 | 0
2017-01-12 22:00 | 0
2017-01-12 23:00 | 0
2017-01-13 | 0
2017-01-13 01:00 | 0
2017-01-13 02:00 | 0
2017-01-13 03:00 | 0
2017-01-13 04:00 | 0
2017-01-13 05:00 | 0
2017-01-13 06:00 | 0
2017-01-13 07:00 | 0.1
2017-01-13 08:00 | 0.47
2017-01-13 09:00 | 0.72
2017-01-13 10:00 | 1.27
2017-01-13 11:00 | 1.5
2017-01-13 12:00 | 1.57
2017-01-13 13:00 | 1.57
2017-01-13 14:00 | 1.38
2017-01-13 15:00 | 1.41
2017-01-13 16:00 | 0.67
2017-01-13 17:00 | 0.29
2017-01-13 18:00 | 0.24
2017-01-13 19:00 | 0.06
2017-01-13 20:00 | 0
2017-01-13 21:00 | 0
2017-01-13 22:00 | 0
2017-01-13 23:00 | 0
2017-01-14 | 0
2017-01-14 01:00 | 0
2017-01-14 02:00 | 0
2017-01-14 03:00 | 0
2017-01-14 04:00 | 0
2017-01-14 05:00 | 0
2017-01-14 06:00 | 0
2017-01-14 07:00 | 0.11
2017-01-14 08:00 | 0.53
2017-01-14 09:00 | 0.95
2017-01-14 10:00 | 1.37
2017-01-14 11:00 | 1.54
2017-01-14 12:00 | 1.66
2017-01-14 13:00 | 1.41
2017-01-14 14:00 | 1.41
2017-01-14 15:00 | 1.31
2017-01-14 16:00 | 0.91
2017-01-14 17:00 | 0.73
2017-01-14 18:00 | 0.18
2017-01-14 19:00 | 0.04
2017-01-14 20:00 | 0
2017-01-14 21:00 | 0
2017-01-14 22:00 | 0
2017-01-14 23:00 | 0
2017-01-15 | 0
2017-01-15 01:00 | 0
2017-01-15 02:00 | 0
2017-01-15 03:00 | 0
2017-01-15 04:00 | 0
2017-01-15 05:00 | 0
2017-01-15 06:00 | 0
2017-01-15 07:00 | 0.04
2017-01-15 08:00 | 0.17
2017-01-15 09:00 | 0.33
2017-01-15 10:00 | 0.63
2017-01-15 11:00 | 1.13
2017-01-15 12:00 | 1.55
2017-01-15 13:00 | 1.46
2017-01-15 14:00 | 1.62
2017-01-15 15:00 | 1.37
2017-01-15 16:00 | 1.12
2017-01-15 17:00 | 0.55
2017-01-15 18:00 | 0.27
2017-01-15 19:00 | 0.07
2017-01-15 20:00 | 0
2017-01-15 21:00 | 0
2017-01-15 22:00 | 0
2017-01-15 23:00 | 0
2017-01-16 | 0
2017-01-16 01:00 | 0
2017-01-16 02:00 | 0
2017-01-16 03:00 | 0
2017-01-16 04:00 | 0
2017-01-16 05:00 | 0
2017-01-16 06:00 | 0
2017-01-16 07:00 | 0.14
2017-01-16 08:00 | 0.39
2017-01-16 09:00 | 0.8
2017-01-16 10:00 | 1.3
2017-01-16 11:00 | 1.36
2017-01-16 12:00 | 1.41
2017-01-16 13:00 | 1.62
2017-01-16 14:00 | 1.34
2017-01-16 15:00 | 1.02
2017-01-16 16:00 | 1.25
2017-01-16 17:00 | 0.88
2017-01-16 18:00 | 0.28
2017-01-16 19:00 | 0.05
2017-01-16 20:00 | 0
2017-01-16 21:00 | 0
2017-01-16 22:00 | 0
2017-01-16 23:00 | 0
2017-01-17 | 0
2017-01-17 01:00 | 0
2017-01-17 02:00 | 0
2017-01-17 03:00 | 0
2017-01-17 04:00 | 0
2017-01-17 05:00 | 0
2017-01-17 06:00 | 0
2017-01-17 07:00 | 0.06
2017-01-17 08:00 | 0.23
2017-01-17 09:00 | 0.58
2017-01-17 10:00 | 0.8
2017-01-17 11:00 | 1.25
2017-01-17 12:00 | 1.65
2017-01-17 13:00 | 1.7
2017-01-17 14:00 | 1.47
2017-01-17 15:00 | 1.11
2017-01-17 16:00 | 0.15
2017-01-17 17:00 | 0.16
2017-01-17 18:00 | 0.11
2017-01-17 19:00 | 0.02
2017-01-17 20:00 | 0
2017-01-17 21:00 | 0
2017-01-17 22:00 | 0
2017-01-17 23:00 | 0
2017-01-18 | 0
2017-01-18 01:00 | 0
2017-01-18 02:00 | 0
2017-01-18 03:00 | 0
2017-01-18 04:00 | 0
2017-01-18 05:00 | 0
2017-01-18 06:00 | 0
2017-01-18 07:00 | 0.06
2017-01-18 08:00 | 0.22
2017-01-18 09:00 | 0.5
2017-01-18 10:00 | 0.82
2017-01-18 11:00 | 1.05
2017-01-18 12:00 | 1.22
2017-01-18 13:00 | 1.51
2017-01-18 14:00 | 1.62
2017-01-18 15:00 | 1.54
2017-01-18 16:00 | 1.21
2017-01-18 17:00 | 0.83
2017-01-18 18:00 | 0.3
2017-01-18 19:00 | 0.06
2017-01-18 20:00 | 0
2017-01-18 21:00 | 0
2017-01-18 22:00 | 0
2017-01-18 23:00 | 0
2017-01-19 | 0
2017-01-19 01:00 | 0
2017-01-19 02:00 | 0
2017-01-19 03:00 | 0
2017-01-19 04:00 | 0
2017-01-19 05:00 | 0
2017-01-19 06:00 | 0
2017-01-19 07:00 | 0.06
2017-01-19 08:00 | 0.2
2017-01-19 09:00 | 0.47
2017-01-19 10:00 | 0.75
2017-01-19 11:00 | 0.92
2017-01-19 12:00 | 1.02
2017-01-19 13:00 | 1.19
2017-01-19 14:00 | 1.39
2017-01-19 15:00 | 1.3
2017-01-19 16:00 | 1.13
2017-01-19 17:00 | 0.67
2017-01-19 18:00 | 0.28
2017-01-19 19:00 | 0.04
2017-01-19 20:00 | 0
2017-01-19 21:00 | 0
2017-01-19 22:00 | 0
2017-01-19 23:00 | 0
2017-01-20 | 0
2017-01-20 01:00 | 0
2017-01-20 02:00 | 0
2017-01-20 03:00 | 0
2017-01-20 04:00 | 0
2017-01-20 05:00 | 0
2017-01-20 06:00 | 0
2017-01-20 07:00 | 0.04
2017-01-20 08:00 | 0.19
2017-01-20 09:00 | 0.52
2017-01-20 10:00 | 0.78
2017-01-20 11:00 | 0.92
2017-01-20 12:00 | 1.15
2017-01-20 13:00 | 1.16
2017-01-20 14:00 | 1.15
2017-01-20 15:00 | 1.15
2017-01-20 16:00 | 0.98
2017-01-20 17:00 | 0.85
2017-01-20 18:00 | 0.39
2017-01-20 19:00 | 0.07
2017-01-20 20:00 | 0
2017-01-20 21:00 | 0
2017-01-20 22:00 | 0
2017-01-20 23:00 | 0
2017-01-21 | 0
2017-01-21 01:00 | 0
2017-01-21 02:00 | 0
2017-01-21 03:00 | 0
2017-01-21 04:00 | 0
2017-01-21 05:00 | 0
2017-01-21 06:00 | 0
2017-01-21 07:00 | 0.07
2017-01-21 08:00 | 0.31
2017-01-21 09:00 | 0.75
2017-01-21 10:00 | 1.35
2017-01-21 11:00 | 1.2
2017-01-21 12:00 | 0.95
2017-01-21 13:00 | 1.5
2017-01-21 14:00 | 0.67
2017-01-21 15:00 | 1.32
2017-01-21 16:00 | 0.8
2017-01-21 17:00 | 0.8
2017-01-21 18:00 | 0.34
2017-01-21 19:00 | 0.06
2017-01-21 20:00 | 0
2017-01-21 21:00 | 0
2017-01-21 22:00 | 0
2017-01-21 23:00 | 0
2017-01-22 | 0
2017-01-22 01:00 | 0
2017-01-22 02:00 | 0
2017-01-22 03:00 | 0
2017-01-22 04:00 | 0
2017-01-22 05:00 | 0
2017-01-22 06:00 | 0
2017-01-22 07:00 | 0.1
2017-01-22 08:00 | 0.47
2017-01-22 09:00 | 1
2017-01-22 10:00 | 1.29
2017-01-22 11:00 | 1.55
2017-01-22 12:00 | 1.43
2017-01-22 13:00 | 1.66
2017-01-22 14:00 | 1.36
2017-01-22 15:00 | 1.55
2017-01-22 16:00 | 1.3
2017-01-22 17:00 | 1.03
2017-01-22 18:00 | 0.34
2017-01-22 19:00 | 0.04
2017-01-22 20:00 | 0
2017-01-22 21:00 | 0
2017-01-22 22:00 | 0
2017-01-22 23:00 | 0
2017-01-23 | 0
2017-01-23 01:00 | 0
2017-01-23 02:00 | 0
2017-01-23 03:00 | 0
2017-01-23 04:00 | 0
2017-01-23 05:00 | 0
2017-01-23 06:00 | 0
2017-01-23 07:00 | 0.11
2017-01-23 08:00 | 0.38
2017-01-23 09:00 | 0.73
2017-01-23 10:00 | 1.14
2017-01-23 11:00 | 1.4
2017-01-23 12:00 | 1.62
2017-01-23 13:00 | 1.49
2017-01-23 14:00 | 1.01
2017-01-23 15:00 | 0.58
2017-01-23 16:00 | 0.45
2017-01-23 17:00 | 0.3
2017-01-23 18:00 | 0.28
2017-01-23 19:00 | 0.11
2017-01-23 20:00 | 0
2017-01-23 21:00 | 0
2017-01-23 22:00 | 0
2017-01-23 23:00 | 0
2017-01-24 | 0
2017-01-24 01:00 | 0
2017-01-24 02:00 | 0
2017-01-24 03:00 | 0
2017-01-24 04:00 | 0
2017-01-24 05:00 | 0
2017-01-24 06:00 | 0
2017-01-24 07:00 | 0.07
2017-01-24 08:00 | 0.4
2017-01-24 09:00 | 0.65
2017-01-24 10:00 | 0.76
2017-01-24 11:00 | 1.05
2017-01-24 12:00 | 1.38
2017-01-24 13:00 | 1.42
2017-01-24 14:00 | 1.4
2017-01-24 15:00 | 1.4
2017-01-24 16:00 | 1.06
2017-01-24 17:00 | 0.94
2017-01-24 18:00 | 0.5
2017-01-24 19:00 | 0.02
2017-01-24 20:00 | 0
2017-01-24 21:00 | 0
2017-01-24 22:00 | 0
2017-01-24 23:00 | 0
2017-01-25 | 0
2017-01-25 01:00 | 0
2017-01-25 02:00 | 0
2017-01-25 03:00 | 0
2017-01-25 04:00 | 0
2017-01-25 05:00 | 0
2017-01-25 06:00 | 0
2017-01-25 07:00 | 0.11
2017-01-25 08:00 | 0.44
2017-01-25 09:00 | 0.87
2017-01-25 10:00 | 1.2
2017-01-25 11:00 | 1.32
2017-01-25 12:00 | 1.42
2017-01-25 13:00 | 1.47
2017-01-25 14:00 | 1.58
2017-01-25 15:00 | 0.95
2017-01-25 16:00 | 0.4
2017-01-25 17:00 | 0.54
2017-01-25 18:00 | 0.27
2017-01-25 19:00 | 0.06
2017-01-25 20:00 | 0
2017-01-25 21:00 | 0
2017-01-25 22:00 | 0
2017-01-25 23:00 | 0
2017-01-26 | 0
2017-01-26 01:00 | 0
2017-01-26 02:00 | 0
2017-01-26 03:00 | 0
2017-01-26 04:00 | 0
2017-01-26 05:00 | 0
2017-01-26 06:00 | 0
2017-01-26 07:00 | 0.06
2017-01-26 08:00 | 0.29
2017-01-26 09:00 | 0.81
2017-01-26 10:00 | 1.38
2017-01-26 11:00 | 1.47
2017-01-26 12:00 | 1.45
2017-01-26 13:00 | 1.34
2017-01-26 14:00 | 1.31
2017-01-26 15:00 | 1.44
2017-01-26 16:00 | 1.07
2017-01-26 17:00 | 0.94
2017-01-26 18:00 | 0.35
2017-01-26 19:00 | 0.05
2017-01-26 20:00 | 0
2017-01-26 21:00 | 0
2017-01-26 22:00 | 0
2017-01-26 23:00 | 0
2017-01-27 | 0
2017-01-27 01:00 | 0
2017-01-27 02:00 | 0
2017-01-27 03:00 | 0
2017-01-27 04:00 | 0
2017-01-27 05:00 | 0
2017-01-27 06:00 | 0
2017-01-27 07:00 | 0.07
2017-01-27 08:00 | 0.52
2017-01-27 09:00 | 1
2017-01-27 10:00 | 1.29
2017-01-27 11:00 | 1.58
2017-01-27 12:00 | 1.81
2017-01-27 13:00 | 1.85
2017-01-27 14:00 | 1.63
2017-01-27 15:00 | 1.56
2017-01-27 16:00 | 1.35
2017-01-27 17:00 | 1.04
2017-01-27 18:00 | 0.51
2017-01-27 19:00 | 0.04
2017-01-27 20:00 | 0
2017-01-27 21:00 | 0
2017-01-27 22:00 | 0
2017-01-27 23:00 | 0
2017-01-28 | 0
2017-01-28 01:00 | 0
2017-01-28 02:00 | 0
2017-01-28 03:00 | 0
2017-01-28 04:00 | 0
2017-01-28 05:00 | 0
2017-01-28 06:00 | 0
2017-01-28 07:00 | 0.11
2017-01-28 08:00 | 0.51
2017-01-28 09:00 | 0.99
2017-01-28 10:00 | 1.36
2017-01-28 11:00 | 1.67
2017-01-28 12:00 | 1.77
2017-01-28 13:00 | 1.74
2017-01-28 14:00 | 1.74
2017-01-28 15:00 | 1.61
2017-01-28 16:00 | 1.39
2017-01-28 17:00 | 0.97
2017-01-28 18:00 | 0.54
2017-01-28 19:00 | 0.04
2017-01-28 20:00 | 0
2017-01-28 21:00 | 0
2017-01-28 22:00 | 0
2017-01-28 23:00 | 0
2017-01-29 | 0
2017-01-29 01:00 | 0
2017-01-29 02:00 | 0
2017-01-29 03:00 | 0
2017-01-29 04:00 | 0
2017-01-29 05:00 | 0
2017-01-29 06:00 | 0
2017-01-29 07:00 | 0.1
2017-01-29 08:00 | 0.51
2017-01-29 09:00 | 0.98
2017-01-29 10:00 | 1.33
2017-01-29 11:00 | 1.63
2017-01-29 12:00 | 1.77
2017-01-29 13:00 | 1.82
2017-01-29 14:00 | 1.75
2017-01-29 15:00 | 1.56
2017-01-29 16:00 | 1.34
2017-01-29 17:00 | 1.02
2017-01-29 18:00 | 0.49
2017-01-29 19:00 | 0.05
2017-01-29 20:00 | 0
2017-01-29 21:00 | 0
2017-01-29 22:00 | 0
2017-01-29 23:00 | 0
2017-01-30 | 0
2017-01-30 01:00 | 0
2017-01-30 02:00 | 0
2017-01-30 03:00 | 0
2017-01-30 04:00 | 0
2017-01-30 05:00 | 0
2017-01-30 06:00 | 0
2017-01-30 07:00 | 0.1
2017-01-30 08:00 | 0.52
2017-01-30 09:00 | 0.98
2017-01-30 10:00 | 1.34
2017-01-30 11:00 | 1.54
2017-01-30 12:00 | 1.57
2017-01-30 13:00 | 1.68
2017-01-30 14:00 | 1.31
2017-01-30 15:00 | 1.02
2017-01-30 16:00 | 0.81
2017-01-30 17:00 | 0.97
2017-01-30 18:00 | 0.48
2017-01-30 19:00 | 0.07
2017-01-30 20:00 | 0
2017-01-30 21:00 | 0
2017-01-30 22:00 | 0
2017-01-30 23:00 | 0
2017-01-31 | 0
2017-01-31 01:00 | 0
2017-01-31 02:00 | 0
2017-01-31 03:00 | 0
2017-01-31 04:00 | 0
2017-01-31 05:00 | 0
2017-01-31 06:00 | 0
2017-01-31 07:00 | 0.08
2017-01-31 08:00 | 0.49
2017-01-31 09:00 | 0.92
2017-01-31 10:00 | 1.36
2017-01-31 11:00 | 1.45
2017-01-31 12:00 | 1.4
2017-01-31 13:00 | 1.51
2017-01-31 14:00 | 1.34
2017-01-31 15:00 | 1.48
2017-01-31 16:00 | 1.3
2017-01-31 17:00 | 0.93
2017-01-31 18:00 | 0.39
2017-01-31 19:00 | 0.05
2017-01-31 20:00 | 0
2017-01-31 21:00 | 0
2017-01-31 22:00 | 0
2017-01-31 23:00 | 0
2017-02-01 | 0
2017-02-01 01:00 | 0
2017-02-01 02:00 | 0
2017-02-01 03:00 | 0
2017-02-01 04:00 | 0
2017-02-01 05:00 | 0
2017-02-01 06:00 | 0
2017-02-01 07:00 | 0.11
2017-02-01 08:00 | 0.55
2017-02-01 09:00 | 0.89
2017-02-01 10:00 | 1.32
2017-02-01 11:00 | 1.53
2017-02-01 12:00 | 1.72
2017-02-01 13:00 | 1.1
2017-02-01 14:00 | 0.96
2017-02-01 15:00 | 0.88
2017-02-01 16:00 | 0.66
2017-02-01 17:00 | 0.64
2017-02-01 18:00 | 0.26
2017-02-01 19:00 | 0.03
2017-02-01 20:00 | 0
2017-02-01 21:00 | 0
2017-02-01 22:00 | 0
2017-02-01 23:00 | 0
2017-02-02 | 0
2017-02-02 01:00 | 0
2017-02-02 02:00 | 0
2017-02-02 03:00 | 0
2017-02-02 04:00 | 0
2017-02-02 05:00 | 0
2017-02-02 06:00 | 0
2017-02-02 07:00 | 0.08
2017-02-02 08:00 | 0.47
2017-02-02 09:00 | 0.85
2017-02-02 10:00 | 1.14
2017-02-02 11:00 | 1.16
2017-02-02 12:00 | 0.89
2017-02-02 13:00 | 1.64
2017-02-02 14:00 | 1.6
2017-02-02 15:00 | 1.43
2017-02-02 16:00 | 1.16
2017-02-02 17:00 | 0.92
2017-02-02 18:00 | 0.37
2017-02-02 19:00 | 0.05
2017-02-02 20:00 | 0
2017-02-02 21:00 | 0
2017-02-02 22:00 | 0
2017-02-02 23:00 | 0
2017-02-03 | 0
2017-02-03 01:00 | 0
2017-02-03 02:00 | 0
2017-02-03 03:00 | 0
2017-02-03 04:00 | 0
2017-02-03 05:00 | 0
2017-02-03 06:00 | 0
2017-02-03 07:00 | 0.06
2017-02-03 08:00 | 0.34
2017-02-03 09:00 | 0.8
2017-02-03 10:00 | 1
2017-02-03 11:00 | 1.15
2017-02-03 12:00 | 1.1
2017-02-03 13:00 | 1.33
2017-02-03 14:00 | 1.31
2017-02-03 15:00 | 1.26
2017-02-03 16:00 | 1.01
2017-02-03 17:00 | 0.61
2017-02-03 18:00 | 0.23
2017-02-03 19:00 | 0.05
2017-02-03 20:00 | 0
2017-02-03 21:00 | 0
2017-02-03 22:00 | 0
2017-02-03 23:00 | 0
2017-02-04 | 0
2017-02-04 01:00 | 0
2017-02-04 02:00 | 0
2017-02-04 03:00 | 0
2017-02-04 04:00 | 0
2017-02-04 05:00 | 0
2017-02-04 06:00 | 0
2017-02-04 07:00 | 0.08
2017-02-04 08:00 | 0.3
2017-02-04 09:00 | 0.67
2017-02-04 10:00 | 0.97
2017-02-04 11:00 | 1.6
2017-02-04 12:00 | 1.7
2017-02-04 13:00 | 1.79
2017-02-04 14:00 | 1.74
2017-02-04 15:00 | 1.62
2017-02-04 16:00 | 1.42
2017-02-04 17:00 | 0.88
2017-02-04 18:00 | 0.29
2017-02-04 19:00 | 0.04
2017-02-04 20:00 | 0
2017-02-04 21:00 | 0
2017-02-04 22:00 | 0
2017-02-04 23:00 | 0
2017-02-05 | 0
2017-02-05 01:00 | 0
2017-02-05 02:00 | 0
2017-02-05 03:00 | 0
2017-02-05 04:00 | 0
2017-02-05 05:00 | 0
2017-02-05 06:00 | 0
2017-02-05 07:00 | 0.04
2017-02-05 08:00 | 0.33
2017-02-05 09:00 | 0.71
2017-02-05 10:00 | 1.28
2017-02-05 11:00 | 1.29
2017-02-05 12:00 | 0.93
2017-02-05 13:00 | 0.97
2017-02-05 14:00 | 1.04
2017-02-05 15:00 | 0.45
2017-02-05 16:00 | 0.44
2017-02-05 17:00 | 0.6
2017-02-05 18:00 | 0.33
2017-02-05 19:00 | 0.03
2017-02-05 20:00 | 0
2017-02-05 21:00 | 0
2017-02-05 22:00 | 0
2017-02-05 23:00 | 0
2017-02-06 | 0
2017-02-06 01:00 | 0
2017-02-06 02:00 | 0
2017-02-06 03:00 | 0
2017-02-06 04:00 | 0
2017-02-06 05:00 | 0
2017-02-06 06:00 | 0
2017-02-06 07:00 | 0.02
2017-02-06 08:00 | 0.17
2017-02-06 09:00 | 0.32
2017-02-06 10:00 | 0.38
2017-02-06 11:00 | 0.34
2017-02-06 12:00 | 0.53
2017-02-06 13:00 | 0.69
2017-02-06 14:00 | 0.84
2017-02-06 15:00 | 0.86
2017-02-06 16:00 | 1.2
2017-02-06 17:00 | 0.86
2017-02-06 18:00 | 0.41
2017-02-06 19:00 | 0.04
2017-02-06 20:00 | 0
2017-02-06 21:00 | 0
2017-02-06 22:00 | 0
2017-02-06 23:00 | 0
2017-02-07 | 0
2017-02-07 01:00 | 0
2017-02-07 02:00 | 0
2017-02-07 03:00 | 0
2017-02-07 04:00 | 0
2017-02-07 05:00 | 0
2017-02-07 06:00 | 0
2017-02-07 07:00 | 0.03
2017-02-07 08:00 | 0.15
2017-02-07 09:00 | 0.47
2017-02-07 10:00 | 0.73
2017-02-07 11:00 | 0.85
2017-02-07 12:00 | 0.8
2017-02-07 13:00 | 1.04
2017-02-07 14:00 | 0.92
2017-02-07 15:00 | 0.95
2017-02-07 16:00 | 0.78
2017-02-07 17:00 | 0.48
2017-02-07 18:00 | 0.28
2017-02-07 19:00 | 0.03
2017-02-07 20:00 | 0
2017-02-07 21:00 | 0
2017-02-07 22:00 | 0
2017-02-07 23:00 | 0
2017-02-08 | 0
2017-02-08 01:00 | 0
2017-02-08 02:00 | 0
2017-02-08 03:00 | 0
2017-02-08 04:00 | 0
2017-02-08 05:00 | 0
2017-02-08 06:00 | 0
2017-02-08 07:00 | 0.06
2017-02-08 08:00 | 0.45
2017-02-08 09:00 | 0.85
2017-02-08 10:00 | 1.31
2017-02-08 11:00 | 1.41
2017-02-08 12:00 | 1.42
2017-02-08 13:00 | 1.61
2017-02-08 14:00 | 1.6
2017-02-08 15:00 | 1.05
2017-02-08 16:00 | 0.89
2017-02-08 17:00 | 0.66
2017-02-08 18:00 | 0.24
2017-02-08 19:00 | 0.04
2017-02-08 20:00 | 0
2017-02-08 21:00 | 0
2017-02-08 22:00 | 0
2017-02-08 23:00 | 0
2017-02-09 | 0
2017-02-09 01:00 | 0
2017-02-09 02:00 | 0
2017-02-09 03:00 | 0
2017-02-09 04:00 | 0
2017-02-09 05:00 | 0
2017-02-09 06:00 | 0
2017-02-09 07:00 | 0.09
2017-02-09 08:00 | 0.45
2017-02-09 09:00 | 0.94
2017-02-09 10:00 | 1.26
2017-02-09 11:00 | 1.45
2017-02-09 12:00 | 1.73
2017-02-09 13:00 | 1.41
2017-02-09 14:00 | 1.54
2017-02-09 15:00 | 1.36
2017-02-09 16:00 | 1.17
2017-02-09 17:00 | 0.81
2017-02-09 18:00 | 0.38
2017-02-09 19:00 | 0.05
2017-02-09 20:00 | 0
2017-02-09 21:00 | 0
2017-02-09 22:00 | 0
2017-02-09 23:00 | 0
2017-02-10 | 0
2017-02-10 01:00 | 0
2017-02-10 02:00 | 0
2017-02-10 03:00 | 0
2017-02-10 04:00 | 0
2017-02-10 05:00 | 0
2017-02-10 06:00 | 0
2017-02-10 07:00 | 0.05
2017-02-10 08:00 | 0.23
2017-02-10 09:00 | 0.51
2017-02-10 10:00 | 0.91
2017-02-10 11:00 | 1.07
2017-02-10 12:00 | 1.15
2017-02-10 13:00 | 1.31
2017-02-10 14:00 | 1.17
2017-02-10 15:00 | 1.18
2017-02-10 16:00 | 0.72
2017-02-10 17:00 | 0.32
2017-02-10 18:00 | 0.09
2017-02-10 19:00 | 0.02
2017-02-10 20:00 | 0
2017-02-10 21:00 | 0
2017-02-10 22:00 | 0
2017-02-10 23:00 | 0
2017-02-11 | 0
2017-02-11 01:00 | 0
2017-02-11 02:00 | 0
2017-02-11 03:00 | 0
2017-02-11 04:00 | 0
2017-02-11 05:00 | 0
2017-02-11 06:00 | 0
2017-02-11 07:00 | 0.06
2017-02-11 08:00 | 0.23
2017-02-11 09:00 | 0.61
2017-02-11 10:00 | 1
2017-02-11 11:00 | 1.29
2017-02-11 12:00 | 0.98
2017-02-11 13:00 | 0.76
2017-02-11 14:00 | 0.58
2017-02-11 15:00 | 0.52
2017-02-11 16:00 | 0.42
2017-02-11 17:00 | 0.16
2017-02-11 18:00 | 0.19
2017-02-11 19:00 | 0.03
2017-02-11 20:00 | 0
2017-02-11 21:00 | 0
2017-02-11 22:00 | 0
2017-02-11 23:00 | 0
2017-02-12 | 0
2017-02-12 01:00 | 0
2017-02-12 02:00 | 0
2017-02-12 03:00 | 0
2017-02-12 04:00 | 0
2017-02-12 05:00 | 0
2017-02-12 06:00 | 0
2017-02-12 07:00 | 0.03
2017-02-12 08:00 | 0.25
2017-02-12 09:00 | 0.71
2017-02-12 10:00 | 1.06
2017-02-12 11:00 | 1.02
2017-02-12 12:00 | 1.1
2017-02-12 13:00 | 0.94
2017-02-12 14:00 | 1.26
2017-02-12 15:00 | 1.28
2017-02-12 16:00 | 1.05
2017-02-12 17:00 | 0.8
2017-02-12 18:00 | 0.42
2017-02-12 19:00 | 0.05
2017-02-12 20:00 | 0
2017-02-12 21:00 | 0
2017-02-12 22:00 | 0
2017-02-12 23:00 | 0
2017-02-13 | 0
2017-02-13 01:00 | 0
2017-02-13 02:00 | 0
2017-02-13 03:00 | 0
2017-02-13 04:00 | 0
2017-02-13 05:00 | 0
2017-02-13 06:00 | 0
2017-02-13 07:00 | 0.03
2017-02-13 08:00 | 0.27
2017-02-13 09:00 | 0.88
2017-02-13 10:00 | 1.36
2017-02-13 11:00 | 1.62
2017-02-13 12:00 | 1.8
2017-02-13 13:00 | 1.66
2017-02-13 14:00 | 1.59
2017-02-13 15:00 | 1.45
2017-02-13 16:00 | 1.26
2017-02-13 17:00 | 0.92
2017-02-13 18:00 | 0.45
2017-02-13 19:00 | 0.04
2017-02-13 20:00 | 0
2017-02-13 21:00 | 0
2017-02-13 22:00 | 0
2017-02-13 23:00 | 0
2017-02-14 | 0
2017-02-14 01:00 | 0
2017-02-14 02:00 | 0
2017-02-14 03:00 | 0
2017-02-14 04:00 | 0
2017-02-14 05:00 | 0
2017-02-14 06:00 | 0
2017-02-14 07:00 | 0.1
2017-02-14 08:00 | 0.32
2017-02-14 09:00 | 0.81
2017-02-14 10:00 | 1.25
2017-02-14 11:00 | 1.54
2017-02-14 12:00 | 1.69
2017-02-14 13:00 | 1.72
2017-02-14 14:00 | 1.01
2017-02-14 15:00 | 0.81
2017-02-14 16:00 | 0.74
2017-02-14 17:00 | 0.62
2017-02-14 18:00 | 0.32
2017-02-14 19:00 | 0.04
2017-02-14 20:00 | 0
2017-02-14 21:00 | 0
2017-02-14 22:00 | 0
2017-02-14 23:00 | 0
2017-02-15 | 0
2017-02-15 01:00 | 0
2017-02-15 02:00 | 0
2017-02-15 03:00 | 0
2017-02-15 04:00 | 0
2017-02-15 05:00 | 0
2017-02-15 06:00 | 0
2017-02-15 07:00 | 0.04
2017-02-15 08:00 | 0.32
2017-02-15 09:00 | 0.88
2017-02-15 10:00 | 1.22
2017-02-15 11:00 | 0.97
2017-02-15 12:00 | 0.79
2017-02-15 13:00 | 1.29
2017-02-15 14:00 | 1.32
2017-02-15 15:00 | 1.15
2017-02-15 16:00 | 0.72
2017-02-15 17:00 | 0.3
2017-02-15 18:00 | 0.26
2017-02-15 19:00 | 0.02
2017-02-15 20:00 | 0
2017-02-15 21:00 | 0
2017-02-15 22:00 | 0
2017-02-15 23:00 | 0
2017-02-16 | 0
2017-02-16 01:00 | 0
2017-02-16 02:00 | 0
2017-02-16 03:00 | 0
2017-02-16 04:00 | 0
2017-02-16 05:00 | 0
2017-02-16 06:00 | 0
2017-02-16 07:00 | 0.08
2017-02-16 08:00 | 0.35
2017-02-16 09:00 | 0.85
2017-02-16 10:00 | 1.11
2017-02-16 11:00 | 1.45
2017-02-16 12:00 | 1.29
2017-02-16 13:00 | 1.32
2017-02-16 14:00 | 1.33
2017-02-16 15:00 | 1.06
2017-02-16 16:00 | 0.86
2017-02-16 17:00 | 0.5
2017-02-16 18:00 | 0.25
2017-02-16 19:00 | 0.04
2017-02-16 20:00 | 0
2017-02-16 21:00 | 0
2017-02-16 22:00 | 0
2017-02-16 23:00 | 0
2017-02-17 | 0
2017-02-17 01:00 | 0
2017-02-17 02:00 | 0
2017-02-17 03:00 | 0
2017-02-17 04:00 | 0
2017-02-17 05:00 | 0
2017-02-17 06:00 | 0
2017-02-17 07:00 | 0.04
2017-02-17 08:00 | 0.38
2017-02-17 09:00 | 0.68
2017-02-17 10:00 | 0.83
2017-02-17 11:00 | 1.07
2017-02-17 12:00 | 1.17
2017-02-17 13:00 | 1.13
2017-02-17 14:00 | 1.19
2017-02-17 15:00 | 1.27
2017-02-17 16:00 | 1
2017-02-17 17:00 | 0.74
2017-02-17 18:00 | 0.18
2017-02-17 19:00 | 0.01
2017-02-17 20:00 | 0
2017-02-17 21:00 | 0
2017-02-17 22:00 | 0
2017-02-17 23:00 | 0
2017-02-18 | 0
2017-02-18 01:00 | 0
2017-02-18 02:00 | 0
2017-02-18 03:00 | 0
2017-02-18 04:00 | 0
2017-02-18 05:00 | 0
2017-02-18 06:00 | 0
2017-02-18 07:00 | 0.03
2017-02-18 08:00 | 0.09
2017-02-18 09:00 | 0.17
2017-02-18 10:00 | 0.16
2017-02-18 11:00 | 0.48
2017-02-18 12:00 | 0.85
2017-02-18 13:00 | 0.99
2017-02-18 14:00 | 0.94
2017-02-18 15:00 | 0.56
2017-02-18 16:00 | 0.58
2017-02-18 17:00 | 0.5
2017-02-18 18:00 | 0.28
2017-02-18 19:00 | 0.03
2017-02-18 20:00 | 0
2017-02-18 21:00 | 0
2017-02-18 22:00 | 0
2017-02-18 23:00 | 0
2017-02-19 | 0
2017-02-19 01:00 | 0
2017-02-19 02:00 | 0
2017-02-19 03:00 | 0
2017-02-19 04:00 | 0
2017-02-19 05:00 | 0
2017-02-19 06:00 | 0
2017-02-19 07:00 | 0.02
2017-02-19 08:00 | 0.11
2017-02-19 09:00 | 0.16
2017-02-19 10:00 | 0.51
2017-02-19 11:00 | 0.48
2017-02-19 12:00 | 0.76
2017-02-19 13:00 | 1.28
2017-02-19 14:00 | 1.39
2017-02-19 15:00 | 0.9
2017-02-19 16:00 | 0.55
2017-02-19 17:00 | 0.39
2017-02-19 18:00 | 0.18
2017-02-19 19:00 | 0.03
2017-02-19 20:00 | 0
2017-02-19 21:00 | 0
2017-02-19 22:00 | 0
2017-02-19 23:00 | 0
2017-02-20 | 0
2017-02-20 01:00 | 0
2017-02-20 02:00 | 0
2017-02-20 03:00 | 0
2017-02-20 04:00 | 0
2017-02-20 05:00 | 0
2017-02-20 06:00 | 0
2017-02-20 07:00 | 0.04
2017-02-20 08:00 | 0.16
2017-02-20 09:00 | 0.52
2017-02-20 10:00 | 1.13
2017-02-20 11:00 | 1.27
2017-02-20 12:00 | 1.81
2017-02-20 13:00 | 1.56
2017-02-20 14:00 | 1.2
2017-02-20 15:00 | 0.99
2017-02-20 16:00 | 0.75
2017-02-20 17:00 | 0.81
2017-02-20 18:00 | 0.31
2017-02-20 19:00 | 0.05
2017-02-20 20:00 | 0
2017-02-20 21:00 | 0
2017-02-20 22:00 | 0
2017-02-20 23:00 | 0
2017-02-21 | 0
2017-02-21 01:00 | 0
2017-02-21 02:00 | 0
2017-02-21 03:00 | 0
2017-02-21 04:00 | 0
2017-02-21 05:00 | 0
2017-02-21 06:00 | 0
2017-02-21 07:00 | 0.03
2017-02-21 08:00 | 0.17
2017-02-21 09:00 | 0.56
2017-02-21 10:00 | 0.93
2017-02-21 11:00 | 1.31
2017-02-21 12:00 | 1.57
2017-02-21 13:00 | 1.39
2017-02-21 14:00 | 1.14
2017-02-21 15:00 | 1.34
2017-02-21 16:00 | 1.19
2017-02-21 17:00 | 0.85
2017-02-21 18:00 | 0.32
2017-02-21 19:00 | 0.03
2017-02-21 20:00 | 0
2017-02-21 21:00 | 0
2017-02-21 22:00 | 0
2017-02-21 23:00 | 0
2017-02-22 | 0
2017-02-22 01:00 | 0
2017-02-22 02:00 | 0
2017-02-22 03:00 | 0
2017-02-22 04:00 | 0
2017-02-22 05:00 | 0
2017-02-22 06:00 | 0
2017-02-22 07:00 | 0.05
2017-02-22 08:00 | 0.43
2017-02-22 09:00 | 0.69
2017-02-22 10:00 | 1.05
2017-02-22 11:00 | 1.49
2017-02-22 12:00 | 1.64
2017-02-22 13:00 | 1.52
2017-02-22 14:00 | 1.4
2017-02-22 15:00 | 1.46
2017-02-22 16:00 | 1.34
2017-02-22 17:00 | 0.94
2017-02-22 18:00 | 0.39
2017-02-22 19:00 | 0.05
2017-02-22 20:00 | 0
2017-02-22 21:00 | 0
2017-02-22 22:00 | 0
2017-02-22 23:00 | 0
2017-02-23 | 0
2017-02-23 01:00 | 0
2017-02-23 02:00 | 0
2017-02-23 03:00 | 0
2017-02-23 04:00 | 0
2017-02-23 05:00 | 0
2017-02-23 06:00 | 0
2017-02-23 07:00 | 0.03
2017-02-23 08:00 | 0.39
2017-02-23 09:00 | 0.95
2017-02-23 10:00 | 1.41
2017-02-23 11:00 | 1.48
2017-02-23 12:00 | 1.67
2017-02-23 13:00 | 1.6
2017-02-23 14:00 | 1.34
2017-02-23 15:00 | 0.91
2017-02-23 16:00 | 0.73
2017-02-23 17:00 | 0.69
2017-02-23 18:00 | 0.41
2017-02-23 19:00 | 0.04
2017-02-23 20:00 | 0
2017-02-23 21:00 | 0
2017-02-23 22:00 | 0
2017-02-23 23:00 | 0
2017-02-24 | 0
2017-02-24 01:00 | 0
2017-02-24 02:00 | 0
2017-02-24 03:00 | 0
2017-02-24 04:00 | 0
2017-02-24 05:00 | 0
2017-02-24 06:00 | 0
2017-02-24 07:00 | 0.04
2017-02-24 08:00 | 0.39
2017-02-24 09:00 | 0.77
2017-02-24 10:00 | 0.98
2017-02-24 11:00 | 1.49
2017-02-24 12:00 | 1.69
2017-02-24 13:00 | 1.77
2017-02-24 14:00 | 1.73
2017-02-24 15:00 | 1.46
2017-02-24 16:00 | 1.39
2017-02-24 17:00 | 1.07
2017-02-24 18:00 | 0.4
2017-02-24 19:00 | 0.04
2017-02-24 20:00 | 0
2017-02-24 21:00 | 0
2017-02-24 22:00 | 0
2017-02-24 23:00 | 0
2017-02-25 | 0
2017-02-25 01:00 | 0
2017-02-25 02:00 | 0
2017-02-25 03:00 | 0
2017-02-25 04:00 | 0
2017-02-25 05:00 | 0
2017-02-25 06:00 | 0
2017-02-25 07:00 | 0.02
2017-02-25 08:00 | 0.31
2017-02-25 09:00 | 0.64
2017-02-25 10:00 | 0.92
2017-02-25 11:00 | 1.12
2017-02-25 12:00 | 1.39
2017-02-25 13:00 | 1.31
2017-02-25 14:00 | 1.16
2017-02-25 15:00 | 0.96
2017-02-25 16:00 | 1.24
2017-02-25 17:00 | 0.53
2017-02-25 18:00 | 0.1
2017-02-25 19:00 | 0.03
2017-02-25 20:00 | 0
2017-02-25 21:00 | 0
2017-02-25 22:00 | 0
2017-02-25 23:00 | 0
2017-02-26 | 0
2017-02-26 01:00 | 0
2017-02-26 02:00 | 0
2017-02-26 03:00 | 0
2017-02-26 04:00 | 0
2017-02-26 05:00 | 0
2017-02-26 06:00 | 0
2017-02-26 07:00 | 0.02
2017-02-26 08:00 | 0.22
2017-02-26 09:00 | 0.52
2017-02-26 10:00 | 0.71
2017-02-26 11:00 | 0.97
2017-02-26 12:00 | 1.04
2017-02-26 13:00 | 0.87
2017-02-26 14:00 | 0.63
2017-02-26 15:00 | 0.41
2017-02-26 16:00 | 0.47
2017-02-26 17:00 | 0.34
2017-02-26 18:00 | 0.11
2017-02-26 19:00 | 0.02
2017-02-26 20:00 | 0
2017-02-26 21:00 | 0
2017-02-26 22:00 | 0
2017-02-26 23:00 | 0
2017-02-27 | 0
2017-02-27 01:00 | 0
2017-02-27 02:00 | 0
2017-02-27 03:00 | 0
2017-02-27 04:00 | 0
2017-02-27 05:00 | 0
2017-02-27 06:00 | 0
2017-02-27 07:00 | 0.02
2017-02-27 08:00 | 0.17
2017-02-27 09:00 | 0.45
2017-02-27 10:00 | 0.64
2017-02-27 11:00 | 1.02
2017-02-27 12:00 | 1.11
2017-02-27 13:00 | 1.19
2017-02-27 14:00 | 1.19
2017-02-27 15:00 | 1.19
2017-02-27 16:00 | 0.54
2017-02-27 17:00 | 0.5
2017-02-27 18:00 | 0.19
2017-02-27 19:00 | 0.01
2017-02-27 20:00 | 0
2017-02-27 21:00 | 0
2017-02-27 22:00 | 0
2017-02-27 23:00 | 0
2017-02-28 | 0
2017-02-28 01:00 | 0
2017-02-28 02:00 | 0
2017-02-28 03:00 | 0
2017-02-28 04:00 | 0
2017-02-28 05:00 | 0
2017-02-28 06:00 | 0
2017-02-28 07:00 | 0.04
2017-02-28 08:00 | 0.22
2017-02-28 09:00 | 0.88
2017-02-28 10:00 | 0.95
2017-02-28 11:00 | 1.22
2017-02-28 12:00 | 1.41
2017-02-28 13:00 | 1.2
2017-02-28 14:00 | 1.09
2017-02-28 15:00 | 1.05
2017-02-28 16:00 | 0.88
2017-02-28 17:00 | 0.63
2017-02-28 18:00 | 0.26
2017-02-28 19:00 | 0.05
2017-02-28 20:00 | 0
2017-02-28 21:00 | 0
2017-02-28 22:00 | 0
2017-02-28 23:00 | 0
2017-03-01 | 0
2017-03-01 01:00 | 0
2017-03-01 02:00 | 0
2017-03-01 03:00 | 0
2017-03-01 04:00 | 0
2017-03-01 05:00 | 0
2017-03-01 06:00 | 0
2017-03-01 07:00 | 0.04
2017-03-01 08:00 | 0.42
2017-03-01 09:00 | 0.94
2017-03-01 10:00 | 1.24
2017-03-01 11:00 | 1.5
2017-03-01 12:00 | 1.38
2017-03-01 13:00 | 1.45
2017-03-01 14:00 | 1.56
2017-03-01 15:00 | 1.42
2017-03-01 16:00 | 0.92
2017-03-01 17:00 | 0.56
2017-03-01 18:00 | 0.17
2017-03-01 19:00 | 0.02
2017-03-01 20:00 | 0
2017-03-01 21:00 | 0
2017-03-01 22:00 | 0
2017-03-01 23:00 | 0
2017-03-02 | 0
2017-03-02 01:00 | 0
2017-03-02 02:00 | 0
2017-03-02 03:00 | 0
2017-03-02 04:00 | 0
2017-03-02 05:00 | 0
2017-03-02 06:00 | 0
2017-03-02 07:00 | 0.03
2017-03-02 08:00 | 0.31
2017-03-02 09:00 | 0.93
2017-03-02 10:00 | 1.36
2017-03-02 11:00 | 1.59
2017-03-02 12:00 | 1.72
2017-03-02 13:00 | 1.54
2017-03-02 14:00 | 1.37
2017-03-02 15:00 | 1.48
2017-03-02 16:00 | 1.31
2017-03-02 17:00 | 0.52
2017-03-02 18:00 | 0.24
2017-03-02 19:00 | 0.04
2017-03-02 20:00 | 0
2017-03-02 21:00 | 0
2017-03-02 22:00 | 0
2017-03-02 23:00 | 0
2017-03-03 | 0
2017-03-03 01:00 | 0
2017-03-03 02:00 | 0
2017-03-03 03:00 | 0
2017-03-03 04:00 | 0
2017-03-03 05:00 | 0
2017-03-03 06:00 | 0
2017-03-03 07:00 | 0.02
2017-03-03 08:00 | 0.12
2017-03-03 09:00 | 0.21
2017-03-03 10:00 | 0.87
2017-03-03 11:00 | 1
2017-03-03 12:00 | 1.21
2017-03-03 13:00 | 1.18
2017-03-03 14:00 | 1.23
2017-03-03 15:00 | 1.31
2017-03-03 16:00 | 1.36
2017-03-03 17:00 | 0.97
2017-03-03 18:00 | 0.31
2017-03-03 19:00 | 0.03
2017-03-03 20:00 | 0
2017-03-03 21:00 | 0
2017-03-03 22:00 | 0
2017-03-03 23:00 | 0
2017-03-04 | 0
2017-03-04 01:00 | 0
2017-03-04 02:00 | 0
2017-03-04 03:00 | 0
2017-03-04 04:00 | 0
2017-03-04 05:00 | 0
2017-03-04 06:00 | 0
2017-03-04 07:00 | 0.03
2017-03-04 08:00 | 0.14
2017-03-04 09:00 | 0.28
2017-03-04 10:00 | 0.72
2017-03-04 11:00 | 0.99
2017-03-04 12:00 | 1.08
2017-03-04 13:00 | 0.88
2017-03-04 14:00 | 0.88
2017-03-04 15:00 | 0.9
2017-03-04 16:00 | 0.7
2017-03-04 17:00 | 0.65
2017-03-04 18:00 | 0.24
2017-03-04 19:00 | 0.02
2017-03-04 20:00 | 0
2017-03-04 21:00 | 0
2017-03-04 22:00 | 0
2017-03-04 23:00 | 0
2017-03-05 | 0
2017-03-05 01:00 | 0
2017-03-05 02:00 | 0
2017-03-05 03:00 | 0
2017-03-05 04:00 | 0
2017-03-05 05:00 | 0
2017-03-05 06:00 | 0
2017-03-05 07:00 | 0.01
2017-03-05 08:00 | 0.11
2017-03-05 09:00 | 0.25
2017-03-05 10:00 | 0.28
2017-03-05 11:00 | 0.45
2017-03-05 12:00 | 0.81
2017-03-05 13:00 | 0.97
2017-03-05 14:00 | 0.39
2017-03-05 15:00 | 0.49
2017-03-05 16:00 | 0.48
2017-03-05 17:00 | 0.35
2017-03-05 18:00 | 0.11
2017-03-05 19:00 | 0.02
2017-03-05 20:00 | 0
2017-03-05 21:00 | 0
2017-03-05 22:00 | 0
2017-03-05 23:00 | 0
2017-03-06 | 0
2017-03-06 01:00 | 0
2017-03-06 02:00 | 0
2017-03-06 03:00 | 0
2017-03-06 04:00 | 0
2017-03-06 05:00 | 0
2017-03-06 06:00 | 0
2017-03-06 07:00 | 0.01
2017-03-06 08:00 | 0.08
2017-03-06 09:00 | 0.23
2017-03-06 10:00 | 0.38
2017-03-06 11:00 | 0.42
2017-03-06 12:00 | 0.41
2017-03-06 13:00 | 0.59
2017-03-06 14:00 | 1.01
2017-03-06 15:00 | 1.27
2017-03-06 16:00 | 0.97
2017-03-06 17:00 | 0.75
2017-03-06 18:00 | 0.26
2017-03-06 19:00 | 0.01
2017-03-06 20:00 | 0
2017-03-06 21:00 | 0
2017-03-06 22:00 | 0
2017-03-06 23:00 | 0
2017-03-07 | 0
2017-03-07 01:00 | 0
2017-03-07 02:00 | 0
2017-03-07 03:00 | 0
2017-03-07 04:00 | 0
2017-03-07 05:00 | 0
2017-03-07 06:00 | 0
2017-03-07 07:00 | 0.03
2017-03-07 08:00 | 0.21
2017-03-07 09:00 | 0.63
2017-03-07 10:00 | 0.77
2017-03-07 11:00 | 0.65
2017-03-07 12:00 | 1.25
2017-03-07 13:00 | 1.13
2017-03-07 14:00 | 1.4
2017-03-07 15:00 | 1.5
2017-03-07 16:00 | 1.15
2017-03-07 17:00 | 1
2017-03-07 18:00 | 0.37
2017-03-07 19:00 | 0.01
2017-03-07 20:00 | 0
2017-03-07 21:00 | 0
2017-03-07 22:00 | 0
2017-03-07 23:00 | 0
2017-03-08 | 0
2017-03-08 01:00 | 0
2017-03-08 02:00 | 0
2017-03-08 03:00 | 0
2017-03-08 04:00 | 0
2017-03-08 05:00 | 0
2017-03-08 06:00 | 0
2017-03-08 07:00 | 0.04
2017-03-08 08:00 | 0.3
2017-03-08 09:00 | 0.83
2017-03-08 10:00 | 1.33
2017-03-08 11:00 | 1.58
2017-03-08 12:00 | 1.68
2017-03-08 13:00 | 1.8
2017-03-08 14:00 | 1.63
2017-03-08 15:00 | 1.56
2017-03-08 16:00 | 1.31
2017-03-08 17:00 | 0.9
2017-03-08 18:00 | 0.24
2017-03-08 19:00 | 0.02
2017-03-08 20:00 | 0
2017-03-08 21:00 | 0
2017-03-08 22:00 | 0
2017-03-08 23:00 | 0
2017-03-09 | 0
2017-03-09 01:00 | 0
2017-03-09 02:00 | 0
2017-03-09 03:00 | 0
2017-03-09 04:00 | 0
2017-03-09 05:00 | 0
2017-03-09 06:00 | 0
2017-03-09 07:00 | 0.02
2017-03-09 08:00 | 0.33
2017-03-09 09:00 | 0.8
2017-03-09 10:00 | 1.26
2017-03-09 11:00 | 1.56
2017-03-09 12:00 | 1.69
2017-03-09 13:00 | 1.86
2017-03-09 14:00 | 1.65
2017-03-09 15:00 | 1.55
2017-03-09 16:00 | 1.29
2017-03-09 17:00 | 0.54
2017-03-09 18:00 | 0.17
2017-03-09 19:00 | 0.01
2017-03-09 20:00 | 0
2017-03-09 21:00 | 0
2017-03-09 22:00 | 0
2017-03-09 23:00 | 0
2017-03-10 | 0
2017-03-10 01:00 | 0
2017-03-10 02:00 | 0
2017-03-10 03:00 | 0
2017-03-10 04:00 | 0
2017-03-10 05:00 | 0
2017-03-10 06:00 | 0
2017-03-10 07:00 | 0.03
2017-03-10 08:00 | 0.42
2017-03-10 09:00 | 0.7
2017-03-10 10:00 | 1.17
2017-03-10 11:00 | 1.12
2017-03-10 12:00 | 1.51
2017-03-10 13:00 | 1.46
2017-03-10 14:00 | 0.98
2017-03-10 15:00 | 0.75
2017-03-10 16:00 | 0.61
2017-03-10 17:00 | 0.28
2017-03-10 18:00 | 0.08
2017-03-10 19:00 | 0.01
2017-03-10 20:00 | 0
2017-03-10 21:00 | 0
2017-03-10 22:00 | 0
2017-03-10 23:00 | 0
2017-03-11 | 0
2017-03-11 01:00 | 0
2017-03-11 02:00 | 0
2017-03-11 03:00 | 0
2017-03-11 04:00 | 0
2017-03-11 05:00 | 0
2017-03-11 06:00 | 0
2017-03-11 07:00 | 0.01
2017-03-11 08:00 | 0.12
2017-03-11 09:00 | 0.4
2017-03-11 10:00 | 0.4
2017-03-11 11:00 | 0.69
2017-03-11 12:00 | 0.9
2017-03-11 13:00 | 0.95
2017-03-11 14:00 | 1.15
2017-03-11 15:00 | 1.12
2017-03-11 16:00 | 0.76
2017-03-11 17:00 | 0.62
2017-03-11 18:00 | 0.23
2017-03-11 19:00 | 0.02
2017-03-11 20:00 | 0
2017-03-11 21:00 | 0
2017-03-11 22:00 | 0
2017-03-11 23:00 | 0
2017-03-12 | 0
2017-03-12 01:00 | 0
2017-03-12 02:00 | 0
2017-03-12 03:00 | 0
2017-03-12 04:00 | 0
2017-03-12 05:00 | 0
2017-03-12 06:00 | 0
2017-03-12 07:00 | 0.03
2017-03-12 08:00 | 0.28
2017-03-12 09:00 | 0.75
2017-03-12 10:00 | 1.08
2017-03-12 11:00 | 1.45
2017-03-12 12:00 | 1.32
2017-03-12 13:00 | 1.23
2017-03-12 14:00 | 1.27
2017-03-12 15:00 | 0.78
2017-03-12 16:00 | 0.46
2017-03-12 17:00 | 0.36
2017-03-12 18:00 | 0.21
2017-03-12 19:00 | 0.01
2017-03-12 20:00 | 0
2017-03-12 21:00 | 0
2017-03-12 22:00 | 0
2017-03-12 23:00 | 0
2017-03-13 | 0
2017-03-13 01:00 | 0
2017-03-13 02:00 | 0
2017-03-13 03:00 | 0
2017-03-13 04:00 | 0
2017-03-13 05:00 | 0
2017-03-13 06:00 | 0
2017-03-13 07:00 | 0.01
2017-03-13 08:00 | 0.06
2017-03-13 09:00 | 0.3
2017-03-13 10:00 | 0.64
2017-03-13 11:00 | 0.86
2017-03-13 12:00 | 1.29
2017-03-13 13:00 | 1.74
2017-03-13 14:00 | 1.36
2017-03-13 15:00 | 1.17
2017-03-13 16:00 | 1.01
2017-03-13 17:00 | 0.59
2017-03-13 18:00 | 0.21
2017-03-13 19:00 | 0.01
2017-03-13 20:00 | 0
2017-03-13 21:00 | 0
2017-03-13 22:00 | 0
2017-03-13 23:00 | 0
2017-03-14 | 0
2017-03-14 01:00 | 0
2017-03-14 02:00 | 0
2017-03-14 03:00 | 0
2017-03-14 04:00 | 0
2017-03-14 05:00 | 0
2017-03-14 06:00 | 0
2017-03-14 07:00 | 0.03
2017-03-14 08:00 | 0.26
2017-03-14 09:00 | 0.75
2017-03-14 10:00 | 1.03
2017-03-14 11:00 | 1.45
2017-03-14 12:00 | 1.32
2017-03-14 13:00 | 1.18
2017-03-14 14:00 | 1.08
2017-03-14 15:00 | 1.01
2017-03-14 16:00 | 0.66
2017-03-14 17:00 | 0.48
2017-03-14 18:00 | 0.23
2017-03-14 19:00 | 0.01
2017-03-14 20:00 | 0
2017-03-14 21:00 | 0
2017-03-14 22:00 | 0
2017-03-14 23:00 | 0
2017-03-15 | 0
2017-03-15 01:00 | 0
2017-03-15 02:00 | 0
2017-03-15 03:00 | 0
2017-03-15 04:00 | 0
2017-03-15 05:00 | 0
2017-03-15 06:00 | 0
2017-03-15 07:00 | 0.02
2017-03-15 08:00 | 0.14
2017-03-15 09:00 | 0.32
2017-03-15 10:00 | 0.5
2017-03-15 11:00 | 0.69
2017-03-15 12:00 | 0.51
2017-03-15 13:00 | 0.61
2017-03-15 14:00 | 0.63
2017-03-15 15:00 | 0.44
2017-03-15 16:00 | 0.28
2017-03-15 17:00 | 0.12
2017-03-15 18:00 | 0.03
2017-03-15 19:00 | 0
2017-03-15 20:00 | 0
2017-03-15 21:00 | 0
2017-03-15 22:00 | 0
2017-03-15 23:00 | 0
2017-03-16 | 0
2017-03-16 01:00 | 0
2017-03-16 02:00 | 0
2017-03-16 03:00 | 0
2017-03-16 04:00 | 0
2017-03-16 05:00 | 0
2017-03-16 06:00 | 0
2017-03-16 07:00 | 0.02
2017-03-16 08:00 | 0.27
2017-03-16 09:00 | 0.74
2017-03-16 10:00 | 0.94
2017-03-16 11:00 | 1.11
2017-03-16 12:00 | 1.19
2017-03-16 13:00 | 0.88
2017-03-16 14:00 | 0.92
2017-03-16 15:00 | 0.63
2017-03-16 16:00 | 0.35
2017-03-16 17:00 | 0.3
2017-03-16 18:00 | 0.15
2017-03-16 19:00 | 0.01
2017-03-16 20:00 | 0
2017-03-16 21:00 | 0
2017-03-16 22:00 | 0
2017-03-16 23:00 | 0
2017-03-17 | 0
2017-03-17 01:00 | 0
2017-03-17 02:00 | 0
2017-03-17 03:00 | 0
2017-03-17 04:00 | 0
2017-03-17 05:00 | 0
2017-03-17 06:00 | 0
2017-03-17 07:00 | 0.04
2017-03-17 08:00 | 0.35
2017-03-17 09:00 | 0.89
2017-03-17 10:00 | 1.29
2017-03-17 11:00 | 1.25
2017-03-17 12:00 | 1.41
2017-03-17 13:00 | 1.55
2017-03-17 14:00 | 1.51
2017-03-17 15:00 | 1.22
2017-03-17 16:00 | 1.31
2017-03-17 17:00 | 0.64
2017-03-17 18:00 | 0.23
2017-03-17 19:00 | 0.01
2017-03-17 20:00 | 0
2017-03-17 21:00 | 0
2017-03-17 22:00 | 0
2017-03-17 23:00 | 0
2017-03-18 | 0
2017-03-18 01:00 | 0
2017-03-18 02:00 | 0
2017-03-18 03:00 | 0
2017-03-18 04:00 | 0
2017-03-18 05:00 | 0
2017-03-18 06:00 | 0
2017-03-18 07:00 | 0.02
2017-03-18 08:00 | 0.22
2017-03-18 09:00 | 0.55
2017-03-18 10:00 | 1.09
2017-03-18 11:00 | 1.36
2017-03-18 12:00 | 1.3
2017-03-18 13:00 | 1.19
2017-03-18 14:00 | 1.14
2017-03-18 15:00 | 1.04
2017-03-18 16:00 | 0.82
2017-03-18 17:00 | 0.56
2017-03-18 18:00 | 0.21
2017-03-18 19:00 | 0.01
2017-03-18 20:00 | 0
2017-03-18 21:00 | 0
2017-03-18 22:00 | 0
2017-03-18 23:00 | 0
2017-03-19 | 0
2017-03-19 01:00 | 0
2017-03-19 02:00 | 0
2017-03-19 03:00 | 0
2017-03-19 04:00 | 0
2017-03-19 05:00 | 0
2017-03-19 06:00 | 0
2017-03-19 07:00 | 0.02
2017-03-19 08:00 | 0.19
2017-03-19 09:00 | 0.56
2017-03-19 10:00 | 0.96
2017-03-19 11:00 | 1.19
2017-03-19 12:00 | 1.12
2017-03-19 13:00 | 1.16
2017-03-19 14:00 | 1.19
2017-03-19 15:00 | 1.04
2017-03-19 16:00 | 0.85
2017-03-19 17:00 | 0.56
2017-03-19 18:00 | 0.21
2017-03-19 19:00 | 0.01
2017-03-19 20:00 | 0
2017-03-19 21:00 | 0
2017-03-19 22:00 | 0
2017-03-19 23:00 | 0
2017-03-20 | 0
2017-03-20 01:00 | 0
2017-03-20 02:00 | 0
2017-03-20 03:00 | 0
2017-03-20 04:00 | 0
2017-03-20 05:00 | 0
2017-03-20 06:00 | 0
2017-03-20 07:00 | 0.03
2017-03-20 08:00 | 0.27
2017-03-20 09:00 | 0.76
2017-03-20 10:00 | 1.11
2017-03-20 11:00 | 1.23
2017-03-20 12:00 | 1.34
2017-03-20 13:00 | 1.32
2017-03-20 14:00 | 0.94
2017-03-20 15:00 | 0.92
2017-03-20 16:00 | 0.85
2017-03-20 17:00 | 0.53
2017-03-20 18:00 | 0.12
2017-03-20 19:00 | 0.01
2017-03-20 20:00 | 0
2017-03-20 21:00 | 0
2017-03-20 22:00 | 0
2017-03-20 23:00 | 0
2017-03-21 | 0

## Generator Data
Generator 1
Generator Nominal Capacity (kW) | 15
Generator Min Out Put | 0.5
Generator Efficiency | 0.33
Low Heating Value (kWh/l) | 9.9
Fuel Cost (USD/l) | 1.7
Generator Invesment Cost (USD/kW) | 1480
Cost Increase | 0.09
Marginal cost Full load (USD/kWh) | 0.52
Start Cost Generator (USD) | 0.702
Marginal cost Partial load (USD/kWh) | 0.473
Number of Generators | 2
Maintenance Operation Cost Generator | 0.02
Invesment Generator (USD) | 44400
OyM Cost (USD) | 888

## Project Data
0
Net Present Cost (USD) | 1372159.9089
Discount Rate | 0.12
Proyect Life Time (years) | 20
Number of Scenarios | 1
Periods of the year | 8760
Value of lost load (USD/kWh) | 0
Types of generators | 1
Types of renewable sources | 1
Capital Recovery Factor | 0.13388
Lost Load Probability (%) | 0

## Battery Data
Battery
Nominal Capacity (kWh) | 151.8151
Unitary Invesment Cost (USD/kWh) | 550
Unitary invesment cost electronic equipment (USD/kWh) | 220
OyM | 0.02
Initial State of Charge | 1
Charge efficiency | 0.95
Discharge efficiency | 0.95
Deep of Discharge | 0.2
Battery Cycles | 5500
Unitary Battery Reposition Cost (USD/kWh) | 0.037
Invesment Cost (USD) | 83498.3147
OyM Cost (USD) | 1669.9663

## Generator Time Series
| Energy Generator 1 1 (kWh) | Integer Generator 1 1 | Fuel Cost 1 1 (USD)
2016-03-21 01:00 | 12.7984 | 1 | 6.7556
2016-03-21 02:00 | 12.4845 | 1 | 6.6072
2016-03-21 03:00 | 12.0696 | 1 | 6.4109
2016-03-21 04:00 | 11.4833 | 1 | 6.1336
2016-03-21 05:00 | 0 | 0 | 0
2016-03-21 06:00 | 0 | 0 | 0
2016-03-21 07:00 | 0 | 0 | 0
2016-03-21 08:00 | 0 | 0 | 0
2016-03-21 09:00 | 30 | 2 | 15.594
2016-03-21 10:00 | 30 | 2 | 15.594
2016-03-21 11:00 | 30 | 2 | 15.594
2016-03-21 12:00 | 22.7132 | 2 | 12.1473
2016-03-21 13:00 | 15 | 1 | 7.797
2016-03-21 14:00 | 15 | 1 | 7.797
2016-03-21 15:00 | 15 | 1 | 7.797
2016-03-21 16:00 | 15 | 1 | 7.797
2016-03-21 17:00 | 30 | 2 | 15.594
2016-03-21 18:00 | 30 | 2 | 15.594
2016-03-21 19:00 | 30 | 2 | 15.594
2016-03-21 20:00 | 0 | 0 | 0
2016-03-21 21:00 | 0 | 0 | 0
2016-03-21 22:00 | 0 | 0 | 0
2016-03-21 23:00 | 0 | 0 | 0
2016-03-22 | 12.364 | 1 | 6.5502
2016-03-22 01:00 | 11.3787 | 1 | 6.0841
2016-03-22 02:00 | 10.7089 | 1 | 5.7673
2016-03-22 03:00 | 10.89 | 1 | 5.853
2016-03-22 04:00 | 11.086 | 1 | 5.9457
2016-03-22 05:00 | 0 | 0 | 0
2016-03-22 06:00 | 0 | 0 | 0
2016-03-22 07:00 | 0 | 0 | 0
2016-03-22 08:00 | 0 | 0 | 0
2016-03-22 09:00 | 30 | 2 | 15.594
2016-03-22 10:00 | 30 | 2 | 15.594
2016-03-22 11:00 | 30 | 2 | 15.594
2016-03-22 12:00 | 22.691 | 2 | 12.1368
2016-03-22 13:00 | 15 | 1 | 7.797
2016-03-22 14:00 | 22.5 | 2 | 12.0465
2016-03-22 15:00 | 15 | 1 | 7.797
2016-03-22 16:00 | 14.9099 | 1 | 7.7544
2016-03-22 17:00 | 30 | 2 | 15.594
2016-03-22 18:00 | 30 | 2 | 15.594
2016-03-22 19:00 | 30 | 2 | 15.594
2016-03-22 20:00 | 0 | 0 | 0
2016-03-22 21:00 | 0 | 0 | 0
2016-03-22 22:00 | 0 | 0 | 0
2016-03-22 23:00 | 0 | 0 | 0
2016-03-23 | 13.16 | 1 | 6.9267
2016-03-23 01:00 | 12.4916 | 1 | 6.6105
2016-03-23 02:00 | 11.8596 | 1 | 6.3116
2016-03-23 03:00 | 11.1105 | 1 | 5.9573
2016-03-23 04:00 | 10.3079 | 1 | 5.5777
2016-03-23 05:00 | 0 | 0 | 0
2016-03-23 06:00 | 0 | 0 | 0
2016-03-23 07:00 | 0 | 0 | 0
2016-03-23 08:00 | 0 | 0 | 0
2016-03-23 09:00 | 30 | 2 | 15.594
2016-03-23 10:00 | 30 | 2 | 15.594
2016-03-23 11:00 | 30 | 2 | 15.594
2016-03-23 12:00 | 15 | 1 | 7.797
2016-03-23 13:00 | 15 | 1 | 7.797
2016-03-23 14:00 | 22.5 | 2 | 12.0465
2016-03-23 15:00 | 15 | 1 | 7.797
2016-03-23 16:00 | 14.7617 | 1 | 7.6843
2016-03-23 17:00 | 30 | 2 | 15.594
2016-03-23 18:00 | 30 | 2 | 15.594
2016-03-23 19:00 | 30 | 2 | 15.594
2016-03-23 20:00 | 0 | 0 | 0
2016-03-23 21:00 | 0 | 0 | 0
2016-03-23 22:00 | 0 | 0 | 0
2016-03-23 23:00 | 0 | 0 | 0
2016-03-24 | 11.8667 | 1 | 6.3149
2016-03-24 01:00 | 11.267 | 1 | 6.0313
2016-03-24 02:00 | 10.8079 | 1 | 5.8141
2016-03-24 03:00 | 10.2616 | 1 | 5.5557
2016-03-24 04:00 | 9.7062 | 1 | 5.293
2016-03-24 05:00 | 0 | 0 | 0
2016-03-24 06:00 | 0 | 0 | 0
2016-03-24 07:00 | 0 | 0 | 0
2016-03-24 08:00 | 0 | 0 | 0
2016-03-24 09:00 | 30 | 2 | 15.594
2016-03-24 10:00 | 30 | 2 | 15.594
2016-03-24 11:00 | 30 | 2 | 15.594
2016-03-24 12:00 | 22.8567 | 2 | 12.2152
2016-03-24 13:00 | 15 | 1 | 7.797
2016-03-24 14:00 | 15 | 1 | 7.797
2016-03-24 15:00 | 15 | 1 | 7.797
2016-03-24 16:00 | 15 | 1 | 7.797
2016-03-24 17:00 | 30 | 2 | 15.594
2016-03-24 18:00 | 30 | 2 | 15.594
2016-03-24 19:00 | 30 | 2 | 15.594
2016-03-24 20:00 | 0 | 0 | 0
2016-03-24 21:00 | 0 | 0 | 0
2016-03-24 22:00 | 0 | 0 | 0
2016-03-24 23:00 | 0 | 0 | 0
2016-03-25 | 12.6755 | 1 | 6.6975
2016-03-25 01:00 | 12.344 | 1 | 6.5407
2016-03-25 02:00 | 11.8 | 1 | 6.2834
2016-03-25 03:00 | 11.442 | 1 | 6.1141
2016-03-25 04:00 | 11.317 | 1 | 6.0549
2016-03-25 05:00 | 0 | 0 | 0
2016-03-25 06:00 | 0 | 0 | 0
2016-03-25 07:00 | 0 | 0 | 0
2016-03-25 08:00 | 0 | 0 | 0
2016-03-25 09:00 | 30 | 2 | 15.594
2016-03-25 10:00 | 30 | 2 | 15.594
2016-03-25 11:00 | 30 | 2 | 15.594
2016-03-25 12:00 | 23.7063 | 2 | 12.6171
2016-03-25 13:00 | 15 | 1 | 7.797
2016-03-25 14:00 | 15 | 1 | 7.797
2016-03-25 15:00 | 15 | 1 | 7.797
2016-03-25 16:00 | 15 | 1 | 7.797
2016-03-25 17:00 | 30 | 2 | 15.594
2016-03-25 18:00 | 30 | 2 | 15.594
2016-03-25 19:00 | 30 | 2 | 15.594
2016-03-25 20:00 | 0 | 0 | 0
2016-03-25 21:00 | 0 | 0 | 0
2016-03-25 22:00 | 0 | 0 | 0
2016-03-25 23:00 | 0 | 0 | 0
2016-03-26 | 14.782 | 1 | 7.6939
2016-03-26 01:00 | 12.902 | 1 | 6.8046
2016-03-26 02:00 | 12.278 | 1 | 6.5095
2016-03-26 03:00 | 11.429 | 1 | 6.1079
2016-03-26 04:00 | 12.046 | 1 | 6.3997
2016-03-26 05:00 | 0 | 0 | 0
2016-03-26 06:00 | 0 | 0 | 0
2016-03-26 07:00 | 0 | 0 | 0
2016-03-26 08:00 | 0 | 0 | 0
2016-03-26 09:00 | 30 | 2 | 15.594
2016-03-26 10:00 | 30 | 2 | 15.594
2016-03-26 11:00 | 30 | 2 | 15.594
2016-03-26 12:00 | 23.7938 | 2 | 12.6585
2016-03-26 13:00 | 15 | 1 | 7.797
2016-03-26 14:00 | 22.5 | 2 | 12.0465
2016-03-26 15:00 | 15 | 1 | 7.797
2016-03-26 16:00 | 14.7372 | 1 | 7.6727
2016-03-26 17:00 | 30 | 2 | 15.594
2016-03-26 18:00 | 30 | 2 | 15.594
2016-03-26 19:00 | 30 | 2 | 15.594
2016-03-26 20:00 | 0 | 0 | 0
2016-03-26 21:00 | 0 | 0 | 0
2016-03-26 22:00 | 0 | 0 | 0
2016-03-26 23:00 | 0 | 0 | 0
2016-03-27 | 14.04 | 1 | 7.3429
2016-03-27 01:00 | 13.5523 | 1 | 7.1122
2016-03-27 02:00 | 12.141 | 1 | 6.4447
2016-03-27 03:00 | 11.831 | 1 | 6.2981
2016-03-27 04:00 | 11.359 | 1 | 6.0748
2016-03-27 05:00 | 0 | 0 | 0
2016-03-27 06:00 | 0 | 0 | 0
2016-03-27 07:00 | 0 | 0 | 0
2016-03-27 08:00 | 0 | 0 | 0
2016-03-27 09:00 | 30 | 2 | 15.594
2016-03-27 10:00 | 30 | 2 | 15.594
2016-03-27 11:00 | 30 | 2 | 15.594
2016-03-27 12:00 | 24.2811 | 2 | 12.889
2016-03-27 13:00 | 15 | 1 | 7.797
2016-03-27 14:00 | 22.5 | 2 | 12.0465
2016-03-27 15:00 | 14.134 | 1 | 7.3874
2016-03-27 16:00 | 12.7633 | 1 | 6.7391
2016-03-27 17:00 | 30 | 2 | 15.594
2016-03-27 18:00 | 30 | 2 | 15.594
2016-03-27 19:00 | 30 | 2 | 15.594
2016-03-27 20:00 | 0 | 0 | 0
2016-03-27 21:00 | 0 | 0 | 0
2016-03-27 22:00 | 0 | 0 | 0
2016-03-27 23:00 | 0 | 0 | 0
2016-03-28 | 13.6901 | 1 | 7.1774
2016-03-28 01:00 | 12.8974 | 1 | 6.8025
2016-03-28 02:00 | 12.2402 | 1 | 6.4916
2016-03-28 03:00 | 11.6771 | 1 | 6.2253
2016-03-28 04:00 | 11.2481 | 1 | 6.0223
2016-03-28 05:00 | 0 | 0 | 0
2016-03-28 06:00 | 0 | 0 | 0
2016-03-28 07:00 | 0 | 0 | 0
2016-03-28 08:00 | 0 | 0 | 0
2016-03-28 09:00 | 30 | 2 | 15.594
2016-03-28 10:00 | 30 | 2 | 15.594
2016-03-28 11:00 | 30 | 2 | 15.594
2016-03-28 12:00 | 15 | 1 | 7.797
2016-03-28 13:00 | 15 | 1 | 7.797
2016-03-28 14:00 | 22.5 | 2 | 12.0465
2016-03-28 15:00 | 15 | 1 | 7.797
2016-03-28 16:00 | 15 | 1 | 7.797
2016-03-28 17:00 | 30 | 2 | 15.594
2016-03-28 18:00 | 30 | 2 | 15.594
2016-03-28 19:00 | 30 | 2 | 15.594
2016-03-28 20:00 | 0 | 0 | 0
2016-03-28 21:00 | 0 | 0 | 0
2016-03-28 22:00 | 0 | 0 | 0
2016-03-28 23:00 | 0 | 0 | 0
2016-03-29 | 11.6104 | 1 | 6.1937
2016-03-29 01:00 | 11.121 | 1 | 5.9622
2016-03-29 02:00 | 10.6955 | 1 | 5.761
2016-03-29 03:00 | 10.7296 | 1 | 5.7771
2016-03-29 04:00 | 10.84 | 1 | 5.8293
2016-03-29 05:00 | 0 | 0 | 0
2016-03-29 06:00 | 0 | 0 | 0
2016-03-29 07:00 | 0 | 0 | 0
2016-03-29 08:00 | 0 | 0 | 0
2016-03-29 09:00 | 30 | 2 | 15.594
2016-03-29 10:00 | 30 | 2 | 15.594
2016-03-29 11:00 | 30 | 2 | 15.594
2016-03-29 12:00 | 15 | 1 | 7.797
2016-03-29 13:00 | 15 | 1 | 7.797
2016-03-29 14:00 | 22.5 | 2 | 12.0465
2016-03-29 15:00 | 15 | 1 | 7.797
2016-03-29 16:00 | 14.3834 | 1 | 7.5053
2016-03-29 17:00 | 30 | 2 | 15.594
2016-03-29 18:00 | 30 | 2 | 15.594
2016-03-29 19:00 | 30 | 2 | 15.594
2016-03-29 20:00 | 0 | 0 | 0
2016-03-29 21:00 | 0 | 0 | 0
2016-03-29 22:00 | 0 | 0 | 0
2016-03-29 23:00 | 0 | 0 | 0
2016-03-30 | 13.1745 | 1 | 6.9335
2016-03-30 01:00 | 12.521 | 1 | 6.6244
2016-03-30 02:00 | 11.831 | 1 | 6.2981
2016-03-30 03:00 | 11.447 | 1 | 6.1164
2016-03-30 04:00 | 11.022 | 1 | 5.9154
2016-03-30 05:00 | 0 | 0 | 0
2016-03-30 06:00 | 0 | 0 | 0
2016-03-30 07:00 | 0 | 0 | 0
2016-03-30 08:00 | 0 | 0 | 0
2016-03-30 09:00 | 30 | 2 | 15.594
2016-03-30 10:00 | 30 | 2 | 15.594
2016-03-30 11:00 | 30 | 2 | 15.594
2016-03-30 12:00 | 15 | 1 | 7.797
2016-03-30 13:00 | 15 | 1 | 7.797
2016-03-30 14:00 | 22.5 | 2 | 12.0465
2016-03-30 15:00 | 15 | 1 | 7.797
2016-03-30 16:00 | 15 | 1 | 7.797
2016-03-30 17:00 | 30 | 2 | 15.594
2016-03-30 18:00 | 30 | 2 | 15.594
2016-03-30 19:00 | 30 | 2 | 15.594
2016-03-30 20:00 | 0 | 0 | 0
2016-03-30 21:00 | 0 | 0 | 0
2016-03-30 22:00 | 0 | 0 | 0
2016-03-30 23:00 | 0 | 0 | 0
2016-03-31 | 13.8665 | 1 | 7.2609
2016-03-31 01:00 | 12.374 | 1 | 6.5549
2016-03-31 02:00 | 11.382 | 1 | 6.0857
2016-03-31 03:00 | 10.72 | 1 | 5.7726
2016-03-31 04:00 | 10.634 | 1 | 5.7319
2016-03-31 05:00 | 0 | 0 | 0
2016-03-31 06:00 | 0 | 0 | 0
2016-03-31 07:00 | 0 | 0 | 0
2016-03-31 08:00 | 0 | 0 | 0
2016-03-31 09:00 | 30 | 2 | 15.594
2016-03-31 10:00 | 30 | 2 | 15.594
2016-03-31 11:00 | 30 | 2 | 15.594
2016-03-31 12:00 | 24.1077 | 2 | 12.8069
2016-03-31 13:00 | 22.7961 | 2 | 12.1866
2016-03-31 14:00 | 12.8117 | 1 | 6.7619
2016-03-31 15:00 | 15 | 1 | 7.797
2016-03-31 16:00 | 15 | 1 | 7.797
2016-03-31 17:00 | 30 | 2 | 15.594
2016-03-31 18:00 | 30 | 2 | 15.594
2016-03-31 19:00 | 30 | 2 | 15.594
2016-03-31 20:00 | 0 | 0 | 0
2016-03-31 21:00 | 0 | 0 | 0
2016-03-31 22:00 | 0 | 0 | 0
2016-03-31 23:00 | 0 | 0 | 0
2016-04-01 | 10.2461 | 1 | 5.5484
2016-04-01 01:00 | 9.6732 | 1 | 5.2774
2016-04-01 02:00 | 9.207 | 1 | 5.0569
2016-04-01 03:00 | 8.8187 | 1 | 4.8733
2016-04-01 04:00 | 8.9644 | 1 | 4.9422
2016-04-01 05:00 | 0 | 0 | 0
2016-04-01 06:00 | 0 | 0 | 0
2016-04-01 07:00 | 0 | 0 | 0
2016-04-01 08:00 | 0 | 0 | 0
2016-04-01 09:00 | 30 | 2 | 15.594
2016-04-01 10:00 | 30 | 2 | 15.594
2016-04-01 11:00 | 30 | 2 | 15.594
2016-04-01 12:00 | 23.3893 | 2 | 12.4672
2016-04-01 13:00 | 15 | 1 | 7.797
2016-04-01 14:00 | 22.5 | 2 | 12.0465
2016-04-01 15:00 | 15 | 1 | 7.797
2016-04-01 16:00 | 15 | 1 | 7.797
2016-04-01 17:00 | 30 | 2 | 15.594
2016-04-01 18:00 | 30 | 2 | 15.594
2016-04-01 19:00 | 30 | 2 | 15.594
2016-04-01 20:00 | 0 | 0 | 0
2016-04-01 21:00 | 0 | 0 | 0
2016-04-01 22:00 | 0 | 0 | 0
2016-04-01 23:00 | 0 | 0 | 0
2016-04-02 | 12.0597 | 1 | 6.4063
2016-04-02 01:00 | 11.9741 | 1 | 6.3657
2016-04-02 02:00 | 11.6637 | 1 | 6.219
2016-04-02 03:00 | 10.6534 | 1 | 5.7411
2016-04-02 04:00 | 9.6943 | 1 | 5.2874
2016-04-02 05:00 | 0 | 0 | 0
2016-04-02 06:00 | 0 | 0 | 0
2016-04-02 07:00 | 0 | 0 | 0
2016-04-02 08:00 | 0 | 0 | 0
2016-04-02 09:00 | 30 | 2 | 15.594
2016-04-02 10:00 | 30 | 2 | 15.594
2016-04-02 11:00 | 30 | 2 | 15.594
2016-04-02 12:00 | 23.2934 | 2 | 12.4218
2016-04-02 13:00 | 15 | 1 | 7.797
2016-04-02 14:00 | 22.5 | 2 | 12.0465
2016-04-02 15:00 | 15 | 1 | 7.797
2016-04-02 16:00 | 14.6589 | 1 | 7.6357
2016-04-02 17:00 | 30 | 2 | 15.594
2016-04-02 18:00 | 30 | 2 | 15.594
2016-04-02 19:00 | 30 | 2 | 15.594
2016-04-02 20:00 | 0 | 0 | 0
2016-04-02 21:00 | 0 | 0 | 0
2016-04-02 22:00 | 0 | 0 | 0
2016-04-02 23:00 | 0 | 0 | 0
2016-04-03 | 12.3631 | 1 | 6.5497
2016-04-03 01:00 | 11.7003 | 1 | 6.2362
2016-04-03 02:00 | 11.107 | 1 | 5.9556
2016-04-03 03:00 | 10.5347 | 1 | 5.6849
2016-04-03 04:00 | 10.0397 | 1 | 5.4508
2016-04-03 05:00 | 0 | 0 | 0
2016-04-03 06:00 | 0 | 0 | 0
2016-04-03 07:00 | 0 | 0 | 0
2016-04-03 08:00 | 0 | 0 | 0
2016-04-03 09:00 | 30 | 2 | 15.594
2016-04-03 10:00 | 30 | 2 | 15.594
2016-04-03 11:00 | 30 | 2 | 15.594
2016-04-03 12:00 | 15 | 1 | 7.797
2016-04-03 13:00 | 15 | 1 | 7.797
2016-04-03 14:00 | 22.5 | 2 | 12.0465
2016-04-03 15:00 | 15 | 1 | 7.797
2016-04-03 16:00 | 15 | 1 | 7.797
2016-04-03 17:00 | 30 | 2 | 15.594
2016-04-03 18:00 | 30 | 2 | 15.594
2016-04-03 19:00 | 30 | 2 | 15.594
2016-04-03 20:00 | 0 | 0 | 0
2016-04-03 21:00 | 0 | 0 | 0
2016-04-03 22:00 | 0 | 0 | 0
2016-04-03 23:00 | 0 | 0 | 0
2016-04-04 | 12.5519 | 1 | 6.6391
2016-04-04 01:00 | 12.2451 | 1 | 6.4939
2016-04-04 02:00 | 11.8814 | 1 | 6.3219
2016-04-04 03:00 | 11.0487 | 1 | 5.928
2016-04-04 04:00 | 10.2777 | 1 | 5.5634
2016-04-04 05:00 | 0 | 0 | 0
2016-04-04 06:00 | 0 | 0 | 0
2016-04-04 07:00 | 0 | 0 | 0
2016-04-04 08:00 | 0 | 0 | 0
2016-04-04 09:00 | 30 | 2 | 15.594
2016-04-04 10:00 | 30 | 2 | 15.594
2016-04-04 11:00 | 30 | 2 | 15.594
2016-04-04 12:00 | 15 | 1 | 7.797
2016-04-04 13:00 | 15 | 1 | 7.797
2016-04-04 14:00 | 22.5 | 2 | 12.0465
2016-04-04 15:00 | 15 | 1 | 7.797
2016-04-04 16:00 | 15 | 1 | 7.797
2016-04-04 17:00 | 30 | 2 | 15.594
2016-04-04 18:00 | 30 | 2 | 15.594
2016-04-04 19:00 | 30 | 2 | 15.594
2016-04-04 20:00 | 0 | 0 | 0
2016-04-04 21:00 | 0 | 0 | 0
2016-04-04 22:00 | 0 | 0 | 0
2016-04-04 23:00 | 0 | 0 | 0
2016-04-05 | 12.8517 | 1 | 6.7809
2016-04-05 01:00 | 12.2992 | 1 | 6.5195
2016-04-05 02:00 | 11.774 | 1 | 6.2711
2016-04-05 03:00 | 11.1716 | 1 | 5.9861
2016-04-05 04:00 | 10.7355 | 1 | 5.7799
2016-04-05 05:00 | 0 | 0 | 0
2016-04-05 06:00 | 0 | 0 | 0
2016-04-05 07:00 | 0 | 0 | 0
2016-04-05 08:00 | 0 | 0 | 0
2016-04-05 09:00 | 30 | 2 | 15.594
2016-04-05 10:00 | 30 | 2 | 15.594
2016-04-05 11:00 | 30 | 2 | 15.594
2016-04-05 12:00 | 15 | 1 | 7.797
2016-04-05 13:00 | 15 | 1 | 7.797
2016-04-05 14:00 | 15 | 1 | 7.797
2016-04-05 15:00 | 15 | 1 | 7.797
2016-04-05 16:00 | 15 | 1 | 7.797
2016-04-05 17:00 | 30 | 2 | 15.594
2016-04-05 18:00 | 30 | 2 | 15.594
2016-04-05 19:00 | 30 | 2 | 15.594
2016-04-05 20:00 | 0 | 0 | 0
2016-04-05 21:00 | 0 | 0 | 0
2016-04-05 22:00 | 0 | 0 | 0
2016-04-05 23:00 | 0 | 0 | 0
2016-04-06 | 12.6741 | 1 | 6.6969
2016-04-06 01:00 | 12.111 | 1 | 6.4305
2016-04-06 02:00 | 11.51 | 1 | 6.1462
2016-04-06 03:00 | 10.9953 | 1 | 5.9028
2016-04-06 04:00 | 10.4434 | 1 | 5.6418
2016-04-06 05:00 | 0 | 0 | 0
2016-04-06 06:00 | 0 | 0 | 0
2016-04-06 07:00 | 0 | 0 | 0
2016-04-06 08:00 | 0 | 0 | 0
2016-04-06 09:00 | 30 | 2 | 15.594
2016-04-06 10:00 | 30 | 2 | 15.594
2016-04-06 11:00 | 30 | 2 | 15.594
2016-04-06 12:00 | 15 | 1 | 7.797
2016-04-06 13:00 | 15 | 1 | 7.797
2016-04-06 14:00 | 22.5 | 2 | 12.0465
2016-04-06 15:00 | 15 | 1 | 7.797
2016-04-06 16:00 | 14.5683 | 1 | 7.5928
2016-04-06 17:00 | 30 | 2 | 15.594
2016-04-06 18:00 | 30 | 2 | 15.594
2016-04-06 19:00 | 30 | 2 | 15.594
2016-04-06 20:00 | 0 | 0 | 0
2016-04-06 21:00 | 0 | 0 | 0
2016-04-06 22:00 | 0 | 0 | 0
2016-04-06 23:00 | 0 | 0 | 0
2016-04-07 | 12.9725 | 1 | 6.838
2016-04-07 01:00 | 12.1679 | 1 | 6.4574
2016-04-07 02:00 | 11.3976 | 1 | 6.0931
2016-04-07 03:00 | 10.6597 | 1 | 5.744
2016-04-07 04:00 | 9.9962 | 1 | 5.4302
2016-04-07 05:00 | 0 | 0 | 0
2016-04-07 06:00 | 0 | 0 | 0
2016-04-07 07:00 | 0 | 0 | 0
2016-04-07 08:00 | 0 | 0 | 0
2016-04-07 09:00 | 30 | 2 | 15.594
2016-04-07 10:00 | 30 | 2 | 15.594
2016-04-07 11:00 | 30 | 2 | 15.594
2016-04-07 12:00 | 15 | 1 | 7.797
2016-04-07 13:00 | 15 | 1 | 7.797
2016-04-07 14:00 | 15 | 1 | 7.797
2016-04-07 15:00 | 15 | 1 | 7.797
2016-04-07 16:00 | 15 | 1 | 7.797
2016-04-07 17:00 | 30 | 2 | 15.594
2016-04-07 18:00 | 30 | 2 | 15.594
2016-04-07 19:00 | 30 | 2 | 15.594
2016-04-07 20:00 | 0 | 0 | 0
2016-04-07 21:00 | 0 | 0 | 0
2016-04-07 22:00 | 0 | 0 | 0
2016-04-07 23:00 | 0 | 0 | 0
2016-04-08 | 13.4718 | 1 | 7.0742
2016-04-08 01:00 | 10.2799 | 1 | 5.5644
2016-04-08 02:00 | 9.7834 | 1 | 5.3296
2016-04-08 03:00 | 9.3327 | 1 | 5.1164
2016-04-08 04:00 | 8.9107 | 1 | 4.9168
2016-04-08 05:00 | 0 | 0 | 0
2016-04-08 06:00 | 0 | 0 | 0
2016-04-08 07:00 | 0 | 0 | 0
2016-04-08 08:00 | 0 | 0 | 0
2016-04-08 09:00 | 30 | 2 | 15.594
2016-04-08 10:00 | 30 | 2 | 15.594
2016-04-08 11:00 | 30 | 2 | 15.594
2016-04-08 12:00 | 15 | 1 | 7.797
2016-04-08 13:00 | 15 | 1 | 7.797
2016-04-08 14:00 | 22.5 | 2 | 12.0465
2016-04-08 15:00 | 15 | 1 | 7.797
2016-04-08 16:00 | 15 | 1 | 7.797
2016-04-08 17:00 | 30 | 2 | 15.594
2016-04-08 18:00 | 30 | 2 | 15.594
2016-04-08 19:00 | 30 | 2 | 15.594
2016-04-08 20:00 | 0 | 0 | 0
2016-04-08 21:00 | 0 | 0 | 0
2016-04-08 22:00 | 0 | 0 | 0
2016-04-08 23:00 | 0 | 0 | 0
2016-04-09 | 12.7685 | 1 | 6.7415
2016-04-09 01:00 | 11.496 | 1 | 6.1396
2016-04-09 02:00 | 10.507 | 1 | 5.6718
2016-04-09 03:00 | 10.643 | 1 | 5.7361
2016-04-09 04:00 | 11.196 | 1 | 5.9977
2016-04-09 05:00 | 0 | 0 | 0
2016-04-09 06:00 | 0 | 0 | 0
2016-04-09 07:00 | 0 | 0 | 0
2016-04-09 08:00 | 0 | 0 | 0
2016-04-09 09:00 | 30 | 2 | 15.594
2016-04-09 10:00 | 30 | 2 | 15.594
2016-04-09 11:00 | 30 | 2 | 15.594
2016-04-09 12:00 | 22.9772 | 2 | 12.2722
2016-04-09 13:00 | 15 | 1 | 7.797
2016-04-09 14:00 | 22.5 | 2 | 12.0465
2016-04-09 15:00 | 15 | 1 | 7.797
2016-04-09 16:00 | 14.8669 | 1 | 7.734
2016-04-09 17:00 | 30 | 2 | 15.594
2016-04-09 18:00 | 30 | 2 | 15.594
2016-04-09 19:00 | 30 | 2 | 15.594
2016-04-09 20:00 | 0 | 0 | 0
2016-04-09 21:00 | 0 | 0 | 0
2016-04-09 22:00 | 0 | 0 | 0
2016-04-09 23:00 | 0 | 0 | 0
2016-04-10 | 12.0555 | 1 | 6.4043
2016-04-10 01:00 | 11.121 | 1 | 5.9622
2016-04-10 02:00 | 10.4392 | 1 | 5.6398
2016-04-10 03:00 | 9.8544 | 1 | 5.3631
2016-04-10 04:00 | 9.3594 | 1 | 5.129
2016-04-10 05:00 | 0 | 0 | 0
2016-04-10 06:00 | 0 | 0 | 0
2016-04-10 07:00 | 0 | 0 | 0
2016-04-10 08:00 | 0 | 0 | 0
2016-04-10 09:00 | 30 | 2 | 15.594
2016-04-10 10:00 | 30 | 2 | 15.594
2016-04-10 11:00 | 30 | 2 | 15.594
2016-04-10 12:00 | 15 | 1 | 7.797
2016-04-10 13:00 | 15 | 1 | 7.797
2016-04-10 14:00 | 22.5 | 2 | 12.0465
2016-04-10 15:00 | 15 | 1 | 7.797
2016-04-10 16:00 | 14.1447 | 1 | 7.3925
2016-04-10 17:00 | 30 | 2 | 15.594
2016-04-10 18:00 | 30 | 2 | 15.594
2016-04-10 19:00 | 30 | 2 | 15.594
2016-04-10 20:00 | 0 | 0 | 0
2016-04-10 21:00 | 0 | 0 | 0
2016-04-10 22:00 | 0 | 0 | 0
2016-04-10 23:00 | 0 | 0 | 0
2016-04-11 | 14.7973 | 1 | 7.7011
2016-04-11 01:00 | 14.2391 | 1 | 7.4371
2016-04-11 02:00 | 13.7603 | 1 | 7.2106
2016-04-11 03:00 | 13.1874 | 1 | 6.9396
2016-04-11 04:00 | 12.6881 | 1 | 6.7035
2016-04-11 05:00 | 0 | 0 | 0
2016-04-11 06:00 | 0 | 0 | 0
2016-04-11 07:00 | 0 | 0 | 0
2016-04-11 08:00 | 0 | 0 | 0
2016-04-11 09:00 | 30 | 2 | 15.594
2016-04-11 10:00 | 30 | 2 | 15.594
2016-04-11 11:00 | 30 | 2 | 15.594
2016-04-11 12:00 | 15 | 1 | 7.797
2016-04-11 13:00 | 15 | 1 | 7.797
2016-04-11 14:00 | 22.5 | 2 | 12.0465
2016-04-11 15:00 | 15 | 1 | 7.797
2016-04-11 16:00 | 15 | 1 | 7.797
2016-04-11 17:00 | 30 | 2 | 15.594
2016-04-11 18:00 | 30 | 2 | 15.594
2016-04-11 19:00 | 30 | 2 | 15.594
2016-04-11 20:00 | 0 | 0 | 0
2016-04-11 21:00 | 0 | 0 | 0
2016-04-11 22:00 | 0 | 0 | 0
2016-04-11 23:00 | 0 | 0 | 0
2016-04-12 | 12.1833 | 1 | 6.4647
2016-04-12 01:00 | 11.8653 | 1 | 6.3143
2016-04-12 02:00 | 11.59 | 1 | 6.1841
2016-04-12 03:00 | 11.2713 | 1 | 6.0333
2016-04-12 04:00 | 10.8879 | 1 | 5.852
2016-04-12 05:00 | 0 | 0 | 0
2016-04-12 06:00 | 0 | 0 | 0
2016-04-12 07:00 | 0 | 0 | 0
2016-04-12 08:00 | 0 | 0 | 0
2016-04-12 09:00 | 30 | 2 | 15.594
2016-04-12 10:00 | 30 | 2 | 15.594
2016-04-12 11:00 | 30 | 2 | 15.594
2016-04-12 12:00 | 15 | 1 | 7.797
2016-04-12 13:00 | 15 | 1 | 7.797
2016-04-12 14:00 | 22.5 | 2 | 12.0465
2016-04-12 15:00 | 15 | 1 | 7.797
2016-04-12 16:00 | 14.1148 | 1 | 7.3783
2016-04-12 17:00 | 30 | 2 | 15.594
2016-04-12 18:00 | 30 | 2 | 15.594
2016-04-12 19:00 | 30 | 2 | 15.594
2016-04-12 20:00 | 0 | 0 | 0
2016-04-12 21:00 | 0 | 0 | 0
2016-04-12 22:00 | 0 | 0 | 0
2016-04-12 23:00 | 0 | 0 | 0
2016-04-13 | 13.1389 | 1 | 6.9167
2016-04-13 01:00 | 12.5105 | 1 | 6.6195
2016-04-13 02:00 | 11.9467 | 1 | 6.3528
2016-04-13 03:00 | 11.3288 | 1 | 6.0605
2016-04-13 04:00 | 10.8458 | 1 | 5.832
2016-04-13 05:00 | 0 | 0 | 0
2016-04-13 06:00 | 0 | 0 | 0
2016-04-13 07:00 | 0 | 0 | 0
2016-04-13 08:00 | 0 | 0 | 0
2016-04-13 09:00 | 30 | 2 | 15.594
2016-04-13 10:00 | 30 | 2 | 15.594
2016-04-13 11:00 | 30 | 2 | 15.594
2016-04-13 12:00 | 15 | 1 | 7.797
2016-04-13 13:00 | 15 | 1 | 7.797
2016-04-13 14:00 | 22.5 | 2 | 12.0465
2016-04-13 15:00 | 14.5975 | 1 | 7.6066
2016-04-13 16:00 | 13.3765 | 1 | 7.0291
2016-04-13 17:00 | 30 | 2 | 15.594
2016-04-13 18:00 | 30 | 2 | 15.594
2016-04-13 19:00 | 30 | 2 | 15.594
2016-04-13 20:00 | 0 | 0 | 0
2016-04-13 21:00 | 0 | 0 | 0
2016-04-13 22:00 | 0 | 0 | 0
2016-04-13 23:00 | 0 | 0 | 0
2016-04-14 | 12.8637 | 1 | 6.7865
2016-04-14 01:00 | 12.0162 | 1 | 6.3857
2016-04-14 02:00 | 11.3218 | 1 | 6.0572
2016-04-14 03:00 | 10.8079 | 1 | 5.8141
2016-04-14 04:00 | 10.454 | 1 | 5.6467
2016-04-14 05:00 | 0 | 0 | 0
2016-04-14 06:00 | 0 | 0 | 0
2016-04-14 07:00 | 0 | 0 | 0
2016-04-14 08:00 | 0 | 0 | 0
2016-04-14 09:00 | 30 | 2 | 15.594
2016-04-14 10:00 | 30 | 2 | 15.594
2016-04-14 11:00 | 30 | 2 | 15.594
2016-04-14 12:00 | 22.7907 | 2 | 12.184
2016-04-14 13:00 | 15 | 1 | 7.797
2016-04-14 14:00 | 22.5 | 2 | 12.0465
2016-04-14 15:00 | 15 | 1 | 7.797
2016-04-14 16:00 | 14.7487 | 1 | 7.6781
2016-04-14 17:00 | 30 | 2 | 15.594
2016-04-14 18:00 | 30 | 2 | 15.594
2016-04-14 19:00 | 30 | 2 | 15.594
2016-04-14 20:00 | 0 | 0 | 0
2016-04-14 21:00 | 0 | 0 | 0
2016-04-14 22:00 | 0 | 0 | 0
2016-04-14 23:00 | 0 | 0 | 0
2016-04-15 | 12.4901 | 1 | 6.6098
2016-04-15 01:00 | 11.8737 | 1 | 6.3183
2016-04-15 02:00 | 11.2453 | 1 | 6.021
2016-04-15 03:00 | 10.6084 | 1 | 5.7198
2016-04-15 04:00 | 10.0931 | 1 | 5.476
2016-04-15 05:00 | 0 | 0 | 0
2016-04-15 06:00 | 0 | 0 | 0
2016-04-15 07:00 | 0 | 0 | 0
2016-04-15 08:00 | 0 | 0 | 0
2016-04-15 09:00 | 30 | 2 | 15.594
2016-04-15 10:00 | 30 | 2 | 15.594
2016-04-15 11:00 | 30 | 2 | 15.594
2016-04-15 12:00 | 15 | 1 | 7.797
2016-04-15 13:00 | 15 | 1 | 7.797
2016-04-15 14:00 | 22.5 | 2 | 12.0465
2016-04-15 15:00 | 15 | 1 | 7.797
2016-04-15 16:00 | 15 | 1 | 7.797
2016-04-15 17:00 | 30 | 2 | 15.594
2016-04-15 18:00 | 30 | 2 | 15.594
2016-04-15 19:00 | 30 | 2 | 15.594
2016-04-15 20:00 | 0 | 0 | 0
2016-04-15 21:00 | 0 | 0 | 0
2016-04-15 22:00 | 0 | 0 | 0
2016-04-15 23:00 | 0 | 0 | 0
2016-04-16 | 12.401 | 1 | 6.5677
2016-04-16 01:00 | 11.6602 | 1 | 6.2173
2016-04-16 02:00 | 11.0101 | 1 | 5.9098
2016-04-16 03:00 | 10.5593 | 1 | 5.6965
2016-04-16 04:00 | 10.0636 | 1 | 5.4621
2016-04-16 05:00 | 0 | 0 | 0
2016-04-16 06:00 | 0 | 0 | 0
2016-04-16 07:00 | 0 | 0 | 0
2016-04-16 08:00 | 0 | 0 | 0
2016-04-16 09:00 | 30 | 2 | 15.594
2016-04-16 10:00 | 30 | 2 | 15.594
2016-04-16 11:00 | 30 | 2 | 15.594
2016-04-16 12:00 | 22.9979 | 2 | 12.282
2016-04-16 13:00 | 15 | 1 | 7.797
2016-04-16 14:00 | 22.5 | 2 | 12.0465
2016-04-16 15:00 | 15 | 1 | 7.797
2016-04-16 16:00 | 14.9889 | 1 | 7.7918
2016-04-16 17:00 | 30 | 2 | 15.594
2016-04-16 18:00 | 30 | 2 | 15.594
2016-04-16 19:00 | 30 | 2 | 15.594
2016-04-16 20:00 | 0 | 0 | 0
2016-04-16 21:00 | 0 | 0 | 0
2016-04-16 22:00 | 0 | 0 | 0
2016-04-16 23:00 | 0 | 0 | 0
2016-04-17 | 13.2695 | 1 | 6.9785
2016-04-17 01:00 | 12.5842 | 1 | 6.6543
2016-04-17 02:00 | 12.0977 | 1 | 6.4242
2016-04-17 03:00 | 12.0745 | 1 | 6.4132
2016-04-17 04:00 | 11.9306 | 1 | 6.3452
2016-04-17 05:00 | 0 | 0 | 0
2016-04-17 06:00 | 0 | 0 | 0
2016-04-17 07:00 | 0 | 0 | 0
2016-04-17 08:00 | 0 | 0 | 0
2016-04-17 09:00 | 30 | 2 | 15.594
2016-04-17 10:00 | 30 | 2 | 15.594
2016-04-17 11:00 | 30 | 2 | 15.594
2016-04-17 12:00 | 23.4615 | 2 | 12.5013
2016-04-17 13:00 | 15 | 1 | 7.797
2016-04-17 14:00 | 15 | 1 | 7.797
2016-04-17 15:00 | 15 | 1 | 7.797
2016-04-17 16:00 | 15 | 1 | 7.797
2016-04-17 17:00 | 30 | 2 | 15.594
2016-04-17 18:00 | 30 | 2 | 15.594
2016-04-17 19:00 | 30 | 2 | 15.594
2016-04-17 20:00 | 0 | 0 | 0
2016-04-17 21:00 | 0 | 0 | 0
2016-04-17 22:00 | 0 | 0 | 0
2016-04-17 23:00 | 0 | 0 | 0
2016-04-18 | 13.7954 | 1 | 7.2272
2016-04-18 01:00 | 13.1284 | 1 | 6.9117
2016-04-18 02:00 | 12.3329 | 1 | 6.5354
2016-04-18 03:00 | 11.5282 | 1 | 6.1549
2016-04-18 04:00 | 10.831 | 1 | 5.8251
2016-04-18 05:00 | 0 | 0 | 0
2016-04-18 06:00 | 0 | 0 | 0
2016-04-18 07:00 | 0 | 0 | 0
2016-04-18 08:00 | 0 | 0 | 0
2016-04-18 09:00 | 30 | 2 | 15.594
2016-04-18 10:00 | 30 | 2 | 15.594
2016-04-18 11:00 | 30 | 2 | 15.594
2016-04-18 12:00 | 24.8375 | 2 | 13.1521
2016-04-18 13:00 | 15 | 1 | 7.797
2016-04-18 14:00 | 15 | 1 | 7.797
2016-04-18 15:00 | 15 | 1 | 7.797
2016-04-18 16:00 | 15 | 1 | 7.797
2016-04-18 17:00 | 30 | 2 | 15.594
2016-04-18 18:00 | 30 | 2 | 15.594
2016-04-18 19:00 | 30 | 2 | 15.594
2016-04-18 20:00 | 0 | 0 | 0
2016-04-18 21:00 | 0 | 0 | 0
2016-04-18 22:00 | 0 | 0 | 0
2016-04-18 23:00 | 0 | 0 | 0
2016-04-19 | 11.8849 | 1 | 6.3236
2016-04-19 01:00 | 11.2628 | 1 | 6.0293
2016-04-19 02:00 | 10.6211 | 1 | 5.7258
2016-04-19 03:00 | 9.9913 | 1 | 5.4279
2016-04-19 04:00 | 9.3832 | 1 | 5.1403
2016-04-19 05:00 | 0 | 0 | 0
2016-04-19 06:00 | 0 | 0 | 0
2016-04-19 07:00 | 0 | 0 | 0
2016-04-19 08:00 | 0 | 0 | 0
2016-04-19 09:00 | 30 | 2 | 15.594
2016-04-19 10:00 | 30 | 2 | 15.594
2016-04-19 11:00 | 30 | 2 | 15.594
2016-04-19 12:00 | 22.5114 | 2 | 12.0519
2016-04-19 13:00 | 15 | 1 | 7.797
2016-04-19 14:00 | 14.0096 | 1 | 7.3285
2016-04-19 15:00 | 15 | 1 | 7.797
2016-04-19 16:00 | 15 | 1 | 7.797
2016-04-19 17:00 | 30 | 2 | 15.594
2016-04-19 18:00 | 30 | 2 | 15.594
2016-04-19 19:00 | 30 | 2 | 15.594
2016-04-19 20:00 | 0 | 0 | 0
2016-04-19 21:00 | 0 | 0 | 0
2016-04-19 22:00 | 0 | 0 | 0
2016-04-19 23:00 | 0 | 0 | 0
2016-04-20 | 10.7208 | 1 | 5.7729
2016-04-20 01:00 | 10.0804 | 1 | 5.4701
2016-04-20 02:00 | 9.4822 | 1 | 5.1871
2016-04-20 03:00 | 9.0273 | 1 | 4.9719
2016-04-20 04:00 | 8.6804 | 1 | 4.8078
2016-04-20 05:00 | 0 | 0 | 0
2016-04-20 06:00 | 0 | 0 | 0
2016-04-20 07:00 | 0 | 0 | 0
2016-04-20 08:00 | 0 | 0 | 0
2016-04-20 09:00 | 30 | 2 | 15.594
2016-04-20 10:00 | 30 | 2 | 15.594
2016-04-20 11:00 | 30 | 2 | 15.594
2016-04-20 12:00 | 24.6809 | 2 | 13.0781
2016-04-20 13:00 | 23.3809 | 2 | 12.4632
2016-04-20 14:00 | 12.6594 | 1 | 6.6899
2016-04-20 15:00 | 15 | 1 | 7.797
2016-04-20 16:00 | 15 | 1 | 7.797
2016-04-20 17:00 | 30 | 2 | 15.594
2016-04-20 18:00 | 30 | 2 | 15.594
2016-04-20 19:00 | 30 | 2 | 15.594
2016-04-20 20:00 | 0 | 0 | 0
2016-04-20 21:00 | 0 | 0 | 0
2016-04-20 22:00 | 0 | 0 | 0
2016-04-20 23:00 | 0 | 0 | 0
2016-04-21 | 13.074 | 1 | 6.886
2016-04-21 01:00 | 11.49 | 1 | 6.1368
2016-04-21 02:00 | 8.6235 | 1 | 4.7809
2016-04-21 03:00 | 8.448 | 1 | 4.6979
2016-04-21 04:00 | 10.388 | 1 | 5.6155
2016-04-21 05:00 | 0 | 0 | 0
2016-04-21 06:00 | 0 | 0 | 0
2016-04-21 07:00 | 0 | 0 | 0
2016-04-21 08:00 | 0 | 0 | 0
2016-04-21 09:00 | 30 | 2 | 15.594
2016-04-21 10:00 | 30 | 2 | 15.594
2016-04-21 11:00 | 30 | 2 | 15.594
2016-04-21 12:00 | 26.3532 | 2 | 13.8691
2016-04-21 13:00 | 25.3409 | 2 | 13.3903
2016-04-21 14:00 | 10.5389 | 1 | 5.6869
2016-04-21 15:00 | 15 | 1 | 7.797
2016-04-21 16:00 | 15 | 1 | 7.797
2016-04-21 17:00 | 30 | 2 | 15.594
2016-04-21 18:00 | 30 | 2 | 15.594
2016-04-21 19:00 | 30 | 2 | 15.594
2016-04-21 20:00 | 0 | 0 | 0
2016-04-21 21:00 | 0 | 0 | 0
2016-04-21 22:00 | 0 | 0 | 0
2016-04-21 23:00 | 0 | 0 | 0
2016-04-22 | 10.0299 | 1 | 5.4461
2016-04-22 01:00 | 10.6216 | 1 | 5.726
2016-04-22 02:00 | 11.603 | 1 | 6.1902
2016-04-22 03:00 | 10.535 | 1 | 5.6851
2016-04-22 04:00 | 10.307 | 1 | 5.5772
2016-04-22 05:00 | 0 | 0 | 0
2016-04-22 06:00 | 0 | 0 | 0
2016-04-22 07:00 | 0 | 0 | 0
2016-04-22 08:00 | 0 | 0 | 0
2016-04-22 09:00 | 30 | 2 | 15.594
2016-04-22 10:00 | 30 | 2 | 15.594
2016-04-22 11:00 | 30 | 2 | 15.594
2016-04-22 12:00 | 23.8751 | 2 | 12.6969
2016-04-22 13:00 | 15 | 1 | 7.797
2016-04-22 14:00 | 15 | 1 | 7.797
2016-04-22 15:00 | 15 | 1 | 7.797
2016-04-22 16:00 | 15 | 1 | 7.797
2016-04-22 17:00 | 30 | 2 | 15.594
2016-04-22 18:00 | 30 | 2 | 15.594
2016-04-22 19:00 | 30 | 2 | 15.594
2016-04-22 20:00 | 0 | 0 | 0
2016-04-22 21:00 | 0 | 0 | 0
2016-04-22 22:00 | 0 | 0 | 0
2016-04-22 23:00 | 0 | 0 | 0
2016-04-23 | 10.025 | 1 | 5.4438
2016-04-23 01:00 | 8.9655 | 1 | 4.9427
2016-04-23 02:00 | 8.9221 | 1 | 4.9221
2016-04-23 03:00 | 11.079 | 1 | 5.9424
2016-04-23 04:00 | 10.677 | 1 | 5.7522
2016-04-23 05:00 | 0 | 0 | 0
2016-04-23 06:00 | 0 | 0 | 0
2016-04-23 07:00 | 0 | 0 | 0
2016-04-23 08:00 | 0 | 0 | 0
2016-04-23 09:00 | 30 | 2 | 15.594
2016-04-23 10:00 | 30 | 2 | 15.594
2016-04-23 11:00 | 30 | 2 | 15.594
2016-04-23 12:00 | 25.6847 | 2 | 13.5529
2016-04-23 13:00 | 23.3118 | 2 | 12.4305
2016-04-23 14:00 | 13.7856 | 1 | 7.2226
2016-04-23 15:00 | 15 | 1 | 7.797
2016-04-23 16:00 | 15 | 1 | 7.797
2016-04-23 17:00 | 30 | 2 | 15.594
2016-04-23 18:00 | 30 | 2 | 15.594
2016-04-23 19:00 | 30 | 2 | 15.594
2016-04-23 20:00 | 0 | 0 | 0
2016-04-23 21:00 | 0 | 0 | 0
2016-04-23 22:00 | 0 | 0 | 0
2016-04-23 23:00 | 0 | 0 | 0
2016-04-24 | 10.7419 | 1 | 5.7829
2016-04-24 01:00 | 9.9695 | 1 | 5.4176
2016-04-24 02:00 | 9.0764 | 1 | 4.9951
2016-04-24 03:00 | 9.3627 | 1 | 5.1306
2016-04-24 04:00 | 10.847 | 1 | 5.8326
2016-04-24 05:00 | 0 | 0 | 0
2016-04-24 06:00 | 0 | 0 | 0
2016-04-24 07:00 | 0 | 0 | 0
2016-04-24 08:00 | 0 | 0 | 0
2016-04-24 09:00 | 30 | 2 | 15.594
2016-04-24 10:00 | 30 | 2 | 15.594
2016-04-24 11:00 | 30 | 2 | 15.594
2016-04-24 12:00 | 24.862 | 2 | 13.1637
2016-04-24 13:00 | 23.3602 | 2 | 12.4534
2016-04-24 14:00 | 13.4331 | 1 | 7.0559
2016-04-24 15:00 | 15 | 1 | 7.797
2016-04-24 16:00 | 15 | 1 | 7.797
2016-04-24 17:00 | 30 | 2 | 15.594
2016-04-24 18:00 | 30 | 2 | 15.594
2016-04-24 19:00 | 30 | 2 | 15.594
2016-04-24 20:00 | 0 | 0 | 0
2016-04-24 21:00 | 0 | 0 | 0
2016-04-24 22:00 | 0 | 0 | 0
2016-04-24 23:00 | 0 | 0 | 0
2016-04-25 | 11.6223 | 1 | 6.1994
2016-04-25 01:00 | 11.015 | 1 | 5.9121
2016-04-25 02:00 | 10.4975 | 1 | 5.6673
2016-04-25 03:00 | 10.084 | 1 | 5.4717
2016-04-25 04:00 | 9.7483 | 1 | 5.313
2016-04-25 05:00 | 0 | 0 | 0
2016-04-25 06:00 | 0 | 0 | 0
2016-04-25 07:00 | 0 | 0 | 0
2016-04-25 08:00 | 0 | 0 | 0
2016-04-25 09:00 | 30 | 2 | 15.594
2016-04-25 10:00 | 30 | 2 | 15.594
2016-04-25 11:00 | 30 | 2 | 15.594
2016-04-25 12:00 | 23.7086 | 2 | 12.6182
2016-04-25 13:00 | 15 | 1 | 7.797
2016-04-25 14:00 | 15 | 1 | 7.797
2016-04-25 15:00 | 15 | 1 | 7.797
2016-04-25 16:00 | 15 | 1 | 7.797
2016-04-25 17:00 | 30 | 2 | 15.594
2016-04-25 18:00 | 30 | 2 | 15.594
2016-04-25 19:00 | 30 | 2 | 15.594
2016-04-25 20:00 | 0 | 0 | 0
2016-04-25 21:00 | 0 | 0 | 0
2016-04-25 22:00 | 0 | 0 | 0
2016-04-25 23:00 | 0 | 0 | 0
2016-04-26 | 11.5802 | 1 | 6.1794
2016-04-26 01:00 | 10.8226 | 1 | 5.8211
2016-04-26 02:00 | 10.0699 | 1 | 5.4651
2016-04-26 03:00 | 9.6543 | 1 | 5.2685
2016-04-26 04:00 | 9.2351 | 1 | 5.0702
2016-04-26 05:00 | 0 | 0 | 0
2016-04-26 06:00 | 0 | 0 | 0
2016-04-26 07:00 | 0 | 0 | 0
2016-04-26 08:00 | 0 | 0 | 0
2016-04-26 09:00 | 30 | 2 | 15.594
2016-04-26 10:00 | 30 | 2 | 15.594
2016-04-26 11:00 | 30 | 2 | 15.594
2016-04-26 12:00 | 23.4868 | 2 | 12.5133
2016-04-26 13:00 | 15 | 1 | 7.797
2016-04-26 14:00 | 15 | 1 | 7.797
2016-04-26 15:00 | 15 | 1 | 7.797
2016-04-26 16:00 | 15 | 1 | 7.797
2016-04-26 17:00 | 30 | 2 | 15.594
2016-04-26 18:00 | 30 | 2 | 15.594
2016-04-26 19:00 | 30 | 2 | 15.594
2016-04-26 20:00 | 0 | 0 | 0
2016-04-26 21:00 | 0 | 0 | 0
2016-04-26 22:00 | 0 | 0 | 0
2016-04-26 23:00 | 0 | 0 | 0
2016-04-27 | 12.1714 | 1 | 6.4591
2016-04-27 01:00 | 11.4657 | 1 | 6.1253
2016-04-27 02:00 | 10.8444 | 1 | 5.8314
2016-04-27 03:00 | 10.1794 | 1 | 5.5169
2016-04-27 04:00 | 9.4731 | 1 | 5.1828
2016-04-27 05:00 | 0 | 0 | 0
2016-04-27 06:00 | 0 | 0 | 0
2016-04-27 07:00 | 0 | 0 | 0
2016-04-27 08:00 | 0 | 0 | 0
2016-04-27 09:00 | 30 | 2 | 15.594
2016-04-27 10:00 | 30 | 2 | 15.594
2016-04-27 11:00 | 30 | 2 | 15.594
2016-04-27 12:00 | 23.5443 | 2 | 12.5405
2016-04-27 13:00 | 15 | 1 | 7.797
2016-04-27 14:00 | 15 | 1 | 7.797
2016-04-27 15:00 | 15 | 1 | 7.797
2016-04-27 16:00 | 15 | 1 | 7.797
2016-04-27 17:00 | 30 | 2 | 15.594
2016-04-27 18:00 | 30 | 2 | 15.594
2016-04-27 19:00 | 30 | 2 | 15.594
2016-04-27 20:00 | 0 | 0 | 0
2016-04-27 21:00 | 0 | 0 | 0
2016-04-27 22:00 | 0 | 0 | 0
2016-04-27 23:00 | 0 | 0 | 0
2016-04-28 | 12.5386 | 1 | 6.6328
2016-04-28 01:00 | 12.0682 | 1 | 6.4102
2016-04-28 02:00 | 11.5528 | 1 | 6.1665
2016-04-28 03:00 | 11.121 | 1 | 5.9622
2016-04-28 04:00 | 10.864 | 1 | 5.8407
2016-04-28 05:00 | 0 | 0 | 0
2016-04-28 06:00 | 0 | 0 | 0
2016-04-28 07:00 | 0 | 0 | 0
2016-04-28 08:00 | 0 | 0 | 0
2016-04-28 09:00 | 30 | 2 | 15.594
2016-04-28 10:00 | 30 | 2 | 15.594
2016-04-28 11:00 | 30 | 2 | 15.594
2016-04-28 12:00 | 15 | 1 | 7.797
2016-04-28 13:00 | 15 | 1 | 7.797
2016-04-28 14:00 | 22.5 | 2 | 12.0465
2016-04-28 15:00 | 15 | 1 | 7.797
2016-04-28 16:00 | 14.0519 | 1 | 7.3485
2016-04-28 17:00 | 30 | 2 | 15.594
2016-04-28 18:00 | 30 | 2 | 15.594
2016-04-28 19:00 | 30 | 2 | 15.594
2016-04-28 20:00 | 0 | 0 | 0
2016-04-28 21:00 | 0 | 0 | 0
2016-04-28 22:00 | 0 | 0 | 0
2016-04-28 23:00 | 0 | 0 | 0
2016-04-29 | 13.8895 | 1 | 7.2717
2016-04-29 01:00 | 13.5139 | 1 | 7.0941
2016-04-29 02:00 | 12.9844 | 1 | 6.8436
2016-04-29 03:00 | 12.302 | 1 | 6.5208
2016-04-29 04:00 | 11.5184 | 1 | 6.1502
2016-04-29 05:00 | 0 | 0 | 0
2016-04-29 06:00 | 0 | 0 | 0
2016-04-29 07:00 | 0 | 0 | 0
2016-04-29 08:00 | 0 | 0 | 0
2016-04-29 09:00 | 30 | 2 | 15.594
2016-04-29 10:00 | 30 | 2 | 15.594
2016-04-29 11:00 | 30 | 2 | 15.594
2016-04-29 12:00 | 22.7869 | 2 | 12.1822
2016-04-29 13:00 | 15 | 1 | 7.797
2016-04-29 14:00 | 15 | 1 | 7.797
2016-04-29 15:00 | 15 | 1 | 7.797
2016-04-29 16:00 | 15 | 1 | 7.797
2016-04-29 17:00 | 30 | 2 | 15.594
2016-04-29 18:00 | 30 | 2 | 15.594
2016-04-29 19:00 | 30 | 2 | 15.594
2016-04-29 20:00 | 0 | 0 | 0
2016-04-29 21:00 | 0 | 0 | 0
2016-04-29 22:00 | 0 | 0 | 0
2016-04-29 23:00 | 0 | 0 | 0
2016-04-30 | 11.8498 | 1 | 6.307
2016-04-30 01:00 | 11.0536 | 1 | 5.9304
2016-04-30 02:00 | 10.402 | 1 | 5.6222
2016-04-30 03:00 | 9.8003 | 1 | 5.3375
2016-04-30 04:00 | 9.287 | 1 | 5.0948
2016-04-30 05:00 | 0 | 0 | 0
2016-04-30 06:00 | 0 | 0 | 0
2016-04-30 07:00 | 0 | 0 | 0
2016-04-30 08:00 | 0 | 0 | 0
2016-04-30 09:00 | 30 | 2 | 15.594
2016-04-30 10:00 | 30 | 2 | 15.594
2016-04-30 11:00 | 30 | 2 | 15.594
2016-04-30 12:00 | 23.0739 | 2 | 12.318
2016-04-30 13:00 | 15 | 1 | 7.797
2016-04-30 14:00 | 15 | 1 | 7.797
2016-04-30 15:00 | 15 | 1 | 7.797
2016-04-30 16:00 | 15 | 1 | 7.797
2016-04-30 17:00 | 30 | 2 | 15.594
2016-04-30 18:00 | 30 | 2 | 15.594
2016-04-30 19:00 | 30 | 2 | 15.594
2016-04-30 20:00 | 0 | 0 | 0
2016-04-30 21:00 | 0 | 0 | 0
2016-04-30 22:00 | 0 | 0 | 0
2016-04-30 23:00 | 0 | 0 | 0
2016-05-01 | 11.8077 | 1 | 6.287
2016-05-01 01:00 | 11.0641 | 1 | 5.9353
2016-05-01 02:00 | 10.3838 | 1 | 5.6135
2016-05-01 03:00 | 9.9407 | 1 | 5.404
2016-05-01 04:00 | 9.8424 | 1 | 5.3575
2016-05-01 05:00 | 0 | 0 | 0
2016-05-01 06:00 | 0 | 0 | 0
2016-05-01 07:00 | 0 | 0 | 0
2016-05-01 08:00 | 0 | 0 | 0
2016-05-01 09:00 | 30 | 2 | 15.594
2016-05-01 10:00 | 30 | 2 | 15.594
2016-05-01 11:00 | 30 | 2 | 15.594
2016-05-01 12:00 | 23.8613 | 2 | 12.6904
2016-05-01 13:00 | 22.9258 | 2 | 12.2479
2016-05-01 14:00 | 12.8791 | 1 | 6.7938
2016-05-01 15:00 | 15 | 1 | 7.797
2016-05-01 16:00 | 15 | 1 | 7.797
2016-05-01 17:00 | 30 | 2 | 15.594
2016-05-01 18:00 | 30 | 2 | 15.594
2016-05-01 19:00 | 30 | 2 | 15.594
2016-05-01 20:00 | 0 | 0 | 0
2016-05-01 21:00 | 0 | 0 | 0
2016-05-01 22:00 | 0 | 0 | 0
2016-05-01 23:00 | 0 | 0 | 0
2016-05-02 | 11.9039 | 1 | 6.3325
2016-05-02 01:00 | 11.1575 | 1 | 5.9795
2016-05-02 02:00 | 10.5783 | 1 | 5.7055
2016-05-02 03:00 | 10.2742 | 1 | 5.5617
2016-05-02 04:00 | 9.9625 | 1 | 5.4143
2016-05-02 05:00 | 0 | 0 | 0
2016-05-02 06:00 | 0 | 0 | 0
2016-05-02 07:00 | 0 | 0 | 0
2016-05-02 08:00 | 0 | 0 | 0
2016-05-02 09:00 | 30 | 2 | 15.594
2016-05-02 10:00 | 30 | 2 | 15.594
2016-05-02 11:00 | 30 | 2 | 15.594
2016-05-02 12:00 | 24.0332 | 2 | 12.7717
2016-05-02 13:00 | 23.4438 | 2 | 12.4929
2016-05-02 14:00 | 11.6216 | 1 | 6.199
2016-05-02 15:00 | 15 | 1 | 7.797
2016-05-02 16:00 | 15 | 1 | 7.797
2016-05-02 17:00 | 30 | 2 | 15.594
2016-05-02 18:00 | 30 | 2 | 15.594
2016-05-02 19:00 | 30 | 2 | 15.594
2016-05-02 20:00 | 0 | 0 | 0
2016-05-02 21:00 | 0 | 0 | 0
2016-05-02 22:00 | 0 | 0 | 0
2016-05-02 23:00 | 0 | 0 | 0
2016-05-03 | 10.6148 | 1 | 5.7228
2016-05-03 01:00 | 10.0797 | 1 | 5.4697
2016-05-03 02:00 | 9.7111 | 1 | 5.2954
2016-05-03 03:00 | 9.5201 | 1 | 5.205
2016-05-03 04:00 | 9.3776 | 1 | 5.1376
2016-05-03 05:00 | 0 | 0 | 0
2016-05-03 06:00 | 0 | 0 | 0
2016-05-03 07:00 | 0 | 0 | 0
2016-05-03 08:00 | 0 | 0 | 0
2016-05-03 09:00 | 30 | 2 | 15.594
2016-05-03 10:00 | 30 | 2 | 15.594
2016-05-03 11:00 | 30 | 2 | 15.594
2016-05-03 12:00 | 24.1268 | 2 | 12.816
2016-05-03 13:00 | 22.6487 | 2 | 12.1169
2016-05-03 14:00 | 13.6915 | 1 | 7.1781
2016-05-03 15:00 | 15 | 1 | 7.797
2016-05-03 16:00 | 15 | 1 | 7.797
2016-05-03 17:00 | 30 | 2 | 15.594
2016-05-03 18:00 | 30 | 2 | 15.594
2016-05-03 19:00 | 30 | 2 | 15.594
2016-05-03 20:00 | 0 | 0 | 0
2016-05-03 21:00 | 0 | 0 | 0
2016-05-03 22:00 | 0 | 0 | 0
2016-05-03 23:00 | 0 | 0 | 0
2016-05-04 | 11.7361 | 1 | 6.2532
2016-05-04 01:00 | 10.8359 | 1 | 5.8274
2016-05-04 02:00 | 10.2918 | 1 | 5.57
2016-05-04 03:00 | 9.9899 | 1 | 5.4272
2016-05-04 04:00 | 9.6943 | 1 | 5.2874
2016-05-04 05:00 | 0 | 0 | 0
2016-05-04 06:00 | 0 | 0 | 0
2016-05-04 07:00 | 0 | 0 | 0
2016-05-04 08:00 | 0 | 0 | 0
2016-05-04 09:00 | 30 | 2 | 15.594
2016-05-04 10:00 | 30 | 2 | 15.594
2016-05-04 11:00 | 30 | 2 | 15.594
2016-05-04 12:00 | 22.7723 | 2 | 12.1753
2016-05-04 13:00 | 15 | 1 | 7.797
2016-05-04 14:00 | 15 | 1 | 7.797
2016-05-04 15:00 | 15 | 1 | 7.797
2016-05-04 16:00 | 15 | 1 | 7.797
2016-05-04 17:00 | 30 | 2 | 15.594
2016-05-04 18:00 | 30 | 2 | 15.594
2016-05-04 19:00 | 30 | 2 | 15.594
2016-05-04 20:00 | 0 | 0 | 0
2016-05-04 21:00 | 0 | 0 | 0
2016-05-04 22:00 | 0 | 0 | 0
2016-05-04 23:00 | 0 | 0 | 0
2016-05-05 | 11.6371 | 1 | 6.2063
2016-05-05 01:00 | 11.3822 | 1 | 6.0858
2016-05-05 02:00 | 11.2713 | 1 | 6.0333
2016-05-05 03:00 | 10.8507 | 1 | 5.8344
2016-05-05 04:00 | 10.4252 | 1 | 5.6331
2016-05-05 05:00 | 0 | 0 | 0
2016-05-05 06:00 | 0 | 0 | 0
2016-05-05 07:00 | 0 | 0 | 0
2016-05-05 08:00 | 0 | 0 | 0
2016-05-05 09:00 | 30 | 2 | 15.594
2016-05-05 10:00 | 30 | 2 | 15.594
2016-05-05 11:00 | 30 | 2 | 15.594
2016-05-05 12:00 | 15 | 1 | 7.797
2016-05-05 13:00 | 15 | 1 | 7.797
2016-05-05 14:00 | 22.5 | 2 | 12.0465
2016-05-05 15:00 | 15 | 1 | 7.797
2016-05-05 16:00 | 15 | 1 | 7.797
2016-05-05 17:00 | 30 | 2 | 15.594
2016-05-05 18:00 | 30 | 2 | 15.594
2016-05-05 19:00 | 30 | 2 | 15.594
2016-05-05 20:00 | 0 | 0 | 0
2016-05-05 21:00 | 0 | 0 | 0
2016-05-05 22:00 | 0 | 0 | 0
2016-05-05 23:00 | 0 | 0 | 0
2016-05-06 | 12.1075 | 1 | 6.4288
2016-05-06 01:00 | 10.7475 | 1 | 5.7856
2016-05-06 02:00 | 9.5405 | 1 | 5.2147
2016-05-06 03:00 | 8.5568 | 1 | 4.7494
2016-05-06 04:00 | 7.8631 | 1 | 4.4213
2016-05-06 05:00 | 0 | 0 | 0
2016-05-06 06:00 | 0 | 0 | 0
2016-05-06 07:00 | 0 | 0 | 0
2016-05-06 08:00 | 0 | 0 | 0
2016-05-06 09:00 | 30 | 2 | 15.594
2016-05-06 10:00 | 30 | 2 | 15.594
2016-05-06 11:00 | 30 | 2 | 15.594
2016-05-06 12:00 | 23.9772 | 2 | 12.7452
2016-05-06 13:00 | 15 | 1 | 7.797
2016-05-06 14:00 | 15 | 1 | 7.797
2016-05-06 15:00 | 15 | 1 | 7.797
2016-05-06 16:00 | 15 | 1 | 7.797
2016-05-06 17:00 | 30 | 2 | 15.594
2016-05-06 18:00 | 30 | 2 | 15.594
2016-05-06 19:00 | 30 | 2 | 15.594
2016-05-06 20:00 | 0 | 0 | 0
2016-05-06 21:00 | 0 | 0 | 0
2016-05-06 22:00 | 0 | 0 | 0
2016-05-06 23:00 | 0 | 0 | 0
2016-05-07 | 11.7775 | 1 | 6.2728
2016-05-07 01:00 | 11.0122 | 1 | 5.9108
2016-05-07 02:00 | 10.3164 | 1 | 5.5816
2016-05-07 03:00 | 9.8305 | 1 | 5.3518
2016-05-07 04:00 | 9.3516 | 1 | 5.1253
2016-05-07 05:00 | 0 | 0 | 0
2016-05-07 06:00 | 0 | 0 | 0
2016-05-07 07:00 | 0 | 0 | 0
2016-05-07 08:00 | 0 | 0 | 0
2016-05-07 09:00 | 30 | 2 | 15.594
2016-05-07 10:00 | 30 | 2 | 15.594
2016-05-07 11:00 | 30 | 2 | 15.594
2016-05-07 12:00 | 24.2627 | 2 | 12.8802
2016-05-07 13:00 | 15 | 1 | 7.797
2016-05-07 14:00 | 15 | 1 | 7.797
2016-05-07 15:00 | 15 | 1 | 7.797
2016-05-07 16:00 | 15 | 1 | 7.797
2016-05-07 17:00 | 30 | 2 | 15.594
2016-05-07 18:00 | 30 | 2 | 15.594
2016-05-07 19:00 | 30 | 2 | 15.594
2016-05-07 20:00 | 0 | 0 | 0
2016-05-07 21:00 | 0 | 0 | 0
2016-05-07 22:00 | 0 | 0 | 0
2016-05-07 23:00 | 0 | 0 | 0
2016-05-08 | 12.031 | 1 | 6.3926
2016-05-08 01:00 | 11.5128 | 1 | 6.1475
2016-05-08 02:00 | 10.9335 | 1 | 5.8736
2016-05-08 03:00 | 10.6836 | 1 | 5.7553
2016-05-08 04:00 | 10.6885 | 1 | 5.7577
2016-05-08 05:00 | 0 | 0 | 0
2016-05-08 06:00 | 0 | 0 | 0
2016-05-08 07:00 | 0 | 0 | 0
2016-05-08 08:00 | 0 | 0 | 0
2016-05-08 09:00 | 30 | 2 | 15.594
2016-05-08 10:00 | 30 | 2 | 15.594
2016-05-08 11:00 | 30 | 2 | 15.594
2016-05-08 12:00 | 15 | 1 | 7.797
2016-05-08 13:00 | 15 | 1 | 7.797
2016-05-08 14:00 | 22.5 | 2 | 12.0465
2016-05-08 15:00 | 15 | 1 | 7.797
2016-05-08 16:00 | 15 | 1 | 7.797
2016-05-08 17:00 | 30 | 2 | 15.594
2016-05-08 18:00 | 30 | 2 | 15.594
2016-05-08 19:00 | 30 | 2 | 15.594
2016-05-08 20:00 | 0 | 0 | 0
2016-05-08 21:00 | 0 | 0 | 0
2016-05-08 22:00 | 0 | 0 | 0
2016-05-08 23:00 | 0 | 0 | 0
2016-05-09 | 13.1523 | 1 | 6.923
2016-05-09 01:00 | 12.6004 | 1 | 6.662
2016-05-09 02:00 | 12.2072 | 1 | 6.476
2016-05-09 03:00 | 12.0008 | 1 | 6.3784
2016-05-09 04:00 | 11.9004 | 1 | 6.3309
2016-05-09 05:00 | 0 | 0 | 0
2016-05-09 06:00 | 0 | 0 | 0
2016-05-09 07:00 | 0 | 0 | 0
2016-05-09 08:00 | 0 | 0 | 0
2016-05-09 09:00 | 30 | 2 | 15.594
2016-05-09 10:00 | 30 | 2 | 15.594
2016-05-09 11:00 | 30 | 2 | 15.594
2016-05-09 12:00 | 15 | 1 | 7.797
2016-05-09 13:00 | 15 | 1 | 7.797
2016-05-09 14:00 | 22.5 | 2 | 12.0465
2016-05-09 15:00 | 15 | 1 | 7.797
2016-05-09 16:00 | 15 | 1 | 7.797
2016-05-09 17:00 | 30 | 2 | 15.594
2016-05-09 18:00 | 30 | 2 | 15.594
2016-05-09 19:00 | 30 | 2 | 15.594
2016-05-09 20:00 | 0 | 0 | 0
2016-05-09 21:00 | 0 | 0 | 0
2016-05-09 22:00 | 7.5 | 1 | 4.2495
2016-05-09 23:00 | 0 | 0 | 0
2016-05-10 | 9.7462 | 1 | 5.312
2016-05-10 01:00 | 8.1026 | 1 | 4.5345
2016-05-10 02:00 | 7.5 | 1 | 4.2495
2016-05-10 03:00 | 7.5 | 1 | 4.2495
2016-05-10 04:00 | 7.5 | 1 | 4.2495
2016-05-10 05:00 | 0 | 0 | 0
2016-05-10 06:00 | 0 | 0 | 0
2016-05-10 07:00 | 0 | 0 | 0
2016-05-10 08:00 | 0 | 0 | 0
2016-05-10 09:00 | 30 | 2 | 15.594
2016-05-10 10:00 | 30 | 2 | 15.594
2016-05-10 11:00 | 30 | 2 | 15.594
2016-05-10 12:00 | 26.7162 | 2 | 14.0408
2016-05-10 13:00 | 24.034 | 2 | 12.7721
2016-05-10 14:00 | 13.2892 | 1 | 6.9878
2016-05-10 15:00 | 15 | 1 | 7.797
2016-05-10 16:00 | 15 | 1 | 7.797
2016-05-10 17:00 | 30 | 2 | 15.594
2016-05-10 18:00 | 30 | 2 | 15.594
2016-05-10 19:00 | 30 | 2 | 15.594
2016-05-10 20:00 | 0 | 0 | 0
2016-05-10 21:00 | 0 | 0 | 0
2016-05-10 22:00 | 0 | 0 | 0
2016-05-10 23:00 | 0 | 0 | 0
2016-05-11 | 12.1061 | 1 | 6.4282
2016-05-11 01:00 | 11.6371 | 1 | 6.2063
2016-05-11 02:00 | 11.0206 | 1 | 5.9147
2016-05-11 03:00 | 10.4554 | 1 | 5.6474
2016-05-11 04:00 | 9.8487 | 1 | 5.3605
2016-05-11 05:00 | 0 | 0 | 0
2016-05-11 06:00 | 0 | 0 | 0
2016-05-11 07:00 | 0 | 0 | 0
2016-05-11 08:00 | 0 | 0 | 0
2016-05-11 09:00 | 30 | 2 | 15.594
2016-05-11 10:00 | 30 | 2 | 15.594
2016-05-11 11:00 | 30 | 2 | 15.594
2016-05-11 12:00 | 23.0501 | 2 | 12.3067
2016-05-11 13:00 | 15 | 1 | 7.797
2016-05-11 14:00 | 15 | 1 | 7.797
2016-05-11 15:00 | 15 | 1 | 7.797
2016-05-11 16:00 | 15 | 1 | 7.797
2016-05-11 17:00 | 30 | 2 | 15.594
2016-05-11 18:00 | 30 | 2 | 15.594
2016-05-11 19:00 | 30 | 2 | 15.594
2016-05-11 20:00 | 0 | 0 | 0
2016-05-11 21:00 | 0 | 0 | 0
2016-05-11 22:00 | 0 | 0 | 0
2016-05-11 23:00 | 0 | 0 | 0
2016-05-12 | 13.1038 | 1 | 6.9001
2016-05-12 01:00 | 12.3729 | 1 | 6.5544
2016-05-12 02:00 | 11.7656 | 1 | 6.2671
2016-05-12 03:00 | 11.3576 | 1 | 6.0742
2016-05-12 04:00 | 10.9026 | 1 | 5.8589
2016-05-12 05:00 | 0 | 0 | 0
2016-05-12 06:00 | 0 | 0 | 0
2016-05-12 07:00 | 0 | 0 | 0
2016-05-12 08:00 | 0 | 0 | 0
2016-05-12 09:00 | 30 | 2 | 15.594
2016-05-12 10:00 | 30 | 2 | 15.594
2016-05-12 11:00 | 30 | 2 | 15.594
2016-05-12 12:00 | 15 | 1 | 7.797
2016-05-12 13:00 | 15 | 1 | 7.797
2016-05-12 14:00 | 22.5 | 2 | 12.0465
2016-05-12 15:00 | 15 | 1 | 7.797
2016-05-12 16:00 | 14.9444 | 1 | 7.7707
2016-05-12 17:00 | 30 | 2 | 15.594
2016-05-12 18:00 | 30 | 2 | 15.594
2016-05-12 19:00 | 30 | 2 | 15.594
2016-05-12 20:00 | 0 | 0 | 0
2016-05-12 21:00 | 0 | 0 | 0
2016-05-12 22:00 | 0 | 0 | 0
2016-05-12 23:00 | 0 | 0 | 0
2016-05-13 | 12.8117 | 1 | 6.7619
2016-05-13 01:00 | 12.1531 | 1 | 6.4504
2016-05-13 02:00 | 11.8042 | 1 | 6.2854
2016-05-13 03:00 | 11.7473 | 1 | 6.2585
2016-05-13 04:00 | 11.602 | 1 | 6.1897
2016-05-13 05:00 | 0 | 0 | 0
2016-05-13 06:00 | 0 | 0 | 0
2016-05-13 07:00 | 0 | 0 | 0
2016-05-13 08:00 | 0 | 0 | 0
2016-05-13 09:00 | 30 | 2 | 15.594
2016-05-13 10:00 | 30 | 2 | 15.594
2016-05-13 11:00 | 30 | 2 | 15.594
2016-05-13 12:00 | 15 | 1 | 7.797
2016-05-13 13:00 | 15 | 1 | 7.797
2016-05-13 14:00 | 22.5 | 2 | 12.0465
2016-05-13 15:00 | 15 | 1 | 7.797
2016-05-13 16:00 | 14.8937 | 1 | 7.7467
2016-05-13 17:00 | 30 | 2 | 15.594
2016-05-13 18:00 | 30 | 2 | 15.594
2016-05-13 19:00 | 30 | 2 | 15.594
2016-05-13 20:00 | 0 | 0 | 0
2016-05-13 21:00 | 0 | 0 | 0
2016-05-13 22:00 | 0 | 0 | 0
2016-05-13 23:00 | 0 | 0 | 0
2016-05-14 | 12.592 | 1 | 6.658
2016-05-14 01:00 | 12.151 | 1 | 6.4494
2016-05-14 02:00 | 12.2269 | 1 | 6.4853
2016-05-14 03:00 | 12.2135 | 1 | 6.479
2016-05-14 04:00 | 11.7003 | 1 | 6.2362
2016-05-14 05:00 | 0 | 0 | 0
2016-05-14 06:00 | 0 | 0 | 0
2016-05-14 07:00 | 0 | 0 | 0
2016-05-14 08:00 | 0 | 0 | 0
2016-05-14 09:00 | 30 | 2 | 15.594
2016-05-14 10:00 | 30 | 2 | 15.594
2016-05-14 11:00 | 30 | 2 | 15.594
2016-05-14 12:00 | 15 | 1 | 7.797
2016-05-14 13:00 | 15 | 1 | 7.797
2016-05-14 14:00 | 22.5 | 2 | 12.0465
2016-05-14 15:00 | 15 | 1 | 7.797
2016-05-14 16:00 | 15 | 1 | 7.797
2016-05-14 17:00 | 30 | 2 | 15.594
2016-05-14 18:00 | 30 | 2 | 15.594
2016-05-14 19:00 | 30 | 2 | 15.594
2016-05-14 20:00 | 0 | 0 | 0
2016-05-14 21:00 | 0 | 0 | 0
2016-05-14 22:00 | 0 | 0 | 0
2016-05-14 23:00 | 0 | 0 | 0
2016-05-15 | 12.7197 | 1 | 6.7184
2016-05-15 01:00 | 11.8737 | 1 | 6.3183
2016-05-15 02:00 | 10.8359 | 1 | 5.8274
2016-05-15 03:00 | 9.9779 | 1 | 5.4216
2016-05-15 04:00 | 9.4921 | 1 | 5.1917
2016-05-15 05:00 | 0 | 0 | 0
2016-05-15 06:00 | 0 | 0 | 0
2016-05-15 07:00 | 0 | 0 | 0
2016-05-15 08:00 | 0 | 0 | 0
2016-05-15 09:00 | 30 | 2 | 15.594
2016-05-15 10:00 | 30 | 2 | 15.594
2016-05-15 11:00 | 30 | 2 | 15.594
2016-05-15 12:00 | 23.0969 | 2 | 12.3288
2016-05-15 13:00 | 15 | 1 | 7.797
2016-05-15 14:00 | 15 | 1 | 7.797
2016-05-15 15:00 | 15 | 1 | 7.797
2016-05-15 16:00 | 15 | 1 | 7.797
2016-05-15 17:00 | 30 | 2 | 15.594
2016-05-15 18:00 | 30 | 2 | 15.594
2016-05-15 19:00 | 30 | 2 | 15.594
2016-05-15 20:00 | 0 | 0 | 0
2016-05-15 21:00 | 0 | 0 | 0
2016-05-15 22:00 | 0 | 0 | 0
2016-05-15 23:00 | 0 | 0 | 0
2016-05-16 | 12.111 | 1 | 6.4305
2016-05-16 01:00 | 11.5963 | 1 | 6.1871
2016-05-16 02:00 | 11.2214 | 1 | 6.0097
2016-05-16 03:00 | 10.5179 | 1 | 5.677
2016-05-16 04:00 | 10.2799 | 1 | 5.5644
2016-05-16 05:00 | 0 | 0 | 0
2016-05-16 06:00 | 0 | 0 | 0
2016-05-16 07:00 | 0 | 0 | 0
2016-05-16 08:00 | 0 | 0 | 0
2016-05-16 09:00 | 30 | 2 | 15.594
2016-05-16 10:00 | 30 | 2 | 15.594
2016-05-16 11:00 | 30 | 2 | 15.594
2016-05-16 12:00 | 24.0048 | 2 | 12.7583
2016-05-16 13:00 | 22.5405 | 2 | 12.0657
2016-05-16 14:00 | 13.9183 | 1 | 7.2853
2016-05-16 15:00 | 15 | 1 | 7.797
2016-05-16 16:00 | 15 | 1 | 7.797
2016-05-16 17:00 | 30 | 2 | 15.594
2016-05-16 18:00 | 30 | 2 | 15.594
2016-05-16 19:00 | 30 | 2 | 15.594
2016-05-16 20:00 | 0 | 0 | 0
2016-05-16 21:00 | 0 | 0 | 0
2016-05-16 22:00 | 0 | 0 | 0
2016-05-16 23:00 | 0 | 0 | 0
2016-05-17 | 9.9611 | 1 | 5.4136
2016-05-17 01:00 | 9.148 | 1 | 5.029
2016-05-17 02:00 | 8.632 | 1 | 4.7849
2016-05-17 03:00 | 8.3427 | 1 | 4.6481
2016-05-17 04:00 | 8.1679 | 1 | 4.5654
2016-05-17 05:00 | 0 | 0 | 0
2016-05-17 06:00 | 0 | 0 | 0
2016-05-17 07:00 | 0 | 0 | 0
2016-05-17 08:00 | 0 | 0 | 0
2016-05-17 09:00 | 30 | 2 | 15.594
2016-05-17 10:00 | 30 | 2 | 15.594
2016-05-17 11:00 | 30 | 2 | 15.594
2016-05-17 12:00 | 23.4753 | 2 | 12.5078
2016-05-17 13:00 | 15 | 1 | 7.797
2016-05-17 14:00 | 14.8879 | 1 | 7.744
2016-05-17 15:00 | 15 | 1 | 7.797
2016-05-17 16:00 | 15 | 1 | 7.797
2016-05-17 17:00 | 30 | 2 | 15.594
2016-05-17 18:00 | 30 | 2 | 15.594
2016-05-17 19:00 | 30 | 2 | 15.594
2016-05-17 20:00 | 0 | 0 | 0
2016-05-17 21:00 | 0 | 0 | 0
2016-05-17 22:00 | 0 | 0 | 0
2016-05-17 23:00 | 0 | 0 | 0
2016-05-18 | 8.9219 | 1 | 4.9221
2016-05-18 01:00 | 8.2718 | 1 | 4.6145
2016-05-18 02:00 | 7.7241 | 1 | 4.3555
2016-05-18 03:00 | 7.5 | 1 | 4.2495
2016-05-18 04:00 | 7.5 | 1 | 4.2495
2016-05-18 05:00 | 0 | 0 | 0
2016-05-18 06:00 | 0 | 0 | 0
2016-05-18 07:00 | 0 | 0 | 0
2016-05-18 08:00 | 0 | 0 | 0
2016-05-18 09:00 | 30 | 2 | 15.594
2016-05-18 10:00 | 30 | 2 | 15.594
2016-05-18 11:00 | 30 | 2 | 15.594
2016-05-18 12:00 | 25.0301 | 2 | 13.2432
2016-05-18 13:00 | 22.562 | 2 | 12.0758
2016-05-18 14:00 | 14.1914 | 1 | 7.4145
2016-05-18 15:00 | 15 | 1 | 7.797
2016-05-18 16:00 | 15 | 1 | 7.797
2016-05-18 17:00 | 30 | 2 | 15.594
2016-05-18 18:00 | 30 | 2 | 15.594
2016-05-18 19:00 | 30 | 2 | 15.594
2016-05-18 20:00 | 0 | 0 | 0
2016-05-18 21:00 | 0 | 0 | 0
2016-05-18 22:00 | 0 | 0 | 0
2016-05-18 23:00 | 0 | 0 | 0
2016-05-19 | 10.4589 | 1 | 5.6491
2016-05-19 01:00 | 9.6325 | 1 | 5.2582
2016-05-19 02:00 | 9.2604 | 1 | 5.0822
2016-05-19 03:00 | 9.075 | 1 | 4.9945
2016-05-19 04:00 | 8.6102 | 1 | 4.7746
2016-05-19 05:00 | 0 | 0 | 0
2016-05-19 06:00 | 0 | 0 | 0
2016-05-19 07:00 | 0 | 0 | 0
2016-05-19 08:00 | 0 | 0 | 0
2016-05-19 09:00 | 30 | 2 | 15.594
2016-05-19 10:00 | 30 | 2 | 15.594
2016-05-19 11:00 | 30 | 2 | 15.594
2016-05-19 12:00 | 23.7884 | 2 | 12.6559
2016-05-19 13:00 | 15 | 1 | 7.797
2016-05-19 14:00 | 22.5 | 2 | 12.0465
2016-05-19 15:00 | 15 | 1 | 7.797
2016-05-19 16:00 | 15 | 1 | 7.797
2016-05-19 17:00 | 30 | 2 | 15.594
2016-05-19 18:00 | 30 | 2 | 15.594
2016-05-19 19:00 | 30 | 2 | 15.594
2016-05-19 20:00 | 0 | 0 | 0
2016-05-19 21:00 | 0 | 0 | 0
2016-05-19 22:00 | 0 | 0 | 0
2016-05-19 23:00 | 0 | 0 | 0
2016-05-20 | 12.1735 | 1 | 6.4601
2016-05-20 01:00 | 11.6336 | 1 | 6.2047
2016-05-20 02:00 | 11.2235 | 1 | 6.0107
2016-05-20 03:00 | 11.0023 | 1 | 5.9061
2016-05-20 04:00 | 10.5916 | 1 | 5.7118
2016-05-20 05:00 | 0 | 0 | 0
2016-05-20 06:00 | 0 | 0 | 0
2016-05-20 07:00 | 0 | 0 | 0
2016-05-20 08:00 | 0 | 0 | 0
2016-05-20 09:00 | 30 | 2 | 15.594
2016-05-20 10:00 | 30 | 2 | 15.594
2016-05-20 11:00 | 30 | 2 | 15.594
2016-05-20 12:00 | 15 | 1 | 7.797
2016-05-20 13:00 | 15 | 1 | 7.797
2016-05-20 14:00 | 22.5 | 2 | 12.0465
2016-05-20 15:00 | 15 | 1 | 7.797
2016-05-20 16:00 | 14.7165 | 1 | 7.6629
2016-05-20 17:00 | 30 | 2 | 15.594
2016-05-20 18:00 | 30 | 2 | 15.594
2016-05-20 19:00 | 30 | 2 | 15.594
2016-05-20 20:00 | 0 | 0 | 0
2016-05-20 21:00 | 0 | 0 | 0
2016-05-20 22:00 | 0 | 0 | 0
2016-05-20 23:00 | 0 | 0 | 0
2016-05-21 | 13.1684 | 1 | 6.9307
2016-05-21 01:00 | 12.9592 | 1 | 6.8317
2016-05-21 02:00 | 12.6439 | 1 | 6.6826
2016-05-21 03:00 | 12.2233 | 1 | 6.4836
2016-05-21 04:00 | 11.8428 | 1 | 6.3036
2016-05-21 05:00 | 0 | 0 | 0
2016-05-21 06:00 | 0 | 0 | 0
2016-05-21 07:00 | 0 | 0 | 0
2016-05-21 08:00 | 0 | 0 | 0
2016-05-21 09:00 | 30 | 2 | 15.594
2016-05-21 10:00 | 30 | 2 | 15.594
2016-05-21 11:00 | 30 | 2 | 15.594
2016-05-21 12:00 | 23.4638 | 2 | 12.5024
2016-05-21 13:00 | 22.783 | 2 | 12.1804
2016-05-21 14:00 | 12.5856 | 1 | 6.655
2016-05-21 15:00 | 15 | 1 | 7.797
2016-05-21 16:00 | 15 | 1 | 7.797
2016-05-21 17:00 | 30 | 2 | 15.594
2016-05-21 18:00 | 30 | 2 | 15.594
2016-05-21 19:00 | 30 | 2 | 15.594
2016-05-21 20:00 | 0 | 0 | 0
2016-05-21 21:00 | 0 | 0 | 0
2016-05-21 22:00 | 0 | 0 | 0
2016-05-21 23:00 | 0 | 0 | 0
2016-05-22 | 11.5647 | 1 | 6.1721
2016-05-22 01:00 | 10.8409 | 1 | 5.8297
2016-05-22 02:00 | 10.1794 | 1 | 5.5169
2016-05-22 03:00 | 9.4317 | 1 | 5.1632
2016-05-22 04:00 | 8.5639 | 1 | 4.7527
2016-05-22 05:00 | 0 | 0 | 0
2016-05-22 06:00 | 0 | 0 | 0
2016-05-22 07:00 | 0 | 0 | 0
2016-05-22 08:00 | 0 | 0 | 0
2016-05-22 09:00 | 30 | 2 | 15.594
2016-05-22 10:00 | 30 | 2 | 15.594
2016-05-22 11:00 | 30 | 2 | 15.594
2016-05-22 12:00 | 23.212 | 2 | 12.3833
2016-05-22 13:00 | 15 | 1 | 7.797
2016-05-22 14:00 | 22.5 | 2 | 12.0465
2016-05-22 15:00 | 14.8185 | 1 | 7.7112
2016-05-22 16:00 | 13.3888 | 1 | 7.0349
2016-05-22 17:00 | 30 | 2 | 15.594
2016-05-22 18:00 | 30 | 2 | 15.594
2016-05-22 19:00 | 30 | 2 | 15.594
2016-05-22 20:00 | 0 | 0 | 0
2016-05-22 21:00 | 0 | 0 | 0
2016-05-22 22:00 | 0 | 0 | 0
2016-05-22 23:00 | 0 | 0 | 0
2016-05-23 | 13.4317 | 1 | 7.0552
2016-05-23 01:00 | 12.818 | 1 | 6.7649
2016-05-23 02:00 | 12.4579 | 1 | 6.5946
2016-05-23 03:00 | 12.3188 | 1 | 6.5288
2016-05-23 04:00 | 11.8133 | 1 | 6.2897
2016-05-23 05:00 | 0 | 0 | 0
2016-05-23 06:00 | 0 | 0 | 0
2016-05-23 07:00 | 0 | 0 | 0
2016-05-23 08:00 | 0 | 0 | 0
2016-05-23 09:00 | 30 | 2 | 15.594
2016-05-23 10:00 | 30 | 2 | 15.594
2016-05-23 11:00 | 30 | 2 | 15.594
2016-05-23 12:00 | 15 | 1 | 7.797
2016-05-23 13:00 | 15 | 1 | 7.797
2016-05-23 14:00 | 22.5 | 2 | 12.0465
2016-05-23 15:00 | 15 | 1 | 7.797
2016-05-23 16:00 | 15 | 1 | 7.797
2016-05-23 17:00 | 30 | 2 | 15.594
2016-05-23 18:00 | 30 | 2 | 15.594
2016-05-23 19:00 | 30 | 2 | 15.594
2016-05-23 20:00 | 0 | 0 | 0
2016-05-23 21:00 | 0 | 0 | 0
2016-05-23 22:00 | 0 | 0 | 0
2016-05-23 23:00 | 0 | 0 | 0
2016-05-24 | 14.0201 | 1 | 7.3335
2016-05-24 01:00 | 13.6887 | 1 | 7.1767
2016-05-24 02:00 | 13.5209 | 1 | 7.0974
2016-05-24 03:00 | 13.2386 | 1 | 6.9639
2016-05-24 04:00 | 12.8482 | 1 | 6.7792
2016-05-24 05:00 | 0 | 0 | 0
2016-05-24 06:00 | 0 | 0 | 0
2016-05-24 07:00 | 0 | 0 | 0
2016-05-24 08:00 | 0 | 0 | 0
2016-05-24 09:00 | 30 | 2 | 15.594
2016-05-24 10:00 | 30 | 2 | 15.594
2016-05-24 11:00 | 30 | 2 | 15.594
2016-05-24 12:00 | 15 | 1 | 7.797
2016-05-24 13:00 | 15 | 1 | 7.797
2016-05-24 14:00 | 22.5 | 2 | 12.0465
2016-05-24 15:00 | 15 | 1 | 7.797
2016-05-24 16:00 | 14.9298 | 1 | 7.7638
2016-05-24 17:00 | 30 | 2 | 15.594
2016-05-24 18:00 | 30 | 2 | 15.594
2016-05-24 19:00 | 30 | 2 | 15.594
2016-05-24 20:00 | 0 | 0 | 0
2016-05-24 21:00 | 0 | 0 | 0
2016-05-24 22:00 | 0 | 0 | 0
2016-05-24 23:00 | 0 | 0 | 0
2016-05-25 | 12.8314 | 1 | 6.7712
2016-05-25 01:00 | 12.0338 | 1 | 6.394
2016-05-25 02:00 | 11.4812 | 1 | 6.1326
2016-05-25 03:00 | 11.0459 | 1 | 5.9267
2016-05-25 04:00 | 10.4308 | 1 | 5.6358
2016-05-25 05:00 | 0 | 0 | 0
2016-05-25 06:00 | 0 | 0 | 0
2016-05-25 07:00 | 0 | 0 | 0
2016-05-25 08:00 | 0 | 0 | 0
2016-05-25 09:00 | 30 | 2 | 15.594
2016-05-25 10:00 | 30 | 2 | 15.594
2016-05-25 11:00 | 30 | 2 | 15.594
2016-05-25 12:00 | 15 | 1 | 7.797
2016-05-25 13:00 | 15 | 1 | 7.797
2016-05-25 14:00 | 22.5 | 2 | 12.0465
2016-05-25 15:00 | 14.4433 | 1 | 7.5337
2016-05-25 16:00 | 13.355 | 1 | 7.0189
2016-05-25 17:00 | 30 | 2 | 15.594
2016-05-25 18:00 | 30 | 2 | 15.594
2016-05-25 19:00 | 30 | 2 | 15.594
2016-05-25 20:00 | 0 | 0 | 0
2016-05-25 21:00 | 0 | 0 | 0
2016-05-25 22:00 | 0 | 0 | 0
2016-05-25 23:00 | 0 | 0 | 0
2016-05-26 | 14.3136 | 1 | 7.4723
2016-05-26 01:00 | 13.3819 | 1 | 7.0316
2016-05-26 02:00 | 12.6011 | 1 | 6.6623
2016-05-26 03:00 | 11.8765 | 1 | 6.3196
2016-05-26 04:00 | 11.1828 | 1 | 5.9915
2016-05-26 05:00 | 0 | 0 | 0
2016-05-26 06:00 | 0 | 0 | 0
2016-05-26 07:00 | 0 | 0 | 0
2016-05-26 08:00 | 0 | 0 | 0
2016-05-26 09:00 | 30 | 2 | 15.594
2016-05-26 10:00 | 30 | 2 | 15.594
2016-05-26 11:00 | 30 | 2 | 15.594
2016-05-26 12:00 | 15 | 1 | 7.797
2016-05-26 13:00 | 15 | 1 | 7.797
2016-05-26 14:00 | 22.5 | 2 | 12.0465
2016-05-26 15:00 | 14.8914 | 1 | 7.7457
2016-05-26 16:00 | 13.8147 | 1 | 7.2364
2016-05-26 17:00 | 30 | 2 | 15.594
2016-05-26 18:00 | 30 | 2 | 15.594
2016-05-26 19:00 | 30 | 2 | 15.594
2016-05-26 20:00 | 0 | 0 | 0
2016-05-26 21:00 | 0 | 0 | 0
2016-05-26 22:00 | 0 | 0 | 0
2016-05-26 23:00 | 0 | 0 | 0
2016-05-27 | 14.5811 | 1 | 7.5989
2016-05-27 01:00 | 14.0573 | 1 | 7.3511
2016-05-27 02:00 | 13.365 | 1 | 7.0236
2016-05-27 03:00 | 12.6411 | 1 | 6.6812
2016-05-27 04:00 | 12.0576 | 1 | 6.4053
2016-05-27 05:00 | 0 | 0 | 0
2016-05-27 06:00 | 0 | 0 | 0
2016-05-27 07:00 | 0 | 0 | 0
2016-05-27 08:00 | 0 | 0 | 0
2016-05-27 09:00 | 30 | 2 | 15.594
2016-05-27 10:00 | 30 | 2 | 15.594
2016-05-27 11:00 | 30 | 2 | 15.594
2016-05-27 12:00 | 15 | 1 | 7.797
2016-05-27 13:00 | 15 | 1 | 7.797
2016-05-27 14:00 | 22.5 | 2 | 12.0465
2016-05-27 15:00 | 15 | 1 | 7.797
2016-05-27 16:00 | 15 | 1 | 7.797
2016-05-27 17:00 | 30 | 2 | 15.594
2016-05-27 18:00 | 30 | 2 | 15.594
2016-05-27 19:00 | 30 | 2 | 15.594
2016-05-27 20:00 | 0 | 0 | 0
2016-05-27 21:00 | 0 | 0 | 0
2016-05-27 22:00 | 0 | 0 | 0
2016-05-27 23:00 | 0 | 0 | 0
2016-05-28 | 12.1433 | 1 | 6.4458
2016-05-28 01:00 | 11.6771 | 1 | 6.2253
2016-05-28 02:00 | 10.8865 | 1 | 5.8513
2016-05-28 03:00 | 10.0636 | 1 | 5.4621
2016-05-28 04:00 | 9.4485 | 1 | 5.1712
2016-05-28 05:00 | 0 | 0 | 0
2016-05-28 06:00 | 0 | 0 | 0
2016-05-28 07:00 | 0 | 0 | 0
2016-05-28 08:00 | 0 | 0 | 0
2016-05-28 09:00 | 30 | 2 | 15.594
2016-05-28 10:00 | 30 | 2 | 15.594
2016-05-28 11:00 | 30 | 2 | 15.594
2016-05-28 12:00 | 23.3855 | 2 | 12.4653
2016-05-28 13:00 | 15 | 1 | 7.797
2016-05-28 14:00 | 15 | 1 | 7.797
2016-05-28 15:00 | 15 | 1 | 7.797
2016-05-28 16:00 | 15 | 1 | 7.797
2016-05-28 17:00 | 30 | 2 | 15.594
2016-05-28 18:00 | 30 | 2 | 15.594
2016-05-28 19:00 | 30 | 2 | 15.594
2016-05-28 20:00 | 0 | 0 | 0
2016-05-28 21:00 | 0 | 0 | 0
2016-05-28 22:00 | 0 | 0 | 0
2016-05-28 23:00 | 0 | 0 | 0
2016-05-29 | 11.8779 | 1 | 6.3202
2016-05-29 01:00 | 11.1056 | 1 | 5.9549
2016-05-29 02:00 | 10.487 | 1 | 5.6623
2016-05-29 03:00 | 9.9499 | 1 | 5.4083
2016-05-29 04:00 | 9.6079 | 1 | 5.2465
2016-05-29 05:00 | 0 | 0 | 0
2016-05-29 06:00 | 0 | 0 | 0
2016-05-29 07:00 | 0 | 0 | 0
2016-05-29 08:00 | 0 | 0 | 0
2016-05-29 09:00 | 30 | 2 | 15.594
2016-05-29 10:00 | 30 | 2 | 15.594
2016-05-29 11:00 | 30 | 2 | 15.594
2016-05-29 12:00 | 24.3149 | 2 | 12.9049
2016-05-29 13:00 | 22.5398 | 2 | 12.0653
2016-05-29 14:00 | 14.454 | 1 | 7.5387
2016-05-29 15:00 | 15 | 1 | 7.797
2016-05-29 16:00 | 15 | 1 | 7.797
2016-05-29 17:00 | 30 | 2 | 15.594
2016-05-29 18:00 | 30 | 2 | 15.594
2016-05-29 19:00 | 30 | 2 | 15.594
2016-05-29 20:00 | 0 | 0 | 0
2016-05-29 21:00 | 0 | 0 | 0
2016-05-29 22:00 | 0 | 0 | 0
2016-05-29 23:00 | 0 | 0 | 0
2016-05-30 | 11.88 | 1 | 6.3212
2016-05-30 01:00 | 10.8423 | 1 | 5.8304
2016-05-30 02:00 | 10.1991 | 1 | 5.5262
2016-05-30 03:00 | 9.6592 | 1 | 5.2708
2016-05-30 04:00 | 9.3692 | 1 | 5.1336
2016-05-30 05:00 | 0 | 0 | 0
2016-05-30 06:00 | 0 | 0 | 0
2016-05-30 07:00 | 0 | 0 | 0
2016-05-30 08:00 | 0 | 0 | 0
2016-05-30 09:00 | 30 | 2 | 15.594
2016-05-30 10:00 | 30 | 2 | 15.594
2016-05-30 11:00 | 30 | 2 | 15.594
2016-05-30 12:00 | 22.5045 | 2 | 12.0486
2016-05-30 13:00 | 15 | 1 | 7.797
2016-05-30 14:00 | 15 | 1 | 7.797
2016-05-30 15:00 | 15 | 1 | 7.797
2016-05-30 16:00 | 14.553 | 1 | 7.5856
2016-05-30 17:00 | 30 | 2 | 15.594
2016-05-30 18:00 | 30 | 2 | 15.594
2016-05-30 19:00 | 30 | 2 | 15.594
2016-05-30 20:00 | 0 | 0 | 0
2016-05-30 21:00 | 0 | 0 | 0
2016-05-30 22:00 | 0 | 0 | 0
2016-05-30 23:00 | 0 | 0 | 0
2016-05-31 | 12.691 | 1 | 6.7048
2016-05-31 01:00 | 12.0429 | 1 | 6.3983
2016-05-31 02:00 | 11.4861 | 1 | 6.1349
2016-05-31 03:00 | 10.9665 | 1 | 5.8892
2016-05-31 04:00 | 10.3901 | 1 | 5.6165
2016-05-31 05:00 | 0 | 0 | 0
2016-05-31 06:00 | 0 | 0 | 0
2016-05-31 07:00 | 0 | 0 | 0
2016-05-31 08:00 | 0 | 0 | 0
2016-05-31 09:00 | 30 | 2 | 15.594
2016-05-31 10:00 | 30 | 2 | 15.594
2016-05-31 11:00 | 30 | 2 | 15.594
2016-05-31 12:00 | 22.9795 | 2 | 12.2733
2016-05-31 13:00 | 15 | 1 | 7.797
2016-05-31 14:00 | 22.5 | 2 | 12.0465
2016-05-31 15:00 | 15 | 1 | 7.797
2016-05-31 16:00 | 14.662 | 1 | 7.6371
2016-05-31 17:00 | 30 | 2 | 15.594
2016-05-31 18:00 | 30 | 2 | 15.594
2016-05-31 19:00 | 30 | 2 | 15.594
2016-05-31 20:00 | 0 | 0 | 0
2016-05-31 21:00 | 0 | 0 | 0
2016-05-31 22:00 | 0 | 0 | 0
2016-05-31 23:00 | 0 | 0 | 0
2016-06-01 | 13.3945 | 1 | 7.0376
2016-06-01 01:00 | 12.4298 | 1 | 6.5813
2016-06-01 02:00 | 11.51 | 1 | 6.1462
2016-06-01 03:00 | 10.7299 | 1 | 5.7772
2016-06-01 04:00 | 10.1724 | 1 | 5.5136
2016-06-01 05:00 | 0 | 0 | 0
2016-06-01 06:00 | 0 | 0 | 0
2016-06-01 07:00 | 0 | 0 | 0
2016-06-01 08:00 | 0 | 0 | 0
2016-06-01 09:00 | 30 | 2 | 15.594
2016-06-01 10:00 | 30 | 2 | 15.594
2016-06-01 11:00 | 30 | 2 | 15.594
2016-06-01 12:00 | 22.9534 | 2 | 12.261
2016-06-01 13:00 | 15 | 1 | 7.797
2016-06-01 14:00 | 22.5 | 2 | 12.0465
2016-06-01 15:00 | 15 | 1 | 7.797
2016-06-01 16:00 | 14.7541 | 1 | 7.6807
2016-06-01 17:00 | 30 | 2 | 15.594
2016-06-01 18:00 | 30 | 2 | 15.594
2016-06-01 19:00 | 30 | 2 | 15.594
2016-06-01 20:00 | 0 | 0 | 0
2016-06-01 21:00 | 0 | 0 | 0
2016-06-01 22:00 | 0 | 0 | 0
2016-06-01 23:00 | 0 | 0 | 0
2016-06-02 | 12.4227 | 1 | 6.578
2016-06-02 01:00 | 11.7796 | 1 | 6.2737
2016-06-02 02:00 | 11.1343 | 1 | 5.9685
2016-06-02 03:00 | 10.5747 | 1 | 5.7039
2016-06-02 04:00 | 10.1191 | 1 | 5.4883
2016-06-02 05:00 | 0 | 0 | 0
2016-06-02 06:00 | 0 | 0 | 0
2016-06-02 07:00 | 0 | 0 | 0
2016-06-02 08:00 | 0 | 0 | 0
2016-06-02 09:00 | 30 | 2 | 15.594
2016-06-02 10:00 | 30 | 2 | 15.594
2016-06-02 11:00 | 30 | 2 | 15.594
2016-06-02 12:00 | 24.2558 | 2 | 12.877
2016-06-02 13:00 | 15 | 1 | 7.797
2016-06-02 14:00 | 15 | 1 | 7.797
2016-06-02 15:00 | 15 | 1 | 7.797
2016-06-02 16:00 | 15 | 1 | 7.797
2016-06-02 17:00 | 30 | 2 | 15.594
2016-06-02 18:00 | 30 | 2 | 15.594
2016-06-02 19:00 | 30 | 2 | 15.594
2016-06-02 20:00 | 0 | 0 | 0
2016-06-02 21:00 | 0 | 0 | 0
2016-06-02 22:00 | 0 | 0 | 0
2016-06-02 23:00 | 0 | 0 | 0
2016-06-03 | 12.21 | 1 | 6.4773
2016-06-03 01:00 | 11.3267 | 1 | 6.0595
2016-06-03 02:00 | 10.5993 | 1 | 5.7155
2016-06-03 03:00 | 10.2799 | 1 | 5.5644
2016-06-03 04:00 | 10.0797 | 1 | 5.4697
2016-06-03 05:00 | 0 | 0 | 0
2016-06-03 06:00 | 0 | 0 | 0
2016-06-03 07:00 | 0 | 0 | 0
2016-06-03 08:00 | 0 | 0 | 0
2016-06-03 09:00 | 30 | 2 | 15.594
2016-06-03 10:00 | 30 | 2 | 15.594
2016-06-03 11:00 | 30 | 2 | 15.594
2016-06-03 12:00 | 24.8874 | 2 | 13.1757
2016-06-03 13:00 | 23.2504 | 2 | 12.4014
2016-06-03 14:00 | 13.4801 | 1 | 7.0781
2016-06-03 15:00 | 15 | 1 | 7.797
2016-06-03 16:00 | 15 | 1 | 7.797
2016-06-03 17:00 | 30 | 2 | 15.594
2016-06-03 18:00 | 30 | 2 | 15.594
2016-06-03 19:00 | 30 | 2 | 15.594
2016-06-03 20:00 | 0 | 0 | 0
2016-06-03 21:00 | 0 | 0 | 0
2016-06-03 22:00 | 0 | 0 | 0
2016-06-03 23:00 | 0 | 0 | 0
2016-06-04 | 11.7782 | 1 | 6.2731
2016-06-04 01:00 | 10.9939 | 1 | 5.9021
2016-06-04 02:00 | 10.442 | 1 | 5.6411
2016-06-04 03:00 | 10.4154 | 1 | 5.6285
2016-06-04 04:00 | 10.1535 | 1 | 5.5046
2016-06-04 05:00 | 0 | 0 | 0
2016-06-04 06:00 | 0 | 0 | 0
2016-06-04 07:00 | 0 | 0 | 0
2016-06-04 08:00 | 0 | 0 | 0
2016-06-04 09:00 | 30 | 2 | 15.594
2016-06-04 10:00 | 30 | 2 | 15.594
2016-06-04 11:00 | 30 | 2 | 15.594
2016-06-04 12:00 | 26.0992 | 2 | 13.7489
2016-06-04 13:00 | 24.0209 | 2 | 12.7659
2016-06-04 14:00 | 13.94 | 1 | 7.2956
2016-06-04 15:00 | 15 | 1 | 7.797
2016-06-04 16:00 | 15 | 1 | 7.797
2016-06-04 17:00 | 30 | 2 | 15.594
2016-06-04 18:00 | 30 | 2 | 15.594
2016-06-04 19:00 | 30 | 2 | 15.594
2016-06-04 20:00 | 0 | 0 | 0
2016-06-04 21:00 | 0 | 0 | 0
2016-06-04 22:00 | 0 | 0 | 0
2016-06-04 23:00 | 0 | 0 | 0
2016-06-05 | 11.5865 | 1 | 6.1824
2016-06-05 01:00 | 10.6885 | 1 | 5.7577
2016-06-05 02:00 | 10.0481 | 1 | 5.4548
2016-06-05 03:00 | 9.4984 | 1 | 5.1947
2016-06-05 04:00 | 9.1733 | 1 | 5.041
2016-06-05 05:00 | 0 | 0 | 0
2016-06-05 06:00 | 0 | 0 | 0
2016-06-05 07:00 | 0 | 0 | 0
2016-06-05 08:00 | 0 | 0 | 0
2016-06-05 09:00 | 30 | 2 | 15.594
2016-06-05 10:00 | 30 | 2 | 15.594
2016-06-05 11:00 | 30 | 2 | 15.594
2016-06-05 12:00 | 15 | 1 | 7.797
2016-06-05 13:00 | 15 | 1 | 7.797
2016-06-05 14:00 | 22.5 | 2 | 12.0465
2016-06-05 15:00 | 15 | 1 | 7.797
2016-06-05 16:00 | 15 | 1 | 7.797
2016-06-05 17:00 | 30 | 2 | 15.594
2016-06-05 18:00 | 30 | 2 | 15.594
2016-06-05 19:00 | 30 | 2 | 15.594
2016-06-05 20:00 | 0 | 0 | 0
2016-06-05 21:00 | 0 | 0 | 0
2016-06-05 22:00 | 0 | 0 | 0
2016-06-05 23:00 | 0 | 0 | 0
2016-06-06 | 12.4094 | 1 | 6.5716
2016-06-06 01:00 | 11.8028 | 1 | 6.2847
2016-06-06 02:00 | 11.2228 | 1 | 6.0104
2016-06-06 03:00 | 10.8493 | 1 | 5.8337
2016-06-06 04:00 | 10.645 | 1 | 5.7371
2016-06-06 05:00 | 0 | 0 | 0
2016-06-06 06:00 | 0 | 0 | 0
2016-06-06 07:00 | 0 | 0 | 0
2016-06-06 08:00 | 0 | 0 | 0
2016-06-06 09:00 | 30 | 2 | 15.594
2016-06-06 10:00 | 30 | 2 | 15.594
2016-06-06 11:00 | 30 | 2 | 15.594
2016-06-06 12:00 | 22.9012 | 2 | 12.2363
2016-06-06 13:00 | 15 | 1 | 7.797
2016-06-06 14:00 | 22.5 | 2 | 12.0465
2016-06-06 15:00 | 15 | 1 | 7.797
2016-06-06 16:00 | 15 | 1 | 7.797
2016-06-06 17:00 | 30 | 2 | 15.594
2016-06-06 18:00 | 30 | 2 | 15.594
2016-06-06 19:00 | 30 | 2 | 15.594
2016-06-06 20:00 | 0 | 0 | 0
2016-06-06 21:00 | 0 | 0 | 0
2016-06-06 22:00 | 0 | 0 | 0
2016-06-06 23:00 | 0 | 0 | 0
2016-06-07 | 13.4219 | 1 | 7.0505
2016-06-07 01:00 | 12.6011 | 1 | 6.6623
2016-06-07 02:00 | 11.8954 | 1 | 6.3285
2016-06-07 03:00 | 11.2095 | 1 | 6.0041
2016-06-07 04:00 | 10.5396 | 1 | 5.6872
2016-06-07 05:00 | 0 | 0 | 0
2016-06-07 06:00 | 0 | 0 | 0
2016-06-07 07:00 | 0 | 0 | 0
2016-06-07 08:00 | 0 | 0 | 0
2016-06-07 09:00 | 30 | 2 | 15.594
2016-06-07 10:00 | 30 | 2 | 15.594
2016-06-07 11:00 | 30 | 2 | 15.594
2016-06-07 12:00 | 22.8099 | 2 | 12.1931
2016-06-07 13:00 | 15 | 1 | 7.797
2016-06-07 14:00 | 15 | 1 | 7.797
2016-06-07 15:00 | 15 | 1 | 7.797
2016-06-07 16:00 | 15 | 1 | 7.797
2016-06-07 17:00 | 30 | 2 | 15.594
2016-06-07 18:00 | 30 | 2 | 15.594
2016-06-07 19:00 | 30 | 2 | 15.594
2016-06-07 20:00 | 0 | 0 | 0
2016-06-07 21:00 | 0 | 0 | 0
2016-06-07 22:00 | 0 | 0 | 0
2016-06-07 23:00 | 0 | 0 | 0
2016-06-08 | 10.8289 | 1 | 5.8241
2016-06-08 01:00 | 9.9779 | 1 | 5.4216
2016-06-08 02:00 | 9.4085 | 1 | 5.1522
2016-06-08 03:00 | 9.0392 | 1 | 4.9775
2016-06-08 04:00 | 8.6825 | 1 | 4.8088
2016-06-08 05:00 | 0 | 0 | 0
2016-06-08 06:00 | 0 | 0 | 0
2016-06-08 07:00 | 0 | 0 | 0
2016-06-08 08:00 | 0 | 0 | 0
2016-06-08 09:00 | 30 | 2 | 15.594
2016-06-08 10:00 | 30 | 2 | 15.594
2016-06-08 11:00 | 30 | 2 | 15.594
2016-06-08 12:00 | 24.836 | 2 | 13.1514
2016-06-08 13:00 | 15 | 1 | 7.797
2016-06-08 14:00 | 15 | 1 | 7.797
2016-06-08 15:00 | 15 | 1 | 7.797
2016-06-08 16:00 | 15 | 1 | 7.797
2016-06-08 17:00 | 30 | 2 | 15.594
2016-06-08 18:00 | 30 | 2 | 15.594
2016-06-08 19:00 | 30 | 2 | 15.594
2016-06-08 20:00 | 0 | 0 | 0
2016-06-08 21:00 | 0 | 0 | 0
2016-06-08 22:00 | 0 | 0 | 0
2016-06-08 23:00 | 0 | 0 | 0
2016-06-09 | 11.1849 | 1 | 5.9925
2016-06-09 01:00 | 10.4119 | 1 | 5.6268
2016-06-09 02:00 | 9.782 | 1 | 5.3289
2016-06-09 03:00 | 9.1986 | 1 | 5.0529
2016-06-09 04:00 | 8.4311 | 1 | 4.6899
2016-06-09 05:00 | 0 | 0 | 0
2016-06-09 06:00 | 0 | 0 | 0
2016-06-09 07:00 | 0 | 0 | 0
2016-06-09 08:00 | 0 | 0 | 0
2016-06-09 09:00 | 30 | 2 | 15.594
2016-06-09 10:00 | 30 | 2 | 15.594
2016-06-09 11:00 | 30 | 2 | 15.594
2016-06-09 12:00 | 23.8367 | 2 | 12.6788
2016-06-09 13:00 | 15 | 1 | 7.797
2016-06-09 14:00 | 22.5 | 2 | 12.0465
2016-06-09 15:00 | 15 | 1 | 7.797
2016-06-09 16:00 | 14.444 | 1 | 7.534
2016-06-09 17:00 | 30 | 2 | 15.594
2016-06-09 18:00 | 30 | 2 | 15.594
2016-06-09 19:00 | 30 | 2 | 15.594
2016-06-09 20:00 | 0 | 0 | 0
2016-06-09 21:00 | 0 | 0 | 0
2016-06-09 22:00 | 0 | 0 | 0
2016-06-09 23:00 | 0 | 0 | 0
2016-06-10 | 10.7973 | 1 | 5.8091
2016-06-10 01:00 | 10.0369 | 1 | 5.4495
2016-06-10 02:00 | 9.9133 | 1 | 5.391
2016-06-10 03:00 | 10.661 | 1 | 5.7447
2016-06-10 04:00 | 10.898 | 1 | 5.8568
2016-06-10 05:00 | 0 | 0 | 0
2016-06-10 06:00 | 0 | 0 | 0
2016-06-10 07:00 | 0 | 0 | 0
2016-06-10 08:00 | 0 | 0 | 0
2016-06-10 09:00 | 30 | 2 | 15.594
2016-06-10 10:00 | 30 | 2 | 15.594
2016-06-10 11:00 | 30 | 2 | 15.594
2016-06-10 12:00 | 24.3601 | 2 | 12.9263
2016-06-10 13:00 | 15 | 1 | 7.797
2016-06-10 14:00 | 22.5 | 2 | 12.0465
2016-06-10 15:00 | 15 | 1 | 7.797
2016-06-10 16:00 | 14.5377 | 1 | 7.5783
2016-06-10 17:00 | 30 | 2 | 15.594
2016-06-10 18:00 | 30 | 2 | 15.594
2016-06-10 19:00 | 30 | 2 | 15.594
2016-06-10 20:00 | 0 | 0 | 0
2016-06-10 21:00 | 0 | 0 | 0
2016-06-10 22:00 | 0 | 0 | 0
2016-06-10 23:00 | 0 | 0 | 0
2016-06-11 | 12.0998 | 1 | 6.4252
2016-06-11 01:00 | 11.2586 | 1 | 6.0273
2016-06-11 02:00 | 10.5326 | 1 | 5.6839
2016-06-11 03:00 | 10.0334 | 1 | 5.4478
2016-06-11 04:00 | 9.643 | 1 | 5.2631
2016-06-11 05:00 | 0 | 0 | 0
2016-06-11 06:00 | 0 | 0 | 0
2016-06-11 07:00 | 0 | 0 | 0
2016-06-11 08:00 | 0 | 0 | 0
2016-06-11 09:00 | 30 | 2 | 15.594
2016-06-11 10:00 | 30 | 2 | 15.594
2016-06-11 11:00 | 30 | 2 | 15.594
2016-06-11 12:00 | 22.6948 | 2 | 12.1386
2016-06-11 13:00 | 15 | 1 | 7.797
2016-06-11 14:00 | 22.5 | 2 | 12.0465
2016-06-11 15:00 | 15 | 1 | 7.797
2016-06-11 16:00 | 15 | 1 | 7.797
2016-06-11 17:00 | 30 | 2 | 15.594
2016-06-11 18:00 | 30 | 2 | 15.594
2016-06-11 19:00 | 30 | 2 | 15.594
2016-06-11 20:00 | 0 | 0 | 0
2016-06-11 21:00 | 0 | 0 | 0
2016-06-11 22:00 | 0 | 0 | 0
2016-06-11 23:00 | 0 | 0 | 0
2016-06-12 | 12.1335 | 1 | 6.4411
2016-06-12 01:00 | 11.4356 | 1 | 6.111
2016-06-12 02:00 | 11.0719 | 1 | 5.939
2016-06-12 03:00 | 10.8893 | 1 | 5.8526
2016-06-12 04:00 | 10.5614 | 1 | 5.6975
2016-06-12 05:00 | 0 | 0 | 0
2016-06-12 06:00 | 0 | 0 | 0
2016-06-12 07:00 | 0 | 0 | 0
2016-06-12 08:00 | 0 | 0 | 0
2016-06-12 09:00 | 30 | 2 | 15.594
2016-06-12 10:00 | 30 | 2 | 15.594
2016-06-12 11:00 | 30 | 2 | 15.594
2016-06-12 12:00 | 22.9803 | 2 | 12.2737
2016-06-12 13:00 | 15 | 1 | 7.797
2016-06-12 14:00 | 14.4371 | 1 | 7.5308
2016-06-12 15:00 | 15 | 1 | 7.797
2016-06-12 16:00 | 15 | 1 | 7.797
2016-06-12 17:00 | 30 | 2 | 15.594
2016-06-12 18:00 | 30 | 2 | 15.594
2016-06-12 19:00 | 30 | 2 | 15.594
2016-06-12 20:00 | 0 | 0 | 0
2016-06-12 21:00 | 0 | 0 | 0
2016-06-12 22:00 | 0 | 0 | 0
2016-06-12 23:00 | 0 | 0 | 0
2016-06-13 | 11.6553 | 1 | 6.215
2016-06-13 01:00 | 11.2881 | 1 | 6.0413
2016-06-13 02:00 | 10.7903 | 1 | 5.8058
2016-06-13 03:00 | 10.1289 | 1 | 5.493
2016-06-13 04:00 | 9.2625 | 1 | 5.0831
2016-06-13 05:00 | 0 | 0 | 0
2016-06-13 06:00 | 0 | 0 | 0
2016-06-13 07:00 | 0 | 0 | 0
2016-06-13 08:00 | 0 | 0 | 0
2016-06-13 09:00 | 30 | 2 | 15.594
2016-06-13 10:00 | 30 | 2 | 15.594
2016-06-13 11:00 | 30 | 2 | 15.594
2016-06-13 12:00 | 25.3217 | 2 | 13.3812
2016-06-13 13:00 | 23.11 | 2 | 12.335
2016-06-13 14:00 | 14.0868 | 1 | 7.3651
2016-06-13 15:00 | 15 | 1 | 7.797
2016-06-13 16:00 | 15 | 1 | 7.797
2016-06-13 17:00 | 30 | 2 | 15.594
2016-06-13 18:00 | 30 | 2 | 15.594
2016-06-13 19:00 | 30 | 2 | 15.594
2016-06-13 20:00 | 0 | 0 | 0
2016-06-13 21:00 | 0 | 0 | 0
2016-06-13 22:00 | 0 | 0 | 0
2016-06-13 23:00 | 0 | 0 | 0
2016-06-14 | 9.9976 | 1 | 5.4309
2016-06-14 01:00 | 9.4738 | 1 | 5.1831
2016-06-14 02:00 | 9.1178 | 1 | 5.0147
2016-06-14 03:00 | 8.6825 | 1 | 4.8088
2016-06-14 04:00 | 7.9397 | 1 | 4.4575
2016-06-14 05:00 | 0 | 0 | 0
2016-06-14 06:00 | 0 | 0 | 0
2016-06-14 07:00 | 0 | 0 | 0
2016-06-14 08:00 | 0 | 0 | 0
2016-06-14 09:00 | 30 | 2 | 15.594
2016-06-14 10:00 | 30 | 2 | 15.594
2016-06-14 11:00 | 30 | 2 | 15.594
2016-06-14 12:00 | 25.192 | 2 | 13.3198
2016-06-14 13:00 | 23.7109 | 2 | 12.6192
2016-06-14 14:00 | 12.3308 | 1 | 6.5345
2016-06-14 15:00 | 15 | 1 | 7.797
2016-06-14 16:00 | 15 | 1 | 7.797
2016-06-14 17:00 | 30 | 2 | 15.594
2016-06-14 18:00 | 30 | 2 | 15.594
2016-06-14 19:00 | 30 | 2 | 15.594
2016-06-14 20:00 | 0 | 0 | 0
2016-06-14 21:00 | 0 | 0 | 0
2016-06-14 22:00 | 0 | 0 | 0
2016-06-14 23:00 | 0 | 0 | 0
2016-06-15 | 8.9964 | 1 | 4.9573
2016-06-15 01:00 | 8.4024 | 1 | 4.6763
2016-06-15 02:00 | 7.9305 | 1 | 4.4531
2016-06-15 03:00 | 7.5 | 1 | 4.2495
2016-06-15 04:00 | 7.5 | 1 | 4.2495
2016-06-15 05:00 | 0 | 0 | 0
2016-06-15 06:00 | 0 | 0 | 0
2016-06-15 07:00 | 0 | 0 | 0
2016-06-15 08:00 | 0 | 0 | 0
2016-06-15 09:00 | 30 | 2 | 15.594
2016-06-15 10:00 | 30 | 2 | 15.594
2016-06-15 11:00 | 30 | 2 | 15.594
2016-06-15 12:00 | 25.5443 | 2 | 13.4865
2016-06-15 13:00 | 15 | 1 | 7.797
2016-06-15 14:00 | 15 | 1 | 7.797
2016-06-15 15:00 | 15 | 1 | 7.797
2016-06-15 16:00 | 15 | 1 | 7.797
2016-06-15 17:00 | 30 | 2 | 15.594
2016-06-15 18:00 | 30 | 2 | 15.594
2016-06-15 19:00 | 30 | 2 | 15.594
2016-06-15 20:00 | 0 | 0 | 0
2016-06-15 21:00 | 0 | 0 | 0
2016-06-15 22:00 | 0 | 0 | 0
2016-06-15 23:00 | 0 | 0 | 0
2016-06-16 | 10.6316 | 1 | 5.7308
2016-06-16 01:00 | 9.6009 | 1 | 5.2432
2016-06-16 02:00 | 8.7899 | 1 | 4.8596
2016-06-16 03:00 | 8.0927 | 1 | 4.5299
2016-06-16 04:00 | 7.5 | 1 | 4.2495
2016-06-16 05:00 | 0 | 0 | 0
2016-06-16 06:00 | 0 | 0 | 0
2016-06-16 07:00 | 0 | 0 | 0
2016-06-16 08:00 | 0 | 0 | 0
2016-06-16 09:00 | 30 | 2 | 15.594
2016-06-16 10:00 | 30 | 2 | 15.594
2016-06-16 11:00 | 30 | 2 | 15.594
2016-06-16 12:00 | 25.7185 | 2 | 13.5689
2016-06-16 13:00 | 22.9457 | 2 | 12.2573
2016-06-16 14:00 | 14.3417 | 1 | 7.4856
2016-06-16 15:00 | 15 | 1 | 7.797
2016-06-16 16:00 | 15 | 1 | 7.797
2016-06-16 17:00 | 30 | 2 | 15.594
2016-06-16 18:00 | 30 | 2 | 15.594
2016-06-16 19:00 | 30 | 2 | 15.594
2016-06-16 20:00 | 0 | 0 | 0
2016-06-16 21:00 | 0 | 0 | 0
2016-06-16 22:00 | 0 | 0 | 0
2016-06-16 23:00 | 0 | 0 | 0
2016-06-17 | 11.1933 | 1 | 5.9964
2016-06-17 01:00 | 10.0868 | 1 | 5.473
2016-06-17 02:00 | 9.2133 | 1 | 5.0599
2016-06-17 03:00 | 8.4445 | 1 | 4.6962
2016-06-17 04:00 | 7.9432 | 1 | 4.4591
2016-06-17 05:00 | 0 | 0 | 0
2016-06-17 06:00 | 0 | 0 | 0
2016-06-17 07:00 | 0 | 0 | 0
2016-06-17 08:00 | 0 | 0 | 0
2016-06-17 09:00 | 30 | 2 | 15.594
2016-06-17 10:00 | 30 | 2 | 15.594
2016-06-17 11:00 | 30 | 2 | 15.594
2016-06-17 12:00 | 23.925 | 2 | 12.7205
2016-06-17 13:00 | 15 | 1 | 7.797
2016-06-17 14:00 | 15 | 1 | 7.797
2016-06-17 15:00 | 15 | 1 | 7.797
2016-06-17 16:00 | 15 | 1 | 7.797
2016-06-17 17:00 | 30 | 2 | 15.594
2016-06-17 18:00 | 30 | 2 | 15.594
2016-06-17 19:00 | 30 | 2 | 15.594
2016-06-17 20:00 | 0 | 0 | 0
2016-06-17 21:00 | 0 | 0 | 0
2016-06-17 22:00 | 0 | 0 | 0
2016-06-17 23:00 | 0 | 0 | 0
2016-06-18 | 11.4559 | 1 | 6.1206
2016-06-18 01:00 | 10.8746 | 1 | 5.8457
2016-06-18 02:00 | 10.3346 | 1 | 5.5903
2016-06-18 03:00 | 9.8221 | 1 | 5.3478
2016-06-18 04:00 | 9.2737 | 1 | 5.0885
2016-06-18 05:00 | 0 | 0 | 0
2016-06-18 06:00 | 0 | 0 | 0
2016-06-18 07:00 | 0 | 0 | 0
2016-06-18 08:00 | 0 | 0 | 0
2016-06-18 09:00 | 30 | 2 | 15.594
2016-06-18 10:00 | 30 | 2 | 15.594
2016-06-18 11:00 | 30 | 2 | 15.594
2016-06-18 12:00 | 23.2427 | 2 | 12.3978
2016-06-18 13:00 | 15 | 1 | 7.797
2016-06-18 14:00 | 22.5 | 2 | 12.0465
2016-06-18 15:00 | 14.6697 | 1 | 7.6407
2016-06-18 16:00 | 13.1946 | 1 | 6.9431
2016-06-18 17:00 | 30 | 2 | 15.594
2016-06-18 18:00 | 30 | 2 | 15.594
2016-06-18 19:00 | 30 | 2 | 15.594
2016-06-18 20:00 | 0 | 0 | 0
2016-06-18 21:00 | 0 | 0 | 0
2016-06-18 22:00 | 0 | 0 | 0
2016-06-18 23:00 | 0 | 0 | 0
2016-06-19 | 13.0434 | 1 | 6.8715
2016-06-19 01:00 | 12.1419 | 1 | 6.4451
2016-06-19 02:00 | 11.2446 | 1 | 6.0207
2016-06-19 03:00 | 10.5207 | 1 | 5.6783
2016-06-19 04:00 | 9.98 | 1 | 5.4226
2016-06-19 05:00 | 0 | 0 | 0
2016-06-19 06:00 | 0 | 0 | 0
2016-06-19 07:00 | 0 | 0 | 0
2016-06-19 08:00 | 0 | 0 | 0
2016-06-19 09:00 | 30 | 2 | 15.594
2016-06-19 10:00 | 30 | 2 | 15.594
2016-06-19 11:00 | 30 | 2 | 15.594
2016-06-19 12:00 | 23.1123 | 2 | 12.3361
2016-06-19 13:00 | 15 | 1 | 7.797
2016-06-19 14:00 | 15 | 1 | 7.797
2016-06-19 15:00 | 15 | 1 | 7.797
2016-06-19 16:00 | 15 | 1 | 7.797
2016-06-19 17:00 | 30 | 2 | 15.594
2016-06-19 18:00 | 30 | 2 | 15.594
2016-06-19 19:00 | 30 | 2 | 15.594
2016-06-19 20:00 | 0 | 0 | 0
2016-06-19 21:00 | 0 | 0 | 0
2016-06-19 22:00 | 0 | 0 | 0
2016-06-19 23:00 | 0 | 0 | 0
2016-06-20 | 12.62 | 1 | 6.6713
2016-06-20 01:00 | 9.3571 | 1 | 5.1279
2016-06-20 02:00 | 8.5252 | 1 | 4.7344
2016-06-20 03:00 | 8.6425 | 1 | 4.7899
2016-06-20 04:00 | 8.3237 | 1 | 4.6391
2016-06-20 05:00 | 0 | 0 | 0
2016-06-20 06:00 | 0 | 0 | 0
2016-06-20 07:00 | 0 | 0 | 0
2016-06-20 08:00 | 0 | 0 | 0
2016-06-20 09:00 | 30 | 2 | 15.594
2016-06-20 10:00 | 30 | 2 | 15.594
2016-06-20 11:00 | 30 | 2 | 15.594
2016-06-20 12:00 | 24.5612 | 2 | 13.0215
2016-06-20 13:00 | 15 | 1 | 7.797
2016-06-20 14:00 | 15 | 1 | 7.797
2016-06-20 15:00 | 15 | 1 | 7.797
2016-06-20 16:00 | 15 | 1 | 7.797
2016-06-20 17:00 | 30 | 2 | 15.594
2016-06-20 18:00 | 30 | 2 | 15.594
2016-06-20 19:00 | 30 | 2 | 15.594
2016-06-20 20:00 | 0 | 0 | 0
2016-06-20 21:00 | 0 | 0 | 0
2016-06-20 22:00 | 0 | 0 | 0
2016-06-20 23:00 | 0 | 0 | 0
2016-06-21 | 11.4004 | 1 | 6.0944
2016-06-21 01:00 | 10.3985 | 1 | 5.6205
2016-06-21 02:00 | 9.5812 | 1 | 5.2339
2016-06-21 03:00 | 8.8953 | 1 | 4.9095
2016-06-21 04:00 | 8.269 | 1 | 4.6132
2016-06-21 05:00 | 0 | 0 | 0
2016-06-21 06:00 | 0 | 0 | 0
2016-06-21 07:00 | 0 | 0 | 0
2016-06-21 08:00 | 0 | 0 | 0
2016-06-21 09:00 | 30 | 2 | 15.594
2016-06-21 10:00 | 30 | 2 | 15.594
2016-06-21 11:00 | 30 | 2 | 15.594
2016-06-21 12:00 | 24.8881 | 2 | 13.1761
2016-06-21 13:00 | 23.0662 | 2 | 12.3143
2016-06-21 14:00 | 13.6599 | 1 | 7.1631
2016-06-21 15:00 | 15 | 1 | 7.797
2016-06-21 16:00 | 15 | 1 | 7.797
2016-06-21 17:00 | 30 | 2 | 15.594
2016-06-21 18:00 | 30 | 2 | 15.594
2016-06-21 19:00 | 30 | 2 | 15.594
2016-06-21 20:00 | 0 | 0 | 0
2016-06-21 21:00 | 0 | 0 | 0
2016-06-21 22:00 | 0 | 0 | 0
2016-06-21 23:00 | 0 | 0 | 0
2016-06-22 | 11.634 | 1 | 6.2049
2016-06-22 01:00 | 9.2906 | 1 | 5.0964
2016-06-22 02:00 | 8.4894 | 1 | 4.7175
2016-06-22 03:00 | 7.7845 | 1 | 4.3841
2016-06-22 04:00 | 7.5 | 1 | 4.2495
2016-06-22 05:00 | 0 | 0 | 0
2016-06-22 06:00 | 0 | 0 | 0
2016-06-22 07:00 | 0 | 0 | 0
2016-06-22 08:00 | 0 | 0 | 0
2016-06-22 09:00 | 30 | 2 | 15.594
2016-06-22 10:00 | 30 | 2 | 15.594
2016-06-22 11:00 | 30 | 2 | 15.594
2016-06-22 12:00 | 26.6371 | 2 | 14.0034
2016-06-22 13:00 | 25.3371 | 2 | 13.3884
2016-06-22 14:00 | 10.7271 | 1 | 5.7759
2016-06-22 15:00 | 15 | 1 | 7.797
2016-06-22 16:00 | 15 | 1 | 7.797
2016-06-22 17:00 | 30 | 2 | 15.594
2016-06-22 18:00 | 30 | 2 | 15.594
2016-06-22 19:00 | 30 | 2 | 15.594
2016-06-22 20:00 | 0 | 0 | 0
2016-06-22 21:00 | 0 | 0 | 0
2016-06-22 22:00 | 0 | 0 | 0
2016-06-22 23:00 | 0 | 0 | 0
2016-06-23 | 11.0957 | 1 | 5.9503
2016-06-23 01:00 | 10.1401 | 1 | 5.4983
2016-06-23 02:00 | 9.4078 | 1 | 5.1519
2016-06-23 03:00 | 8.9318 | 1 | 4.9267
2016-06-23 04:00 | 8.4698 | 1 | 4.7082
2016-06-23 05:00 | 0 | 0 | 0
2016-06-23 06:00 | 0 | 0 | 0
2016-06-23 07:00 | 0 | 0 | 0
2016-06-23 08:00 | 0 | 0 | 0
2016-06-23 09:00 | 30 | 2 | 15.594
2016-06-23 10:00 | 30 | 2 | 15.594
2016-06-23 11:00 | 30 | 2 | 15.594
2016-06-23 12:00 | 26.9303 | 2 | 14.142
2016-06-23 13:00 | 24.5267 | 2 | 13.0051
2016-06-23 14:00 | 12.6221 | 1 | 6.6723
2016-06-23 15:00 | 15 | 1 | 7.797
2016-06-23 16:00 | 15 | 1 | 7.797
2016-06-23 17:00 | 30 | 2 | 15.594
2016-06-23 18:00 | 30 | 2 | 15.594
2016-06-23 19:00 | 30 | 2 | 15.594
2016-06-23 20:00 | 0 | 0 | 0
2016-06-23 21:00 | 0 | 0 | 0
2016-06-23 22:00 | 0 | 0 | 0
2016-06-23 23:00 | 0 | 0 | 0
2016-06-24 | 12.606 | 1 | 6.6646
2016-06-24 01:00 | 9.7764 | 1 | 5.3262
2016-06-24 02:00 | 9.0343 | 1 | 4.9752
2016-06-24 03:00 | 8.8833 | 1 | 4.9038
2016-06-24 04:00 | 8.1945 | 1 | 4.578
2016-06-24 05:00 | 0 | 0 | 0
2016-06-24 06:00 | 0 | 0 | 0
2016-06-24 07:00 | 0 | 0 | 0
2016-06-24 08:00 | 0 | 0 | 0
2016-06-24 09:00 | 30 | 2 | 15.594
2016-06-24 10:00 | 30 | 2 | 15.594
2016-06-24 11:00 | 30 | 2 | 15.594
2016-06-24 12:00 | 26.2534 | 2 | 13.8219
2016-06-24 13:00 | 23.7784 | 2 | 12.6512
2016-06-24 14:00 | 13.8881 | 1 | 7.2711
2016-06-24 15:00 | 15 | 1 | 7.797
2016-06-24 16:00 | 15 | 1 | 7.797
2016-06-24 17:00 | 30 | 2 | 15.594
2016-06-24 18:00 | 30 | 2 | 15.594
2016-06-24 19:00 | 30 | 2 | 15.594
2016-06-24 20:00 | 0 | 0 | 0
2016-06-24 21:00 | 0 | 0 | 0
2016-06-24 22:00 | 0 | 0 | 0
2016-06-24 23:00 | 0 | 0 | 0
2016-06-25 | 10.5806 | 1 | 5.7066
2016-06-25 01:00 | 7.972 | 1 | 4.4727
2016-06-25 02:00 | 7.5 | 1 | 4.2495
2016-06-25 03:00 | 7.5 | 1 | 4.2495
2016-06-25 04:00 | 7.5 | 1 | 4.2495
2016-06-25 05:00 | 0 | 0 | 0
2016-06-25 06:00 | 0 | 0 | 0
2016-06-25 07:00 | 0 | 0 | 0
2016-06-25 08:00 | 0 | 0 | 0
2016-06-25 09:00 | 30 | 2 | 15.594
2016-06-25 10:00 | 30 | 2 | 15.594
2016-06-25 11:00 | 30 | 2 | 15.594
2016-06-25 12:00 | 26.7016 | 2 | 14.0339
2016-06-25 13:00 | 23.2627 | 2 | 12.4073
2016-06-25 14:00 | 14.5544 | 1 | 7.5862
2016-06-25 15:00 | 15 | 1 | 7.797
2016-06-25 16:00 | 15 | 1 | 7.797
2016-06-25 17:00 | 30 | 2 | 15.594
2016-06-25 18:00 | 30 | 2 | 15.594
2016-06-25 19:00 | 30 | 2 | 15.594
2016-06-25 20:00 | 0 | 0 | 0
2016-06-25 21:00 | 0 | 0 | 0
2016-06-25 22:00 | 0 | 0 | 0
2016-06-25 23:00 | 0 | 0 | 0
2016-06-26 | 8.6488 | 1 | 4.7929
2016-06-26 01:00 | 8.6687 | 1 | 4.8023
2016-06-26 02:00 | 10.047 | 1 | 5.4542
2016-06-26 03:00 | 10.044 | 1 | 5.4528
2016-06-26 04:00 | 7.5 | 1 | 4.2495
2016-06-26 05:00 | 0 | 0 | 0
2016-06-26 06:00 | 0 | 0 | 0
2016-06-26 07:00 | 0 | 0 | 0
2016-06-26 08:00 | 0 | 0 | 0
2016-06-26 09:00 | 30 | 2 | 15.594
2016-06-26 10:00 | 30 | 2 | 15.594
2016-06-26 11:00 | 30 | 2 | 15.594
2016-06-26 12:00 | 27.5297 | 2 | 14.4255
2016-06-26 13:00 | 23.0486 | 2 | 12.306
2016-06-26 14:00 | 15 | 1 | 7.797
2016-06-26 15:00 | 15 | 1 | 7.797
2016-06-26 16:00 | 14.916 | 1 | 7.7573
2016-06-26 17:00 | 30 | 2 | 15.594
2016-06-26 18:00 | 30 | 2 | 15.594
2016-06-26 19:00 | 30 | 2 | 15.594
2016-06-26 20:00 | 0 | 0 | 0
2016-06-26 21:00 | 0 | 0 | 0
2016-06-26 22:00 | 0 | 0 | 0
2016-06-26 23:00 | 0 | 0 | 0
2016-06-27 | 9.8874 | 1 | 5.3787
2016-06-27 01:00 | 9.5033 | 1 | 5.1971
2016-06-27 02:00 | 9.4078 | 1 | 5.1519
2016-06-27 03:00 | 9.4387 | 1 | 5.1665
2016-06-27 04:00 | 8.8749 | 1 | 4.8998
2016-06-27 05:00 | 0 | 0 | 0
2016-06-27 06:00 | 0 | 0 | 0
2016-06-27 07:00 | 0 | 0 | 0
2016-06-27 08:00 | 0 | 0 | 0
2016-06-27 09:00 | 30 | 2 | 15.594
2016-06-27 10:00 | 30 | 2 | 15.594
2016-06-27 11:00 | 30 | 2 | 15.594
2016-06-27 12:00 | 24.7661 | 2 | 13.1184
2016-06-27 13:00 | 15 | 1 | 7.797
2016-06-27 14:00 | 22.5 | 2 | 12.0465
2016-06-27 15:00 | 15 | 1 | 7.797
2016-06-27 16:00 | 13.8301 | 1 | 7.2436
2016-06-27 17:00 | 30 | 2 | 15.594
2016-06-27 18:00 | 30 | 2 | 15.594
2016-06-27 19:00 | 30 | 2 | 15.594
2016-06-27 20:00 | 0 | 0 | 0
2016-06-27 21:00 | 0 | 0 | 0
2016-06-27 22:00 | 0 | 0 | 0
2016-06-27 23:00 | 0 | 0 | 0
2016-06-28 | 10.6618 | 1 | 5.745
2016-06-28 01:00 | 9.9077 | 1 | 5.3884
2016-06-28 02:00 | 9.7785 | 1 | 5.3272
2016-06-28 03:00 | 9.2554 | 1 | 5.0798
2016-06-28 04:00 | 8.7331 | 1 | 4.8327
2016-06-28 05:00 | 0 | 0 | 0
2016-06-28 06:00 | 0 | 0 | 0
2016-06-28 07:00 | 0 | 0 | 0
2016-06-28 08:00 | 0 | 0 | 0
2016-06-28 09:00 | 30 | 2 | 15.594
2016-06-28 10:00 | 30 | 2 | 15.594
2016-06-28 11:00 | 30 | 2 | 15.594
2016-06-28 12:00 | 24.5152 | 2 | 12.9997
2016-06-28 13:00 | 15 | 1 | 7.797
2016-06-28 14:00 | 22.5 | 2 | 12.0465
2016-06-28 15:00 | 14.7656 | 1 | 7.6861
2016-06-28 16:00 | 13.3374 | 1 | 7.0106
2016-06-28 17:00 | 30 | 2 | 15.594
2016-06-28 18:00 | 30 | 2 | 15.594
2016-06-28 19:00 | 30 | 2 | 15.594
2016-06-28 20:00 | 0 | 0 | 0
2016-06-28 21:00 | 0 | 0 | 0
2016-06-28 22:00 | 0 | 0 | 0
2016-06-28 23:00 | 0 | 0 | 0
2016-06-29 | 10.9083 | 1 | 5.8616
2016-06-29 01:00 | 9.8895 | 1 | 5.3797
2016-06-29 02:00 | 8.9943 | 1 | 4.9563
2016-06-29 03:00 | 8.4459 | 1 | 4.6969
2016-06-29 04:00 | 8.0878 | 1 | 4.5275
2016-06-29 05:00 | 0 | 0 | 0
2016-06-29 06:00 | 0 | 0 | 0
2016-06-29 07:00 | 0 | 0 | 0
2016-06-29 08:00 | 0 | 0 | 0
2016-06-29 09:00 | 30 | 2 | 15.594
2016-06-29 10:00 | 30 | 2 | 15.594
2016-06-29 11:00 | 30 | 2 | 15.594
2016-06-29 12:00 | 26.1145 | 2 | 13.7562
2016-06-29 13:00 | 22.948 | 2 | 12.2584
2016-06-29 14:00 | 15 | 1 | 7.797
2016-06-29 15:00 | 15 | 1 | 7.797
2016-06-29 16:00 | 15 | 1 | 7.797
2016-06-29 17:00 | 30 | 2 | 15.594
2016-06-29 18:00 | 30 | 2 | 15.594
2016-06-29 19:00 | 30 | 2 | 15.594
2016-06-29 20:00 | 0 | 0 | 0
2016-06-29 21:00 | 0 | 0 | 0
2016-06-29 22:00 | 0 | 0 | 0
2016-06-29 23:00 | 0 | 0 | 0
2016-06-30 | 9.3376 | 1 | 5.1187
2016-06-30 01:00 | 8.3862 | 1 | 4.6687
2016-06-30 02:00 | 7.7339 | 1 | 4.3602
2016-06-30 03:00 | 7.5 | 1 | 4.2495
2016-06-30 04:00 | 8.3828 | 1 | 4.667
2016-06-30 05:00 | 0 | 0 | 0
2016-06-30 06:00 | 0 | 0 | 0
2016-06-30 07:00 | 0 | 0 | 0
2016-06-30 08:00 | 0 | 0 | 0
2016-06-30 09:00 | 30 | 2 | 15.594
2016-06-30 10:00 | 30 | 2 | 15.594
2016-06-30 11:00 | 30 | 2 | 15.594
2016-06-30 12:00 | 25.5834 | 2 | 13.505
2016-06-30 13:00 | 23.2773 | 2 | 12.4142
2016-06-30 14:00 | 14.4603 | 1 | 7.5417
2016-06-30 15:00 | 15 | 1 | 7.797
2016-06-30 16:00 | 15 | 1 | 7.797
2016-06-30 17:00 | 30 | 2 | 15.594
2016-06-30 18:00 | 30 | 2 | 15.594
2016-06-30 19:00 | 30 | 2 | 15.594
2016-06-30 20:00 | 0 | 0 | 0
2016-06-30 21:00 | 0 | 0 | 0
2016-06-30 22:00 | 0 | 0 | 0
2016-06-30 23:00 | 0 | 0 | 0
2016-07-01 | 10.31 | 1 | 5.5787
2016-07-01 01:00 | 9.346 | 1 | 5.1227
2016-07-01 02:00 | 8.8587 | 1 | 4.8922
2016-07-01 03:00 | 9.2817 | 1 | 5.0922
2016-07-01 04:00 | 10.345 | 1 | 5.5952
2016-07-01 05:00 | 0 | 0 | 0
2016-07-01 06:00 | 0 | 0 | 0
2016-07-01 07:00 | 0 | 0 | 0
2016-07-01 08:00 | 0 | 0 | 0
2016-07-01 09:00 | 30 | 2 | 15.594
2016-07-01 10:00 | 30 | 2 | 15.594
2016-07-01 11:00 | 30 | 2 | 15.594
2016-07-01 12:00 | 26.1299 | 2 | 13.7634
2016-07-01 13:00 | 15 | 1 | 7.797
2016-07-01 14:00 | 15 | 1 | 7.797
2016-07-01 15:00 | 15 | 1 | 7.797
2016-07-01 16:00 | 13.9943 | 1 | 7.3213
2016-07-01 17:00 | 30 | 2 | 15.594
2016-07-01 18:00 | 30 | 2 | 15.594
2016-07-01 19:00 | 30 | 2 | 15.594
2016-07-01 20:00 | 0 | 0 | 0
2016-07-01 21:00 | 0 | 0 | 0
2016-07-01 22:00 | 0 | 0 | 0
2016-07-01 23:00 | 0 | 0 | 0
2016-07-02 | 11.3576 | 1 | 6.0742
2016-07-02 01:00 | 10.5038 | 1 | 5.6703
2016-07-02 02:00 | 10.0067 | 1 | 5.4352
2016-07-02 03:00 | 9.7898 | 1 | 5.3326
2016-07-02 04:00 | 9.5152 | 1 | 5.2027
2016-07-02 05:00 | 0 | 0 | 0
2016-07-02 06:00 | 0 | 0 | 0
2016-07-02 07:00 | 0 | 0 | 0
2016-07-02 08:00 | 0 | 0 | 0
2016-07-02 09:00 | 30 | 2 | 15.594
2016-07-02 10:00 | 30 | 2 | 15.594
2016-07-02 11:00 | 30 | 2 | 15.594
2016-07-02 12:00 | 25.7484 | 2 | 13.583
2016-07-02 13:00 | 15 | 1 | 7.797
2016-07-02 14:00 | 22.5 | 2 | 12.0465
2016-07-02 15:00 | 14.9536 | 1 | 7.7751
2016-07-02 16:00 | 13.3404 | 1 | 7.012
2016-07-02 17:00 | 30 | 2 | 15.594
2016-07-02 18:00 | 30 | 2 | 15.594
2016-07-02 19:00 | 30 | 2 | 15.594
2016-07-02 20:00 | 0 | 0 | 0
2016-07-02 21:00 | 0 | 0 | 0
2016-07-02 22:00 | 0 | 0 | 0
2016-07-02 23:00 | 0 | 0 | 0
2016-07-03 | 12.4986 | 1 | 6.6138
2016-07-03 01:00 | 11.9032 | 1 | 6.3322
2016-07-03 02:00 | 11.6736 | 1 | 6.2236
2016-07-03 03:00 | 11.7129 | 1 | 6.2422
2016-07-03 04:00 | 11.6637 | 1 | 6.219
2016-07-03 05:00 | 0 | 0 | 0
2016-07-03 06:00 | 0 | 0 | 0
2016-07-03 07:00 | 0 | 0 | 0
2016-07-03 08:00 | 0 | 0 | 0
2016-07-03 09:00 | 30 | 2 | 15.594
2016-07-03 10:00 | 30 | 2 | 15.594
2016-07-03 11:00 | 30 | 2 | 15.594
2016-07-03 12:00 | 22.6971 | 2 | 12.1397
2016-07-03 13:00 | 15 | 1 | 7.797
2016-07-03 14:00 | 15 | 1 | 7.797
2016-07-03 15:00 | 15 | 1 | 7.797
2016-07-03 16:00 | 15 | 1 | 7.797
2016-07-03 17:00 | 30 | 2 | 15.594
2016-07-03 18:00 | 30 | 2 | 15.594
2016-07-03 19:00 | 30 | 2 | 15.594
2016-07-03 20:00 | 0 | 0 | 0
2016-07-03 21:00 | 0 | 0 | 0
2016-07-03 22:00 | 0 | 0 | 0
2016-07-03 23:00 | 0 | 0 | 0
2016-07-04 | 13.3811 | 1 | 7.0313
2016-07-04 01:00 | 12.6608 | 1 | 6.6905
2016-07-04 02:00 | 12.0555 | 1 | 6.4043
2016-07-04 03:00 | 11.5935 | 1 | 6.1857
2016-07-04 04:00 | 11.2951 | 1 | 6.0446
2016-07-04 05:00 | 0 | 0 | 0
2016-07-04 06:00 | 0 | 0 | 0
2016-07-04 07:00 | 0 | 0 | 0
2016-07-04 08:00 | 0 | 0 | 0
2016-07-04 09:00 | 30 | 2 | 15.594
2016-07-04 10:00 | 30 | 2 | 15.594
2016-07-04 11:00 | 30 | 2 | 15.594
2016-07-04 12:00 | 15 | 1 | 7.797
2016-07-04 13:00 | 15 | 1 | 7.797
2016-07-04 14:00 | 15 | 1 | 7.797
2016-07-04 15:00 | 15 | 1 | 7.797
2016-07-04 16:00 | 15 | 1 | 7.797
2016-07-04 17:00 | 30 | 2 | 15.594
2016-07-04 18:00 | 30 | 2 | 15.594
2016-07-04 19:00 | 30 | 2 | 15.594
2016-07-04 20:00 | 0 | 0 | 0
2016-07-04 21:00 | 0 | 0 | 0
2016-07-04 22:00 | 0 | 0 | 0
2016-07-04 23:00 | 0 | 0 | 0
2016-07-05 | 11.2734 | 1 | 6.0343
2016-07-05 01:00 | 10.5474 | 1 | 5.6909
2016-07-05 02:00 | 9.3074 | 1 | 5.1044
2016-07-05 03:00 | 9.1914 | 1 | 5.0495
2016-07-05 04:00 | 10.352 | 1 | 5.5985
2016-07-05 05:00 | 0 | 0 | 0
2016-07-05 06:00 | 0 | 0 | 0
2016-07-05 07:00 | 0 | 0 | 0
2016-07-05 08:00 | 0 | 0 | 0
2016-07-05 09:00 | 30 | 2 | 15.594
2016-07-05 10:00 | 30 | 2 | 15.594
2016-07-05 11:00 | 30 | 2 | 15.594
2016-07-05 12:00 | 25.783 | 2 | 13.5993
2016-07-05 13:00 | 23.2604 | 2 | 12.4062
2016-07-05 14:00 | 15 | 1 | 7.797
2016-07-05 15:00 | 15 | 1 | 7.797
2016-07-05 16:00 | 14.5944 | 1 | 7.6052
2016-07-05 17:00 | 30 | 2 | 15.594
2016-07-05 18:00 | 30 | 2 | 15.594
2016-07-05 19:00 | 30 | 2 | 15.594
2016-07-05 20:00 | 0 | 0 | 0
2016-07-05 21:00 | 0 | 0 | 0
2016-07-05 22:00 | 0 | 0 | 0
2016-07-05 23:00 | 0 | 0 | 0
2016-07-06 | 12.1335 | 1 | 6.4411
2016-07-06 01:00 | 11.5317 | 1 | 6.1565
2016-07-06 02:00 | 10.9988 | 1 | 5.9044
2016-07-06 03:00 | 10.6267 | 1 | 5.7284
2016-07-06 04:00 | 10.1858 | 1 | 5.5199
2016-07-06 05:00 | 0 | 0 | 0
2016-07-06 06:00 | 0 | 0 | 0
2016-07-06 07:00 | 0 | 0 | 0
2016-07-06 08:00 | 0 | 0 | 0
2016-07-06 09:00 | 30 | 2 | 15.594
2016-07-06 10:00 | 30 | 2 | 15.594
2016-07-06 11:00 | 30 | 2 | 15.594
2016-07-06 12:00 | 23.7247 | 2 | 12.6258
2016-07-06 13:00 | 15 | 1 | 7.797
2016-07-06 14:00 | 22.5 | 2 | 12.0465
2016-07-06 15:00 | 15 | 1 | 7.797
2016-07-06 16:00 | 14.4356 | 1 | 7.53
2016-07-06 17:00 | 30 | 2 | 15.594
2016-07-06 18:00 | 30 | 2 | 15.594
2016-07-06 19:00 | 30 | 2 | 15.594
2016-07-06 20:00 | 0 | 0 | 0
2016-07-06 21:00 | 0 | 0 | 0
2016-07-06 22:00 | 0 | 0 | 0
2016-07-06 23:00 | 0 | 0 | 0
2016-07-07 | 12.4094 | 1 | 6.5716
2016-07-07 01:00 | 11.7824 | 1 | 6.2751
2016-07-07 02:00 | 11.4994 | 1 | 6.1412
2016-07-07 03:00 | 11.4693 | 1 | 6.127
2016-07-07 04:00 | 11.2116 | 1 | 6.0051
2016-07-07 05:00 | 0 | 0 | 0
2016-07-07 06:00 | 0 | 0 | 0
2016-07-07 07:00 | 0 | 0 | 0
2016-07-07 08:00 | 0 | 0 | 0
2016-07-07 09:00 | 30 | 2 | 15.594
2016-07-07 10:00 | 30 | 2 | 15.594
2016-07-07 11:00 | 30 | 2 | 15.594
2016-07-07 12:00 | 23.41 | 2 | 12.477
2016-07-07 13:00 | 15 | 1 | 7.797
2016-07-07 14:00 | 22.5 | 2 | 12.0465
2016-07-07 15:00 | 15 | 1 | 7.797
2016-07-07 16:00 | 14.299 | 1 | 7.4654
2016-07-07 17:00 | 30 | 2 | 15.594
2016-07-07 18:00 | 30 | 2 | 15.594
2016-07-07 19:00 | 30 | 2 | 15.594
2016-07-07 20:00 | 0 | 0 | 0
2016-07-07 21:00 | 0 | 0 | 0
2016-07-07 22:00 | 0 | 0 | 0
2016-07-07 23:00 | 0 | 0 | 0
2016-07-08 | 12.9191 | 1 | 6.8128
2016-07-08 01:00 | 12.1468 | 1 | 6.4474
2016-07-08 02:00 | 11.5683 | 1 | 6.1738
2016-07-08 03:00 | 11.4966 | 1 | 6.1399
2016-07-08 04:00 | 11.1926 | 1 | 5.9961
2016-07-08 05:00 | 0 | 0 | 0
2016-07-08 06:00 | 0 | 0 | 0
2016-07-08 07:00 | 0 | 0 | 0
2016-07-08 08:00 | 0 | 0 | 0
2016-07-08 09:00 | 30 | 2 | 15.594
2016-07-08 10:00 | 30 | 2 | 15.594
2016-07-08 11:00 | 30 | 2 | 15.594
2016-07-08 12:00 | 24.1007 | 2 | 12.8037
2016-07-08 13:00 | 15 | 1 | 7.797
2016-07-08 14:00 | 22.5 | 2 | 12.0465
2016-07-08 15:00 | 14.3857 | 1 | 7.5064
2016-07-08 16:00 | 12.7088 | 1 | 6.7133
2016-07-08 17:00 | 30 | 2 | 15.594
2016-07-08 18:00 | 30 | 2 | 15.594
2016-07-08 19:00 | 30 | 2 | 15.594
2016-07-08 20:00 | 0 | 0 | 0
2016-07-08 21:00 | 0 | 0 | 0
2016-07-08 22:00 | 0 | 0 | 0
2016-07-08 23:00 | 0 | 0 | 0
2016-07-09 | 13.15 | 1 | 6.922
2016-07-09 01:00 | 12.0829 | 1 | 6.4172
2016-07-09 02:00 | 11.2418 | 1 | 6.0194
2016-07-09 03:00 | 10.3669 | 1 | 5.6056
2016-07-09 04:00 | 9.6929 | 1 | 5.2867
2016-07-09 05:00 | 0 | 0 | 0
2016-07-09 06:00 | 0 | 0 | 0
2016-07-09 07:00 | 0 | 0 | 0
2016-07-09 08:00 | 0 | 0 | 0
2016-07-09 09:00 | 30 | 2 | 15.594
2016-07-09 10:00 | 30 | 2 | 15.594
2016-07-09 11:00 | 30 | 2 | 15.594
2016-07-09 12:00 | 24.628 | 2 | 13.053
2016-07-09 13:00 | 15 | 1 | 7.797
2016-07-09 14:00 | 22.5 | 2 | 12.0465
2016-07-09 15:00 | 14.0089 | 1 | 7.3282
2016-07-09 16:00 | 12.4901 | 1 | 6.6098
2016-07-09 17:00 | 30 | 2 | 15.594
2016-07-09 18:00 | 30 | 2 | 15.594
2016-07-09 19:00 | 30 | 2 | 15.594
2016-07-09 20:00 | 0 | 0 | 0
2016-07-09 21:00 | 0 | 0 | 0
2016-07-09 22:00 | 0 | 0 | 0
2016-07-09 23:00 | 0 | 0 | 0
2016-07-10 | 13.2421 | 1 | 6.9655
2016-07-10 01:00 | 12.4094 | 1 | 6.5716
2016-07-10 02:00 | 11.7866 | 1 | 6.2771
2016-07-10 03:00 | 11.4229 | 1 | 6.105
2016-07-10 04:00 | 11.0171 | 1 | 5.9131
2016-07-10 05:00 | 0 | 0 | 0
2016-07-10 06:00 | 0 | 0 | 0
2016-07-10 07:00 | 0 | 0 | 0
2016-07-10 08:00 | 0 | 0 | 0
2016-07-10 09:00 | 30 | 2 | 15.594
2016-07-10 10:00 | 30 | 2 | 15.594
2016-07-10 11:00 | 30 | 2 | 15.594
2016-07-10 12:00 | 23.3272 | 2 | 12.4377
2016-07-10 13:00 | 15 | 1 | 7.797
2016-07-10 14:00 | 22.5 | 2 | 12.0465
2016-07-10 15:00 | 15 | 1 | 7.797
2016-07-10 16:00 | 14.9099 | 1 | 7.7544
2016-07-10 17:00 | 30 | 2 | 15.594
2016-07-10 18:00 | 30 | 2 | 15.594
2016-07-10 19:00 | 30 | 2 | 15.594
2016-07-10 20:00 | 0 | 0 | 0
2016-07-10 21:00 | 0 | 0 | 0
2016-07-10 22:00 | 0 | 0 | 0
2016-07-10 23:00 | 0 | 0 | 0
2016-07-11 | 11.5317 | 1 | 6.1565
2016-07-11 01:00 | 11.0171 | 1 | 5.9131
2016-07-11 02:00 | 10.7166 | 1 | 5.7709
2016-07-11 03:00 | 10.6344 | 1 | 5.7321
2016-07-11 04:00 | 10.5179 | 1 | 5.677
2016-07-11 05:00 | 0 | 0 | 0
2016-07-11 06:00 | 0 | 0 | 0
2016-07-11 07:00 | 0 | 0 | 0
2016-07-11 08:00 | 0 | 0 | 0
2016-07-11 09:00 | 30 | 2 | 15.594
2016-07-11 10:00 | 30 | 2 | 15.594
2016-07-11 11:00 | 30 | 2 | 15.594
2016-07-11 12:00 | 23.0885 | 2 | 12.3249
2016-07-11 13:00 | 15 | 1 | 7.797
2016-07-11 14:00 | 15 | 1 | 7.797
2016-07-11 15:00 | 15 | 1 | 7.797
2016-07-11 16:00 | 15 | 1 | 7.797
2016-07-11 17:00 | 30 | 2 | 15.594
2016-07-11 18:00 | 30 | 2 | 15.594
2016-07-11 19:00 | 30 | 2 | 15.594
2016-07-11 20:00 | 0 | 0 | 0
2016-07-11 21:00 | 0 | 0 | 0
2016-07-11 22:00 | 0 | 0 | 0
2016-07-11 23:00 | 0 | 0 | 0
2016-07-12 | 10.0348 | 1 | 5.4485
2016-07-12 01:00 | 9.0413 | 1 | 4.9785
2016-07-12 02:00 | 8.4143 | 1 | 4.682
2016-07-12 03:00 | 9.7401 | 1 | 5.3091
2016-07-12 04:00 | 9.701 | 1 | 5.2906
2016-07-12 05:00 | 0 | 0 | 0
2016-07-12 06:00 | 0 | 0 | 0
2016-07-12 07:00 | 0 | 0 | 0
2016-07-12 08:00 | 0 | 0 | 0
2016-07-12 09:00 | 30 | 2 | 15.594
2016-07-12 10:00 | 30 | 2 | 15.594
2016-07-12 11:00 | 30 | 2 | 15.594
2016-07-12 12:00 | 25.4346 | 2 | 13.4345
2016-07-12 13:00 | 23.0862 | 2 | 12.3238
2016-07-12 14:00 | 14.072 | 1 | 7.3581
2016-07-12 15:00 | 15 | 1 | 7.797
2016-07-12 16:00 | 15 | 1 | 7.797
2016-07-12 17:00 | 30 | 2 | 15.594
2016-07-12 18:00 | 30 | 2 | 15.594
2016-07-12 19:00 | 30 | 2 | 15.594
2016-07-12 20:00 | 0 | 0 | 0
2016-07-12 21:00 | 0 | 0 | 0
2016-07-12 22:00 | 0 | 0 | 0
2016-07-12 23:00 | 0 | 0 | 0
2016-07-13 | 11.7445 | 1 | 6.2571
2016-07-13 01:00 | 12.6 | 1 | 6.6618
2016-07-13 02:00 | 10.0461 | 1 | 5.4538
2016-07-13 03:00 | 9.3123 | 1 | 5.1067
2016-07-13 04:00 | 8.8496 | 1 | 4.8879
2016-07-13 05:00 | 0 | 0 | 0
2016-07-13 06:00 | 0 | 0 | 0
2016-07-13 07:00 | 0 | 0 | 0
2016-07-13 08:00 | 0 | 0 | 0
2016-07-13 09:00 | 30 | 2 | 15.594
2016-07-13 10:00 | 30 | 2 | 15.594
2016-07-13 11:00 | 30 | 2 | 15.594
2016-07-13 12:00 | 24.4353 | 2 | 12.9619
2016-07-13 13:00 | 15 | 1 | 7.797
2016-07-13 14:00 | 22.5 | 2 | 12.0465
2016-07-13 15:00 | 15 | 1 | 7.797
2016-07-13 16:00 | 15 | 1 | 7.797
2016-07-13 17:00 | 30 | 2 | 15.594
2016-07-13 18:00 | 30 | 2 | 15.594
2016-07-13 19:00 | 30 | 2 | 15.594
2016-07-13 20:00 | 0 | 0 | 0
2016-07-13 21:00 | 0 | 0 | 0
2016-07-13 22:00 | 0 | 0 | 0
2016-07-13 23:00 | 0 | 0 | 0
2016-07-14 | 11.8863 | 1 | 6.3242
2016-07-14 01:00 | 11.0676 | 1 | 5.937
2016-07-14 02:00 | 10.6134 | 1 | 5.7221
2016-07-14 03:00 | 10.197 | 1 | 5.5252
2016-07-14 04:00 | 9.9161 | 1 | 5.3923
2016-07-14 05:00 | 0 | 0 | 0
2016-07-14 06:00 | 0 | 0 | 0
2016-07-14 07:00 | 0 | 0 | 0
2016-07-14 08:00 | 0 | 0 | 0
2016-07-14 09:00 | 30 | 2 | 15.594
2016-07-14 10:00 | 30 | 2 | 15.594
2016-07-14 11:00 | 30 | 2 | 15.594
2016-07-14 12:00 | 23.6457 | 2 | 12.5884
2016-07-14 13:00 | 15 | 1 | 7.797
2016-07-14 14:00 | 15 | 1 | 7.797
2016-07-14 15:00 | 15 | 1 | 7.797
2016-07-14 16:00 | 15 | 1 | 7.797
2016-07-14 17:00 | 30 | 2 | 15.594
2016-07-14 18:00 | 30 | 2 | 15.594
2016-07-14 19:00 | 30 | 2 | 15.594
2016-07-14 20:00 | 0 | 0 | 0
2016-07-14 21:00 | 0 | 0 | 0
2016-07-14 22:00 | 0 | 0 | 0
2016-07-14 23:00 | 0 | 0 | 0
2016-07-15 | 13.313 | 1 | 6.9991
2016-07-15 01:00 | 12.6341 | 1 | 6.6779
2016-07-15 02:00 | 11.8919 | 1 | 6.3269
2016-07-15 03:00 | 10.8409 | 1 | 5.8297
2016-07-15 04:00 | 10.1724 | 1 | 5.5136
2016-07-15 05:00 | 0 | 0 | 0
2016-07-15 06:00 | 0 | 0 | 0
2016-07-15 07:00 | 0 | 0 | 0
2016-07-15 08:00 | 0 | 0 | 0
2016-07-15 09:00 | 30 | 2 | 15.594
2016-07-15 10:00 | 30 | 2 | 15.594
2016-07-15 11:00 | 30 | 2 | 15.594
2016-07-15 12:00 | 23.6886 | 2 | 12.6087
2016-07-15 13:00 | 15 | 1 | 7.797
2016-07-15 14:00 | 22.5 | 2 | 12.0465
2016-07-15 15:00 | 15 | 1 | 7.797
2016-07-15 16:00 | 14.6037 | 1 | 7.6095
2016-07-15 17:00 | 30 | 2 | 15.594
2016-07-15 18:00 | 30 | 2 | 15.594
2016-07-15 19:00 | 30 | 2 | 15.594
2016-07-15 20:00 | 0 | 0 | 0
2016-07-15 21:00 | 0 | 0 | 0
2016-07-15 22:00 | 0 | 0 | 0
2016-07-15 23:00 | 0 | 0 | 0
2016-07-16 | 12.1819 | 1 | 6.464
2016-07-16 01:00 | 11.5142 | 1 | 6.1482
2016-07-16 02:00 | 10.9413 | 1 | 5.8772
2016-07-16 03:00 | 10.5094 | 1 | 5.673
2016-07-16 04:00 | 10.1991 | 1 | 5.5262
2016-07-16 05:00 | 0 | 0 | 0
2016-07-16 06:00 | 0 | 0 | 0
2016-07-16 07:00 | 0 | 0 | 0
2016-07-16 08:00 | 0 | 0 | 0
2016-07-16 09:00 | 30 | 2 | 15.594
2016-07-16 10:00 | 30 | 2 | 15.594
2016-07-16 11:00 | 30 | 2 | 15.594
2016-07-16 12:00 | 22.5797 | 2 | 12.0842
2016-07-16 13:00 | 15 | 1 | 7.797
2016-07-16 14:00 | 15 | 1 | 7.797
2016-07-16 15:00 | 15 | 1 | 7.797
2016-07-16 16:00 | 15 | 1 | 7.797
2016-07-16 17:00 | 30 | 2 | 15.594
2016-07-16 18:00 | 30 | 2 | 15.594
2016-07-16 19:00 | 30 | 2 | 15.594
2016-07-16 20:00 | 0 | 0 | 0
2016-07-16 21:00 | 0 | 0 | 0
2016-07-16 22:00 | 0 | 0 | 0
2016-07-16 23:00 | 0 | 0 | 0
2016-07-17 | 11.3836 | 1 | 6.0864
2016-07-17 01:00 | 10.784 | 1 | 5.8028
2016-07-17 02:00 | 10.5979 | 1 | 5.7148
2016-07-17 03:00 | 10.442 | 1 | 5.6411
2016-07-17 04:00 | 10.0285 | 1 | 5.4455
2016-07-17 05:00 | 0 | 0 | 0
2016-07-17 06:00 | 0 | 0 | 0
2016-07-17 07:00 | 0 | 0 | 0
2016-07-17 08:00 | 0 | 0 | 0
2016-07-17 09:00 | 30 | 2 | 15.594
2016-07-17 10:00 | 30 | 2 | 15.594
2016-07-17 11:00 | 30 | 2 | 15.594
2016-07-17 12:00 | 25.4085 | 2 | 13.4222
2016-07-17 13:00 | 15 | 1 | 7.797
2016-07-17 14:00 | 22.5 | 2 | 12.0465
2016-07-17 15:00 | 15 | 1 | 7.797
2016-07-17 16:00 | 13.5292 | 1 | 7.1013
2016-07-17 17:00 | 30 | 2 | 15.594
2016-07-17 18:00 | 30 | 2 | 15.594
2016-07-17 19:00 | 30 | 2 | 15.594
2016-07-17 20:00 | 0 | 0 | 0
2016-07-17 21:00 | 0 | 0 | 0
2016-07-17 22:00 | 0 | 0 | 0
2016-07-17 23:00 | 0 | 0 | 0
2016-07-18 | 12.0597 | 1 | 6.4063
2016-07-18 01:00 | 11.2713 | 1 | 6.0333
2016-07-18 02:00 | 10.7573 | 1 | 5.7902
2016-07-18 03:00 | 10.4687 | 1 | 5.6537
2016-07-18 04:00 | 10.1759 | 1 | 5.5152
2016-07-18 05:00 | 0 | 0 | 0
2016-07-18 06:00 | 0 | 0 | 0
2016-07-18 07:00 | 0 | 0 | 0
2016-07-18 08:00 | 0 | 0 | 0
2016-07-18 09:00 | 30 | 2 | 15.594
2016-07-18 10:00 | 30 | 2 | 15.594
2016-07-18 11:00 | 30 | 2 | 15.594
2016-07-18 12:00 | 24.3256 | 2 | 12.91
2016-07-18 13:00 | 15 | 1 | 7.797
2016-07-18 14:00 | 15 | 1 | 7.797
2016-07-18 15:00 | 15 | 1 | 7.797
2016-07-18 16:00 | 15 | 1 | 7.797
2016-07-18 17:00 | 30 | 2 | 15.594
2016-07-18 18:00 | 30 | 2 | 15.594
2016-07-18 19:00 | 30 | 2 | 15.594
2016-07-18 20:00 | 0 | 0 | 0
2016-07-18 21:00 | 0 | 0 | 0
2016-07-18 22:00 | 0 | 0 | 0
2016-07-18 23:00 | 0 | 0 | 0
2016-07-19 | 11.8147 | 1 | 6.2904
2016-07-19 01:00 | 11.2853 | 1 | 6.0399
2016-07-19 02:00 | 10.8795 | 1 | 5.848
2016-07-19 03:00 | 10.5242 | 1 | 5.6799
2016-07-19 04:00 | 10.1542 | 1 | 5.5049
2016-07-19 05:00 | 0 | 0 | 0
2016-07-19 06:00 | 0 | 0 | 0
2016-07-19 07:00 | 0 | 0 | 0
2016-07-19 08:00 | 0 | 0 | 0
2016-07-19 09:00 | 30 | 2 | 15.594
2016-07-19 10:00 | 30 | 2 | 15.594
2016-07-19 11:00 | 30 | 2 | 15.594
2016-07-19 12:00 | 24.0754 | 2 | 12.7917
2016-07-19 13:00 | 15 | 1 | 7.797
2016-07-19 14:00 | 14.6169 | 1 | 7.6158
2016-07-19 15:00 | 15 | 1 | 7.797
2016-07-19 16:00 | 15 | 1 | 7.797
2016-07-19 17:00 | 30 | 2 | 15.594
2016-07-19 18:00 | 30 | 2 | 15.594
2016-07-19 19:00 | 30 | 2 | 15.594
2016-07-19 20:00 | 0 | 0 | 0
2016-07-19 21:00 | 0 | 0 | 0
2016-07-19 22:00 | 0 | 0 | 0
2016-07-19 23:00 | 0 | 0 | 0
2016-07-20 | 11.897 | 1 | 6.3293
2016-07-20 01:00 | 9.9765 | 1 | 5.4209
2016-07-20 02:00 | 9.1923 | 1 | 5.0499
2016-07-20 03:00 | 8.924 | 1 | 4.9231
2016-07-20 04:00 | 8.7127 | 1 | 4.8231
2016-07-20 05:00 | 0 | 0 | 0
2016-07-20 06:00 | 0 | 0 | 0
2016-07-20 07:00 | 0 | 0 | 0
2016-07-20 08:00 | 0 | 0 | 0
2016-07-20 09:00 | 30 | 2 | 15.594
2016-07-20 10:00 | 30 | 2 | 15.594
2016-07-20 11:00 | 30 | 2 | 15.594
2016-07-20 12:00 | 24.9066 | 2 | 13.1848
2016-07-20 13:00 | 15 | 1 | 7.797
2016-07-20 14:00 | 15 | 1 | 7.797
2016-07-20 15:00 | 15 | 1 | 7.797
2016-07-20 16:00 | 14.4433 | 1 | 7.5337
2016-07-20 17:00 | 30 | 2 | 15.594
2016-07-20 18:00 | 30 | 2 | 15.594
2016-07-20 19:00 | 30 | 2 | 15.594
2016-07-20 20:00 | 0 | 0 | 0
2016-07-20 21:00 | 0 | 0 | 0
2016-07-20 22:00 | 0 | 0 | 0
2016-07-20 23:00 | 0 | 0 | 0
2016-07-21 | 11.4103 | 1 | 6.0991
2016-07-21 01:00 | 10.5256 | 1 | 5.6806
2016-07-21 02:00 | 9.6809 | 1 | 5.2811
2016-07-21 03:00 | 9.3907 | 1 | 5.1438
2016-07-21 04:00 | 10.454 | 1 | 5.6467
2016-07-21 05:00 | 0 | 0 | 0
2016-07-21 06:00 | 0 | 0 | 0
2016-07-21 07:00 | 0 | 0 | 0
2016-07-21 08:00 | 0 | 0 | 0
2016-07-21 09:00 | 30 | 2 | 15.594
2016-07-21 10:00 | 30 | 2 | 15.594
2016-07-21 11:00 | 30 | 2 | 15.594
2016-07-21 12:00 | 29.5503 | 2 | 15.3813
2016-07-21 13:00 | 24.595 | 2 | 13.0374
2016-07-21 14:00 | 15 | 1 | 7.797
2016-07-21 15:00 | 15 | 1 | 7.797
2016-07-21 16:00 | 13.1493 | 1 | 6.9216
2016-07-21 17:00 | 30 | 2 | 15.594
2016-07-21 18:00 | 30 | 2 | 15.594
2016-07-21 19:00 | 30 | 2 | 15.594
2016-07-21 20:00 | 0 | 0 | 0
2016-07-21 21:00 | 0 | 0 | 0
2016-07-21 22:00 | 0 | 0 | 0
2016-07-21 23:00 | 0 | 0 | 0
2016-07-22 | 14.17 | 1 | 7.4044
2016-07-22 01:00 | 11.813 | 1 | 6.2895
2016-07-22 02:00 | 10.8729 | 1 | 5.8449
2016-07-22 03:00 | 8.1566 | 1 | 4.5601
2016-07-22 04:00 | 10.366 | 1 | 5.6051
2016-07-22 05:00 | 0 | 0 | 0
2016-07-22 06:00 | 0 | 0 | 0
2016-07-22 07:00 | 0 | 0 | 0
2016-07-22 08:00 | 0 | 0 | 0
2016-07-22 09:00 | 30 | 2 | 15.594
2016-07-22 10:00 | 30 | 2 | 15.594
2016-07-22 11:00 | 30 | 2 | 15.594
2016-07-22 12:00 | 25.4407 | 2 | 13.4375
2016-07-22 13:00 | 15 | 1 | 7.797
2016-07-22 14:00 | 15 | 1 | 7.797
2016-07-22 15:00 | 15 | 1 | 7.797
2016-07-22 16:00 | 14.0641 | 1 | 7.3543
2016-07-22 17:00 | 30 | 2 | 15.594
2016-07-22 18:00 | 30 | 2 | 15.594
2016-07-22 19:00 | 30 | 2 | 15.594
2016-07-22 20:00 | 0 | 0 | 0
2016-07-22 21:00 | 0 | 0 | 0
2016-07-22 22:00 | 0 | 0 | 0
2016-07-22 23:00 | 0 | 0 | 0
2016-07-23 | 12.9423 | 1 | 6.8237
2016-07-23 01:00 | 12.5386 | 1 | 6.6328
2016-07-23 02:00 | 11.9306 | 1 | 6.3452
2016-07-23 03:00 | 10.9721 | 1 | 5.8918
2016-07-23 04:00 | 10.2967 | 1 | 5.5723
2016-07-23 05:00 | 0 | 0 | 0
2016-07-23 06:00 | 0 | 0 | 0
2016-07-23 07:00 | 0 | 0 | 0
2016-07-23 08:00 | 0 | 0 | 0
2016-07-23 09:00 | 30 | 2 | 15.594
2016-07-23 10:00 | 30 | 2 | 15.594
2016-07-23 11:00 | 30 | 2 | 15.594
2016-07-23 12:00 | 24.9488 | 2 | 13.2048
2016-07-23 13:00 | 15 | 1 | 7.797
2016-07-23 14:00 | 15 | 1 | 7.797
2016-07-23 15:00 | 15 | 1 | 7.797
2016-07-23 16:00 | 15 | 1 | 7.797
2016-07-23 17:00 | 30 | 2 | 15.594
2016-07-23 18:00 | 30 | 2 | 15.594
2016-07-23 19:00 | 30 | 2 | 15.594
2016-07-23 20:00 | 0 | 0 | 0
2016-07-23 21:00 | 0 | 0 | 0
2016-07-23 22:00 | 0 | 0 | 0
2016-07-23 23:00 | 0 | 0 | 0
2016-07-24 | 11.6441 | 1 | 6.2097
2016-07-24 01:00 | 11.8414 | 1 | 6.303
2016-07-24 02:00 | 11.183 | 1 | 5.9916
2016-07-24 03:00 | 10.595 | 1 | 5.7134
2016-07-24 04:00 | 10.039 | 1 | 5.4504
2016-07-24 05:00 | 0 | 0 | 0
2016-07-24 06:00 | 0 | 0 | 0
2016-07-24 07:00 | 0 | 0 | 0
2016-07-24 08:00 | 0 | 0 | 0
2016-07-24 09:00 | 30 | 2 | 15.594
2016-07-24 10:00 | 30 | 2 | 15.594
2016-07-24 11:00 | 30 | 2 | 15.594
2016-07-24 12:00 | 24.6157 | 2 | 13.0472
2016-07-24 13:00 | 15 | 1 | 7.797
2016-07-24 14:00 | 15 | 1 | 7.797
2016-07-24 15:00 | 15 | 1 | 7.797
2016-07-24 16:00 | 15 | 1 | 7.797
2016-07-24 17:00 | 30 | 2 | 15.594
2016-07-24 18:00 | 30 | 2 | 15.594
2016-07-24 19:00 | 30 | 2 | 15.594
2016-07-24 20:00 | 0 | 0 | 0
2016-07-24 21:00 | 0 | 0 | 0
2016-07-24 22:00 | 0 | 0 | 0
2016-07-24 23:00 | 0 | 0 | 0
2016-07-25 | 12.4115 | 1 | 6.5726
2016-07-25 01:00 | 11.8751 | 1 | 6.3189
2016-07-25 02:00 | 11.3667 | 1 | 6.0785
2016-07-25 03:00 | 10.8528 | 1 | 5.8354
2016-07-25 04:00 | 10.2834 | 1 | 5.566
2016-07-25 05:00 | 0 | 0 | 0
2016-07-25 06:00 | 0 | 0 | 0
2016-07-25 07:00 | 0 | 0 | 0
2016-07-25 08:00 | 0 | 0 | 0
2016-07-25 09:00 | 30 | 2 | 15.594
2016-07-25 10:00 | 30 | 2 | 15.594
2016-07-25 11:00 | 30 | 2 | 15.594
2016-07-25 12:00 | 25.1161 | 2 | 13.2839
2016-07-25 13:00 | 15 | 1 | 7.797
2016-07-25 14:00 | 15 | 1 | 7.797
2016-07-25 15:00 | 15 | 1 | 7.797
2016-07-25 16:00 | 14.6336 | 1 | 7.6237
2016-07-25 17:00 | 30 | 2 | 15.594
2016-07-25 18:00 | 30 | 2 | 15.594
2016-07-25 19:00 | 30 | 2 | 15.594
2016-07-25 20:00 | 0 | 0 | 0
2016-07-25 21:00 | 0 | 0 | 0
2016-07-25 22:00 | 0 | 0 | 0
2016-07-25 23:00 | 0 | 0 | 0
2016-07-26 | 12.9086 | 1 | 6.8078
2016-07-26 01:00 | 11.9572 | 1 | 6.3578
2016-07-26 02:00 | 11.3134 | 1 | 6.0532
2016-07-26 03:00 | 10.7889 | 1 | 5.8051
2016-07-26 04:00 | 10.3781 | 1 | 5.6109
2016-07-26 05:00 | 0 | 0 | 0
2016-07-26 06:00 | 0 | 0 | 0
2016-07-26 07:00 | 0 | 0 | 0
2016-07-26 08:00 | 0 | 0 | 0
2016-07-26 09:00 | 30 | 2 | 15.594
2016-07-26 10:00 | 30 | 2 | 15.594
2016-07-26 11:00 | 30 | 2 | 15.594
2016-07-26 12:00 | 24.3156 | 2 | 12.9053
2016-07-26 13:00 | 15 | 1 | 7.797
2016-07-26 14:00 | 22.5 | 2 | 12.0465
2016-07-26 15:00 | 15 | 1 | 7.797
2016-07-26 16:00 | 14.3274 | 1 | 7.4788
2016-07-26 17:00 | 30 | 2 | 15.594
2016-07-26 18:00 | 30 | 2 | 15.594
2016-07-26 19:00 | 30 | 2 | 15.594
2016-07-26 20:00 | 0 | 0 | 0
2016-07-26 21:00 | 0 | 0 | 0
2016-07-26 22:00 | 0 | 0 | 0
2016-07-26 23:00 | 0 | 0 | 0
2016-07-27 | 11.9432 | 1 | 6.3511
2016-07-27 01:00 | 10.7475 | 1 | 5.7856
2016-07-27 02:00 | 9.8972 | 1 | 5.3834
2016-07-27 03:00 | 9.0968 | 1 | 5.0048
2016-07-27 04:00 | 10.0819 | 1 | 5.4707
2016-07-27 05:00 | 0 | 0 | 0
2016-07-27 06:00 | 0 | 0 | 0
2016-07-27 07:00 | 0 | 0 | 0
2016-07-27 08:00 | 0 | 0 | 0
2016-07-27 09:00 | 30 | 2 | 15.594
2016-07-27 10:00 | 30 | 2 | 15.594
2016-07-27 11:00 | 30 | 2 | 15.594
2016-07-27 12:00 | 25.7492 | 2 | 13.5834
2016-07-27 13:00 | 15 | 1 | 7.797
2016-07-27 14:00 | 15 | 1 | 7.797
2016-07-27 15:00 | 15 | 1 | 7.797
2016-07-27 16:00 | 14.0219 | 1 | 7.3344
2016-07-27 17:00 | 30 | 2 | 15.594
2016-07-27 18:00 | 30 | 2 | 15.594
2016-07-27 19:00 | 30 | 2 | 15.594
2016-07-27 20:00 | 0 | 0 | 0
2016-07-27 21:00 | 0 | 0 | 0
2016-07-27 22:00 | 0 | 0 | 0
2016-07-27 23:00 | 0 | 0 | 0
2016-07-28 | 12.5182 | 1 | 6.6231
2016-07-28 01:00 | 11.602 | 1 | 6.1897
2016-07-28 02:00 | 10.8963 | 1 | 5.856
2016-07-28 03:00 | 10.2876 | 1 | 5.568
2016-07-28 04:00 | 9.6479 | 1 | 5.2655
2016-07-28 05:00 | 0 | 0 | 0
2016-07-28 06:00 | 0 | 0 | 0
2016-07-28 07:00 | 0 | 0 | 0
2016-07-28 08:00 | 0 | 0 | 0
2016-07-28 09:00 | 30 | 2 | 15.594
2016-07-28 10:00 | 30 | 2 | 15.594
2016-07-28 11:00 | 30 | 2 | 15.594
2016-07-28 12:00 | 26.1268 | 2 | 13.762
2016-07-28 13:00 | 23.3609 | 2 | 12.4537
2016-07-28 14:00 | 22.5 | 2 | 12.0465
2016-07-28 15:00 | 14.7226 | 1 | 7.6658
2016-07-28 16:00 | 12.8516 | 1 | 6.7808
2016-07-28 17:00 | 30 | 2 | 15.594
2016-07-28 18:00 | 30 | 2 | 15.594
2016-07-28 19:00 | 30 | 2 | 15.594
2016-07-28 20:00 | 0 | 0 | 0
2016-07-28 21:00 | 0 | 0 | 0
2016-07-28 22:00 | 0 | 0 | 0
2016-07-28 23:00 | 0 | 0 | 0
2016-07-29 | 13.1839 | 1 | 6.938
2016-07-29 01:00 | 12.1293 | 1 | 6.4391
2016-07-29 02:00 | 11.1765 | 1 | 5.9885
2016-07-29 03:00 | 10.4519 | 1 | 5.6457
2016-07-29 04:00 | 10.025 | 1 | 5.4438
2016-07-29 05:00 | 0 | 0 | 0
2016-07-29 06:00 | 0 | 0 | 0
2016-07-29 07:00 | 0 | 0 | 0
2016-07-29 08:00 | 0 | 0 | 0
2016-07-29 09:00 | 30 | 2 | 15.594
2016-07-29 10:00 | 30 | 2 | 15.594
2016-07-29 11:00 | 30 | 2 | 15.594
2016-07-29 12:00 | 15 | 1 | 7.797
2016-07-29 13:00 | 15 | 1 | 7.797
2016-07-29 14:00 | 15 | 1 | 7.797
2016-07-29 15:00 | 15 | 1 | 7.797
2016-07-29 16:00 | 15 | 1 | 7.797
2016-07-29 17:00 | 30 | 2 | 15.594
2016-07-29 18:00 | 30 | 2 | 15.594
2016-07-29 19:00 | 30 | 2 | 15.594
2016-07-29 20:00 | 0 | 0 | 0
2016-07-29 21:00 | 0 | 0 | 0
2016-07-29 22:00 | 0 | 0 | 0
2016-07-29 23:00 | 7.5 | 1 | 4.2495
2016-07-30 | 7.6637 | 1 | 4.3269
2016-07-30 01:00 | 7.6458 | 1 | 4.3185
2016-07-30 02:00 | 7.5 | 1 | 4.2495
2016-07-30 03:00 | 7.5 | 1 | 4.2495
2016-07-30 04:00 | 7.5 | 1 | 4.2495
2016-07-30 05:00 | 0 | 0 | 0
2016-07-30 06:00 | 0 | 0 | 0
2016-07-30 07:00 | 8.298 | 1 | 4.627
2016-07-30 08:00 | 0 | 0 | 0
2016-07-30 09:00 | 30 | 2 | 15.594
2016-07-30 10:00 | 30 | 2 | 15.594
2016-07-30 11:00 | 30 | 2 | 15.594
2016-07-30 12:00 | 28.1544 | 2 | 14.721
2016-07-30 13:00 | 27.1928 | 2 | 14.2662
2016-07-30 14:00 | 7.5 | 1 | 4.2495
2016-07-30 15:00 | 25.3256 | 2 | 13.383
2016-07-30 16:00 | 23.9856 | 2 | 12.7492
2016-07-30 17:00 | 30 | 2 | 15.594
2016-07-30 18:00 | 30 | 2 | 15.594
2016-07-30 19:00 | 30 | 2 | 15.594
2016-07-30 20:00 | 7.5 | 1 | 4.2495
2016-07-30 21:00 | 0 | 0 | 0
2016-07-30 22:00 | 0 | 0 | 0
2016-07-30 23:00 | 0 | 0 | 0
2016-07-31 | 7.9888 | 1 | 4.4807
2016-07-31 01:00 | 7.5107 | 1 | 4.2545
2016-07-31 02:00 | 7.5 | 1 | 4.2495
2016-07-31 03:00 | 7.5 | 1 | 4.2495
2016-07-31 04:00 | 9.824 | 1 | 5.3488
2016-07-31 05:00 | 0 | 0 | 0
2016-07-31 06:00 | 0 | 0 | 0
2016-07-31 07:00 | 0 | 0 | 0
2016-07-31 08:00 | 0 | 0 | 0
2016-07-31 09:00 | 30 | 2 | 15.594
2016-07-31 10:00 | 30 | 2 | 15.594
2016-07-31 11:00 | 30 | 2 | 15.594
2016-07-31 12:00 | 27.6632 | 2 | 14.4887
2016-07-31 13:00 | 24.9518 | 2 | 13.2062
2016-07-31 14:00 | 13.4549 | 1 | 7.0662
2016-07-31 15:00 | 15 | 1 | 7.797
2016-07-31 16:00 | 15 | 1 | 7.797
2016-07-31 17:00 | 30 | 2 | 15.594
2016-07-31 18:00 | 30 | 2 | 15.594
2016-07-31 19:00 | 30 | 2 | 15.594
2016-07-31 20:00 | 0 | 0 | 0
2016-07-31 21:00 | 0 | 0 | 0
2016-07-31 22:00 | 0 | 0 | 0
2016-07-31 23:00 | 0 | 0 | 0
2016-08-01 | 8.7492 | 1 | 4.8404
2016-08-01 01:00 | 7.5626 | 1 | 4.2791
2016-08-01 02:00 | 7.5 | 1 | 4.2495
2016-08-01 03:00 | 7.5 | 1 | 4.2495
2016-08-01 04:00 | 7.5 | 1 | 4.2495
2016-08-01 05:00 | 0 | 0 | 0
2016-08-01 06:00 | 9.2087 | 1 | 5.0577
2016-08-01 07:00 | 7.5 | 1 | 4.2495
2016-08-01 08:00 | 0 | 0 | 0
2016-08-01 09:00 | 30 | 2 | 15.594
2016-08-01 10:00 | 30 | 2 | 15.594
2016-08-01 11:00 | 30 | 2 | 15.594
2016-08-01 12:00 | 27.4913 | 2 | 14.4074
2016-08-01 13:00 | 25.1583 | 2 | 13.3039
2016-08-01 14:00 | 11.3885 | 1 | 6.0888
2016-08-01 15:00 | 15 | 1 | 7.797
2016-08-01 16:00 | 15 | 1 | 7.797
2016-08-01 17:00 | 30 | 2 | 15.594
2016-08-01 18:00 | 30 | 2 | 15.594
2016-08-01 19:00 | 30 | 2 | 15.594
2016-08-01 20:00 | 0 | 0 | 0
2016-08-01 21:00 | 0 | 0 | 0
2016-08-01 22:00 | 0 | 0 | 0
2016-08-01 23:00 | 0 | 0 | 0
2016-08-02 | 8.0685 | 1 | 4.5184
2016-08-02 01:00 | 7.5 | 1 | 4.2495
2016-08-02 02:00 | 7.5 | 1 | 4.2495
2016-08-02 03:00 | 10.977 | 1 | 5.8941
2016-08-02 04:00 | 7.5 | 1 | 4.2495
2016-08-02 05:00 | 9.516 | 1 | 5.2031
2016-08-02 06:00 | 0 | 0 | 0
2016-08-02 07:00 | 8.664 | 1 | 4.8001
2016-08-02 08:00 | 0 | 0 | 0
2016-08-02 09:00 | 30 | 2 | 15.594
2016-08-02 10:00 | 30 | 2 | 15.594
2016-08-02 11:00 | 30 | 2 | 15.594
2016-08-02 12:00 | 28.3217 | 2 | 14.8002
2016-08-02 13:00 | 24.7914 | 2 | 13.1304
2016-08-02 14:00 | 12.9999 | 1 | 6.8509
2016-08-02 15:00 | 15 | 1 | 7.797
2016-08-02 16:00 | 15 | 1 | 7.797
2016-08-02 17:00 | 30 | 2 | 15.594
2016-08-02 18:00 | 30 | 2 | 15.594
2016-08-02 19:00 | 30 | 2 | 15.594
2016-08-02 20:00 | 0 | 0 | 0
2016-08-02 21:00 | 0 | 0 | 0
2016-08-02 22:00 | 0 | 0 | 0
2016-08-02 23:00 | 0 | 0 | 0
2016-08-03 | 7.5 | 1 | 4.2495
2016-08-03 01:00 | 7.5 | 1 | 4.2495
2016-08-03 02:00 | 7.5 | 1 | 4.2495
2016-08-03 03:00 | 7.5 | 1 | 4.2495
2016-08-03 04:00 | 7.5 | 1 | 4.2495
2016-08-03 05:00 | 9.1915 | 1 | 5.0496
2016-08-03 06:00 | 0 | 0 | 0
2016-08-03 07:00 | 8.755 | 1 | 4.8431
2016-08-03 08:00 | 7.609 | 1 | 4.3011
2016-08-03 09:00 | 30 | 2 | 15.594
2016-08-03 10:00 | 30 | 2 | 15.594
2016-08-03 11:00 | 30 | 2 | 15.594
2016-08-03 12:00 | 28.9303 | 2 | 15.088
2016-08-03 13:00 | 24.9066 | 2 | 13.1848
2016-08-03 14:00 | 13.8495 | 1 | 7.2528
2016-08-03 15:00 | 15 | 1 | 7.797
2016-08-03 16:00 | 15 | 1 | 7.797
2016-08-03 17:00 | 30 | 2 | 15.594
2016-08-03 18:00 | 30 | 2 | 15.594
2016-08-03 19:00 | 30 | 2 | 15.594
2016-08-03 20:00 | 0 | 0 | 0
2016-08-03 21:00 | 0 | 0 | 0
2016-08-03 22:00 | 7.5 | 1 | 4.2495
2016-08-03 23:00 | 0 | 0 | 0
2016-08-04 | 7.6771 | 1 | 4.3333
2016-08-04 01:00 | 7.5 | 1 | 4.2495
2016-08-04 02:00 | 10.7614 | 1 | 5.7922
2016-08-04 03:00 | 11.947 | 1 | 6.3529
2016-08-04 04:00 | 0 | 0 | 0
2016-08-04 05:00 | 9.777 | 1 | 5.3265
2016-08-04 06:00 | 0 | 0 | 0
2016-08-04 07:00 | 8.593 | 1 | 4.7665
2016-08-04 08:00 | 0 | 0 | 0
2016-08-04 09:00 | 30 | 2 | 15.594
2016-08-04 10:00 | 30 | 2 | 15.594
2016-08-04 11:00 | 30 | 2 | 15.594
2016-08-04 12:00 | 30 | 2 | 15.594
2016-08-04 13:00 | 25.7776 | 2 | 13.5968
2016-08-04 14:00 | 14.5748 | 1 | 7.5959
2016-08-04 15:00 | 15 | 1 | 7.797
2016-08-04 16:00 | 14.3911 | 1 | 7.509
2016-08-04 17:00 | 30 | 2 | 15.594
2016-08-04 18:00 | 30 | 2 | 15.594
2016-08-04 19:00 | 30 | 2 | 15.594
2016-08-04 20:00 | 0 | 0 | 0
2016-08-04 21:00 | 0 | 0 | 0
2016-08-04 22:00 | 0 | 0 | 0
2016-08-04 23:00 | 0 | 0 | 0
2016-08-05 | 9.6745 | 1 | 5.278
2016-08-05 01:00 | 13.599 | 1 | 7.1343
2016-08-05 02:00 | 7.5 | 1 | 4.2495
2016-08-05 03:00 | 7.5 | 1 | 4.2495
2016-08-05 04:00 | 7.5 | 1 | 4.2495
2016-08-05 05:00 | 0 | 0 | 0
2016-08-05 06:00 | 0 | 0 | 0
2016-08-05 07:00 | 8.77 | 1 | 4.8502
2016-08-05 08:00 | 7.659 | 1 | 4.3247
2016-08-05 09:00 | 30 | 2 | 15.594
2016-08-05 10:00 | 30 | 2 | 15.594
2016-08-05 11:00 | 30 | 2 | 15.594
2016-08-05 12:00 | 30 | 2 | 15.594
2016-08-05 13:00 | 26.2135 | 2 | 13.803
2016-08-05 14:00 | 14.263 | 1 | 7.4484
2016-08-05 15:00 | 15 | 1 | 7.797
2016-08-05 16:00 | 13.2238 | 1 | 6.9569
2016-08-05 17:00 | 30 | 2 | 15.594
2016-08-05 18:00 | 30 | 2 | 15.594
2016-08-05 19:00 | 30 | 2 | 15.594
2016-08-05 20:00 | 0 | 0 | 0
2016-08-05 21:00 | 0 | 0 | 0
2016-08-05 22:00 | 7.5 | 1 | 4.2495
2016-08-05 23:00 | 0 | 0 | 0
2016-08-06 | 10.2124 | 1 | 5.5325
2016-08-06 01:00 | 9.6191 | 1 | 5.2519
2016-08-06 02:00 | 8.5954 | 1 | 4.7676
2016-08-06 03:00 | 11.1175 | 1 | 5.9606
2016-08-06 04:00 | 10.383 | 1 | 5.6132
2016-08-06 05:00 | 0 | 0 | 0
2016-08-06 06:00 | 0 | 0 | 0
2016-08-06 07:00 | 0 | 0 | 0
2016-08-06 08:00 | 0 | 0 | 0
2016-08-06 09:00 | 30 | 2 | 15.594
2016-08-06 10:00 | 30 | 2 | 15.594
2016-08-06 11:00 | 30 | 2 | 15.594
2016-08-06 12:00 | 26.9694 | 2 | 14.1605
2016-08-06 13:00 | 24.1514 | 2 | 12.8276
2016-08-06 14:00 | 13.6613 | 1 | 7.1638
2016-08-06 15:00 | 15 | 1 | 7.797
2016-08-06 16:00 | 15 | 1 | 7.797
2016-08-06 17:00 | 30 | 2 | 15.594
2016-08-06 18:00 | 30 | 2 | 15.594
2016-08-06 19:00 | 30 | 2 | 15.594
2016-08-06 20:00 | 0 | 0 | 0
2016-08-06 21:00 | 0 | 0 | 0
2016-08-06 22:00 | 0 | 0 | 0
2016-08-06 23:00 | 0 | 0 | 0
2016-08-07 | 15 | 1 | 7.797
2016-08-07 01:00 | 13.659 | 1 | 7.1627
2016-08-07 02:00 | 12.192 | 1 | 6.4688
2016-08-07 03:00 | 11.191 | 1 | 5.9953
2016-08-07 04:00 | 11.0693 | 1 | 5.9378
2016-08-07 05:00 | 0 | 0 | 0
2016-08-07 06:00 | 0 | 0 | 0
2016-08-07 07:00 | 0 | 0 | 0
2016-08-07 08:00 | 0 | 0 | 0
2016-08-07 09:00 | 30 | 2 | 15.594
2016-08-07 10:00 | 30 | 2 | 15.594
2016-08-07 11:00 | 30 | 2 | 15.594
2016-08-07 12:00 | 26.8113 | 2 | 14.0858
2016-08-07 13:00 | 23.3402 | 2 | 12.4439
2016-08-07 14:00 | 14.7805 | 1 | 7.6932
2016-08-07 15:00 | 15 | 1 | 7.797
2016-08-07 16:00 | 14.5377 | 1 | 7.5783
2016-08-07 17:00 | 30 | 2 | 15.594
2016-08-07 18:00 | 30 | 2 | 15.594
2016-08-07 19:00 | 30 | 2 | 15.594
2016-08-07 20:00 | 0 | 0 | 0
2016-08-07 21:00 | 0 | 0 | 0
2016-08-07 22:00 | 0 | 0 | 0
2016-08-07 23:00 | 0 | 0 | 0
2016-08-08 | 13.7323 | 1 | 7.1974
2016-08-08 01:00 | 10.3922 | 1 | 5.6175
2016-08-08 02:00 | 11.436 | 1 | 6.1112
2016-08-08 03:00 | 10.74 | 1 | 5.782
2016-08-08 04:00 | 10.401 | 1 | 5.6217
2016-08-08 05:00 | 0 | 0 | 0
2016-08-08 06:00 | 0 | 0 | 0
2016-08-08 07:00 | 0 | 0 | 0
2016-08-08 08:00 | 0 | 0 | 0
2016-08-08 09:00 | 30 | 2 | 15.594
2016-08-08 10:00 | 30 | 2 | 15.594
2016-08-08 11:00 | 30 | 2 | 15.594
2016-08-08 12:00 | 28.5097 | 2 | 14.8891
2016-08-08 13:00 | 24.1276 | 2 | 12.8164
2016-08-08 14:00 | 15 | 1 | 7.797
2016-08-08 15:00 | 15 | 1 | 7.797
2016-08-08 16:00 | 14.6159 | 1 | 7.6153
2016-08-08 17:00 | 30 | 2 | 15.594
2016-08-08 18:00 | 30 | 2 | 15.594
2016-08-08 19:00 | 30 | 2 | 15.594
2016-08-08 20:00 | 0 | 0 | 0
2016-08-08 21:00 | 0 | 0 | 0
2016-08-08 22:00 | 0 | 0 | 0
2016-08-08 23:00 | 0 | 0 | 0
2016-08-09 | 11.4594 | 1 | 6.1223
2016-08-09 01:00 | 13.0362 | 1 | 6.8681
2016-08-09 02:00 | 9.7266 | 1 | 5.3027
2016-08-09 03:00 | 9.1501 | 1 | 5.03
2016-08-09 04:00 | 8.6762 | 1 | 4.8058
2016-08-09 05:00 | 0 | 0 | 0
2016-08-09 06:00 | 0 | 0 | 0
2016-08-09 07:00 | 7.5 | 1 | 4.2495
2016-08-09 08:00 | 0 | 0 | 0
2016-08-09 09:00 | 30 | 2 | 15.594
2016-08-09 10:00 | 30 | 2 | 15.594
2016-08-09 11:00 | 30 | 2 | 15.594
2016-08-09 12:00 | 24.6848 | 2 | 13.0799
2016-08-09 13:00 | 15 | 1 | 7.797
2016-08-09 14:00 | 14.5979 | 1 | 7.6068
2016-08-09 15:00 | 15 | 1 | 7.797
2016-08-09 16:00 | 15 | 1 | 7.797
2016-08-09 17:00 | 30 | 2 | 15.594
2016-08-09 18:00 | 30 | 2 | 15.594
2016-08-09 19:00 | 30 | 2 | 15.594
2016-08-09 20:00 | 0 | 0 | 0
2016-08-09 21:00 | 0 | 0 | 0
2016-08-09 22:00 | 0 | 0 | 0
2016-08-09 23:00 | 0 | 0 | 0
2016-08-10 | 15 | 1 | 7.797
2016-08-10 01:00 | 14.7524 | 1 | 7.6799
2016-08-10 02:00 | 12.276 | 1 | 6.5085
2016-08-10 03:00 | 11.266 | 1 | 6.0308
2016-08-10 04:00 | 10.404 | 1 | 5.6231
2016-08-10 05:00 | 0 | 0 | 0
2016-08-10 06:00 | 0 | 0 | 0
2016-08-10 07:00 | 0 | 0 | 0
2016-08-10 08:00 | 0 | 0 | 0
2016-08-10 09:00 | 30 | 2 | 15.594
2016-08-10 10:00 | 30 | 2 | 15.594
2016-08-10 11:00 | 30 | 2 | 15.594
2016-08-10 12:00 | 28.7238 | 2 | 14.9904
2016-08-10 13:00 | 28.0692 | 2 | 14.6807
2016-08-10 14:00 | 7.5 | 1 | 4.2495
2016-08-10 15:00 | 25.674 | 2 | 13.5478
2016-08-10 16:00 | 23.3548 | 2 | 12.4508
2016-08-10 17:00 | 30 | 2 | 15.594
2016-08-10 18:00 | 30 | 2 | 15.594
2016-08-10 19:00 | 30 | 2 | 15.594
2016-08-10 20:00 | 0 | 0 | 0
2016-08-10 21:00 | 0 | 0 | 0
2016-08-10 22:00 | 0 | 0 | 0
2016-08-10 23:00 | 0 | 0 | 0
2016-08-11 | 8.8068 | 1 | 4.8676
2016-08-11 01:00 | 7.5 | 1 | 4.2495
2016-08-11 02:00 | 7.5 | 1 | 4.2495
2016-08-11 03:00 | 9.9757 | 1 | 5.4205
2016-08-11 04:00 | 0 | 0 | 0
2016-08-11 05:00 | 0 | 0 | 0
2016-08-11 06:00 | 9.638 | 1 | 5.2608
2016-08-11 07:00 | 8.42 | 1 | 4.6847
2016-08-11 08:00 | 7.711 | 1 | 4.3493
2016-08-11 09:00 | 30 | 2 | 15.594
2016-08-11 10:00 | 30 | 2 | 15.594
2016-08-11 11:00 | 30 | 2 | 15.594
2016-08-11 12:00 | 30 | 2 | 15.594
2016-08-11 13:00 | 27.4337 | 2 | 14.3802
2016-08-11 14:00 | 12.3441 | 1 | 6.5408
2016-08-11 15:00 | 15 | 1 | 7.797
2016-08-11 16:00 | 15 | 1 | 7.797
2016-08-11 17:00 | 30 | 2 | 15.594
2016-08-11 18:00 | 30 | 2 | 15.594
2016-08-11 19:00 | 30 | 2 | 15.594
2016-08-11 20:00 | 0 | 0 | 0
2016-08-11 21:00 | 0 | 0 | 0
2016-08-11 22:00 | 0 | 0 | 0
2016-08-11 23:00 | 7.5 | 1 | 4.2495
2016-08-12 | 7.5 | 1 | 4.2495
2016-08-12 01:00 | 7.5 | 1 | 4.2495
2016-08-12 02:00 | 7.5 | 1 | 4.2495
2016-08-12 03:00 | 7.5 | 1 | 4.2495
2016-08-12 04:00 | 7.5 | 1 | 4.2495
2016-08-12 05:00 | 7.5 | 1 | 4.2495
2016-08-12 06:00 | 0 | 0 | 0
2016-08-12 07:00 | 0 | 0 | 0
2016-08-12 08:00 | 7.5 | 1 | 4.2495
2016-08-12 09:00 | 30 | 2 | 15.594
2016-08-12 10:00 | 30 | 2 | 15.594
2016-08-12 11:00 | 30 | 2 | 15.594
2016-08-12 12:00 | 30 | 2 | 15.594
2016-08-12 13:00 | 26.9802 | 2 | 14.1656
2016-08-12 14:00 | 13.2779 | 1 | 6.9825
2016-08-12 15:00 | 15 | 1 | 7.797
2016-08-12 16:00 | 15 | 1 | 7.797
2016-08-12 17:00 | 30 | 2 | 15.594
2016-08-12 18:00 | 30 | 2 | 15.594
2016-08-12 19:00 | 30 | 2 | 15.594
2016-08-12 20:00 | 0 | 0 | 0
2016-08-12 21:00 | 0 | 0 | 0
2016-08-12 22:00 | 0 | 0 | 0
2016-08-12 23:00 | 0 | 0 | 0
2016-08-13 | 13.856 | 1 | 7.2559
2016-08-13 01:00 | 12.342 | 1 | 6.5398
2016-08-13 02:00 | 9.2255 | 1 | 5.0657
2016-08-13 03:00 | 7.5 | 1 | 4.2495
2016-08-13 04:00 | 7.5 | 1 | 4.2495
2016-08-13 05:00 | 0 | 0 | 0
2016-08-13 06:00 | 0 | 0 | 0
2016-08-13 07:00 | 9.334 | 1 | 5.117
2016-08-13 08:00 | 0 | 0 | 0
2016-08-13 09:00 | 30 | 2 | 15.594
2016-08-13 10:00 | 30 | 2 | 15.594
2016-08-13 11:00 | 30 | 2 | 15.594
2016-08-13 12:00 | 30 | 2 | 15.594
2016-08-13 13:00 | 25.4023 | 2 | 13.4193
2016-08-13 14:00 | 14.9146 | 1 | 7.7566
2016-08-13 15:00 | 15 | 1 | 7.797
2016-08-13 16:00 | 14.2215 | 1 | 7.4288
2016-08-13 17:00 | 30 | 2 | 15.594
2016-08-13 18:00 | 30 | 2 | 15.594
2016-08-13 19:00 | 30 | 2 | 15.594
2016-08-13 20:00 | 0 | 0 | 0
2016-08-13 21:00 | 0 | 0 | 0
2016-08-13 22:00 | 0 | 0 | 0
2016-08-13 23:00 | 7.5 | 1 | 4.2495
2016-08-14 | 10.3555 | 1 | 5.6002
2016-08-14 01:00 | 12.677 | 1 | 6.6982
2016-08-14 02:00 | 11.806 | 1 | 6.2862
2016-08-14 03:00 | 7.5 | 1 | 4.2495
2016-08-14 04:00 | 7.5 | 1 | 4.2495
2016-08-14 05:00 | 0 | 0 | 0
2016-08-14 06:00 | 0 | 0 | 0
2016-08-14 07:00 | 0 | 0 | 0
2016-08-14 08:00 | 0 | 0 | 0
2016-08-14 09:00 | 30 | 2 | 15.594
2016-08-14 10:00 | 30 | 2 | 15.594
2016-08-14 11:00 | 30 | 2 | 15.594
2016-08-14 12:00 | 28.5573 | 2 | 14.9116
2016-08-14 13:00 | 24.3601 | 2 | 12.9263
2016-08-14 14:00 | 15 | 1 | 7.797
2016-08-14 15:00 | 15 | 1 | 7.797
2016-08-14 16:00 | 14.8983 | 1 | 7.7489
2016-08-14 17:00 | 30 | 2 | 15.594
2016-08-14 18:00 | 30 | 2 | 15.594
2016-08-14 19:00 | 30 | 2 | 15.594
2016-08-14 20:00 | 0 | 0 | 0
2016-08-14 21:00 | 0 | 0 | 0
2016-08-14 22:00 | 0 | 0 | 0
2016-08-14 23:00 | 0 | 0 | 0
2016-08-15 | 13.0785 | 1 | 6.8881
2016-08-15 01:00 | 13.417 | 1 | 7.0482
2016-08-15 02:00 | 12.02 | 1 | 6.3875
2016-08-15 03:00 | 10.692 | 1 | 5.7593
2016-08-15 04:00 | 9.832 | 1 | 5.3525
2016-08-15 05:00 | 0 | 0 | 0
2016-08-15 06:00 | 0 | 0 | 0
2016-08-15 07:00 | 0 | 0 | 0
2016-08-15 08:00 | 0 | 0 | 0
2016-08-15 09:00 | 30 | 2 | 15.594
2016-08-15 10:00 | 30 | 2 | 15.594
2016-08-15 11:00 | 30 | 2 | 15.594
2016-08-15 12:00 | 27.1076 | 2 | 14.2259
2016-08-15 13:00 | 23.661 | 2 | 12.5957
2016-08-15 14:00 | 15 | 1 | 7.797
2016-08-15 15:00 | 15 | 1 | 7.797
2016-08-15 16:00 | 14.1631 | 1 | 7.4012
2016-08-15 17:00 | 30 | 2 | 15.594
2016-08-15 18:00 | 30 | 2 | 15.594
2016-08-15 19:00 | 30 | 2 | 15.594
2016-08-15 20:00 | 7.5 | 1 | 4.2495
2016-08-15 21:00 | 0 | 0 | 0
2016-08-15 22:00 | 0 | 0 | 0
2016-08-15 23:00 | 0 | 0 | 0
2016-08-16 | 11.015 | 1 | 5.9121
2016-08-16 01:00 | 10.0531 | 1 | 5.4571
2016-08-16 02:00 | 9.0961 | 1 | 5.0044
2016-08-16 03:00 | 11.1674 | 1 | 5.9842
2016-08-16 04:00 | 10.553 | 1 | 5.6936
2016-08-16 05:00 | 0 | 0 | 0
2016-08-16 06:00 | 0 | 0 | 0
2016-08-16 07:00 | 0 | 0 | 0
2016-08-16 08:00 | 0 | 0 | 0
2016-08-16 09:00 | 30 | 2 | 15.594
2016-08-16 10:00 | 30 | 2 | 15.594
2016-08-16 11:00 | 30 | 2 | 15.594
2016-08-16 12:00 | 25.5443 | 2 | 13.4865
2016-08-16 13:00 | 15 | 1 | 7.797
2016-08-16 14:00 | 22.5 | 2 | 12.0465
2016-08-16 15:00 | 15 | 1 | 7.797
2016-08-16 16:00 | 15 | 1 | 7.797
2016-08-16 17:00 | 30 | 2 | 15.594
2016-08-16 18:00 | 30 | 2 | 15.594
2016-08-16 19:00 | 30 | 2 | 15.594
2016-08-16 20:00 | 0 | 0 | 0
2016-08-16 21:00 | 0 | 0 | 0
2016-08-16 22:00 | 0 | 0 | 0
2016-08-16 23:00 | 0 | 0 | 0
2016-08-17 | 14.3653 | 1 | 7.4968
2016-08-17 01:00 | 10.2742 | 1 | 5.5617
2016-08-17 02:00 | 12.709 | 1 | 6.7134
2016-08-17 03:00 | 12.018 | 1 | 6.3865
2016-08-17 04:00 | 10.907 | 1 | 5.861
2016-08-17 05:00 | 0 | 0 | 0
2016-08-17 06:00 | 0 | 0 | 0
2016-08-17 07:00 | 0 | 0 | 0
2016-08-17 08:00 | 0 | 0 | 0
2016-08-17 09:00 | 30 | 2 | 15.594
2016-08-17 10:00 | 30 | 2 | 15.594
2016-08-17 11:00 | 30 | 2 | 15.594
2016-08-17 12:00 | 27.2242 | 2 | 14.2811
2016-08-17 13:00 | 23.1936 | 2 | 12.3746
2016-08-17 14:00 | 15 | 1 | 7.797
2016-08-17 15:00 | 15 | 1 | 7.797
2016-08-17 16:00 | 13.7879 | 1 | 7.2237
2016-08-17 17:00 | 30 | 2 | 15.594
2016-08-17 18:00 | 30 | 2 | 15.594
2016-08-17 19:00 | 30 | 2 | 15.594
2016-08-17 20:00 | 0 | 0 | 0
2016-08-17 21:00 | 0 | 0 | 0
2016-08-17 22:00 | 0 | 0 | 0
2016-08-17 23:00 | 0 | 0 | 0
2016-08-18 | 14.5285 | 1 | 7.574
2016-08-18 01:00 | 12.82 | 1 | 6.7659
2016-08-18 02:00 | 12 | 1 | 6.378
2016-08-18 03:00 | 10.985 | 1 | 5.8979
2016-08-18 04:00 | 10.273 | 1 | 5.5611
2016-08-18 05:00 | 0 | 0 | 0
2016-08-18 06:00 | 0 | 0 | 0
2016-08-18 07:00 | 0 | 0 | 0
2016-08-18 08:00 | 0 | 0 | 0
2016-08-18 09:00 | 30 | 2 | 15.594
2016-08-18 10:00 | 30 | 2 | 15.594
2016-08-18 11:00 | 30 | 2 | 15.594
2016-08-18 12:00 | 29.1213 | 2 | 15.1784
2016-08-18 13:00 | 24.6103 | 2 | 13.0447
2016-08-18 14:00 | 15 | 1 | 7.797
2016-08-18 15:00 | 15 | 1 | 7.797
2016-08-18 16:00 | 13.4087 | 1 | 7.0443
2016-08-18 17:00 | 30 | 2 | 15.594
2016-08-18 18:00 | 30 | 2 | 15.594
2016-08-18 19:00 | 30 | 2 | 15.594
2016-08-18 20:00 | 0 | 0 | 0
2016-08-18 21:00 | 0 | 0 | 0
2016-08-18 22:00 | 0 | 0 | 0
2016-08-18 23:00 | 0 | 0 | 0
2016-08-19 | 14.596 | 1 | 7.6059
2016-08-19 01:00 | 11.3453 | 1 | 6.0683
2016-08-19 02:00 | 9.8972 | 1 | 5.3834
2016-08-19 03:00 | 10.964 | 1 | 5.888
2016-08-19 04:00 | 10.404 | 1 | 5.6231
2016-08-19 05:00 | 0 | 0 | 0
2016-08-19 06:00 | 0 | 0 | 0
2016-08-19 07:00 | 0 | 0 | 0
2016-08-19 08:00 | 0 | 0 | 0
2016-08-19 09:00 | 30 | 2 | 15.594
2016-08-19 10:00 | 30 | 2 | 15.594
2016-08-19 11:00 | 30 | 2 | 15.594
2016-08-19 12:00 | 26.9364 | 2 | 14.1449
2016-08-19 13:00 | 22.717 | 2 | 12.1492
2016-08-19 14:00 | 15 | 1 | 7.797
2016-08-19 15:00 | 15 | 1 | 7.797
2016-08-19 16:00 | 14.2882 | 1 | 7.4603
2016-08-19 17:00 | 30 | 2 | 15.594
2016-08-19 18:00 | 30 | 2 | 15.594
2016-08-19 19:00 | 30 | 2 | 15.594
2016-08-19 20:00 | 0 | 0 | 0
2016-08-19 21:00 | 0 | 0 | 0
2016-08-19 22:00 | 0 | 0 | 0
2016-08-19 23:00 | 0 | 0 | 0
2016-08-20 | 12.3195 | 1 | 6.5291
2016-08-20 01:00 | 11.6757 | 1 | 6.2246
2016-08-20 02:00 | 11.3218 | 1 | 6.0572
2016-08-20 03:00 | 11.1863 | 1 | 5.9931
2016-08-20 04:00 | 11.0424 | 1 | 5.925
2016-08-20 05:00 | 0 | 0 | 0
2016-08-20 06:00 | 0 | 0 | 0
2016-08-20 07:00 | 0 | 0 | 0
2016-08-20 08:00 | 0 | 0 | 0
2016-08-20 09:00 | 30 | 2 | 15.594
2016-08-20 10:00 | 30 | 2 | 15.594
2016-08-20 11:00 | 30 | 2 | 15.594
2016-08-20 12:00 | 26.2833 | 2 | 13.836
2016-08-20 13:00 | 23.0731 | 2 | 12.3176
2016-08-20 14:00 | 15 | 1 | 7.797
2016-08-20 15:00 | 15 | 1 | 7.797
2016-08-20 16:00 | 15 | 1 | 7.797
2016-08-20 17:00 | 30 | 2 | 15.594
2016-08-20 18:00 | 30 | 2 | 15.594
2016-08-20 19:00 | 30 | 2 | 15.594
2016-08-20 20:00 | 0 | 0 | 0
2016-08-20 21:00 | 0 | 0 | 0
2016-08-20 22:00 | 0 | 0 | 0
2016-08-20 23:00 | 7.5 | 1 | 4.2495
2016-08-21 | 11.5198 | 1 | 6.1509
2016-08-21 01:00 | 9.794 | 1 | 5.3346
2016-08-21 02:00 | 11.0547 | 1 | 5.9309
2016-08-21 03:00 | 10.82 | 1 | 5.8199
2016-08-21 04:00 | 7.5 | 1 | 4.2495
2016-08-21 05:00 | 0 | 0 | 0
2016-08-21 06:00 | 0 | 0 | 0
2016-08-21 07:00 | 0 | 0 | 0
2016-08-21 08:00 | 0 | 0 | 0
2016-08-21 09:00 | 30 | 2 | 15.594
2016-08-21 10:00 | 30 | 2 | 15.594
2016-08-21 11:00 | 30 | 2 | 15.594
2016-08-21 12:00 | 28.3155 | 2 | 14.7972
2016-08-21 13:00 | 24.6909 | 2 | 13.0828
2016-08-21 14:00 | 13.6852 | 1 | 7.1751
2016-08-21 15:00 | 15 | 1 | 7.797
2016-08-21 16:00 | 15 | 1 | 7.797
2016-08-21 17:00 | 30 | 2 | 15.594
2016-08-21 18:00 | 30 | 2 | 15.594
2016-08-21 19:00 | 30 | 2 | 15.594
2016-08-21 20:00 | 0 | 0 | 0
2016-08-21 21:00 | 0 | 0 | 0
2016-08-21 22:00 | 0 | 0 | 0
2016-08-21 23:00 | 0 | 0 | 0
2016-08-22 | 11.3655 | 1 | 6.0779
2016-08-22 01:00 | 13.41 | 1 | 7.0449
2016-08-22 02:00 | 7.5 | 1 | 4.2495
2016-08-22 03:00 | 11.473 | 1 | 6.1287
2016-08-22 04:00 | 10.283 | 1 | 5.5659
2016-08-22 05:00 | 0 | 0 | 0
2016-08-22 06:00 | 0 | 0 | 0
2016-08-22 07:00 | 9.017 | 1 | 4.967
2016-08-22 08:00 | 0 | 0 | 0
2016-08-22 09:00 | 30 | 2 | 15.594
2016-08-22 10:00 | 30 | 2 | 15.594
2016-08-22 11:00 | 30 | 2 | 15.594
2016-08-22 12:00 | 29.1943 | 2 | 15.2129
2016-08-22 13:00 | 25.1744 | 2 | 13.3115
2016-08-22 14:00 | 13.589 | 1 | 7.1296
2016-08-22 15:00 | 15 | 1 | 7.797
2016-08-22 16:00 | 15 | 1 | 7.797
2016-08-22 17:00 | 30 | 2 | 15.594
2016-08-22 18:00 | 30 | 2 | 15.594
2016-08-22 19:00 | 30 | 2 | 15.594
2016-08-22 20:00 | 0 | 0 | 0
2016-08-22 21:00 | 0 | 0 | 0
2016-08-22 22:00 | 0 | 0 | 0
2016-08-22 23:00 | 7.5 | 1 | 4.2495
2016-08-23 | 7.7894 | 1 | 4.3864
2016-08-23 01:00 | 12.6591 | 1 | 6.6898
2016-08-23 02:00 | 11.46 | 1 | 6.1226
2016-08-23 03:00 | 10.931 | 1 | 5.8724
2016-08-23 04:00 | 10.061 | 1 | 5.4609
2016-08-23 05:00 | 0 | 0 | 0
2016-08-23 06:00 | 0 | 0 | 0
2016-08-23 07:00 | 0 | 0 | 0
2016-08-23 08:00 | 0 | 0 | 0
2016-08-23 09:00 | 30 | 2 | 15.594
2016-08-23 10:00 | 30 | 2 | 15.594
2016-08-23 11:00 | 30 | 2 | 15.594
2016-08-23 12:00 | 30 | 2 | 15.594
2016-08-23 13:00 | 25.3586 | 2 | 13.3986
2016-08-23 14:00 | 13.8628 | 1 | 7.2591
2016-08-23 15:00 | 15 | 1 | 7.797
2016-08-23 16:00 | 15 | 1 | 7.797
2016-08-23 17:00 | 30 | 2 | 15.594
2016-08-23 18:00 | 30 | 2 | 15.594
2016-08-23 19:00 | 30 | 2 | 15.594
2016-08-23 20:00 | 0 | 0 | 0
2016-08-23 21:00 | 0 | 0 | 0
2016-08-23 22:00 | 0 | 0 | 0
2016-08-23 23:00 | 0 | 0 | 0
2016-08-24 | 14.572 | 1 | 7.5946
2016-08-24 01:00 | 12.78 | 1 | 6.7469
2016-08-24 02:00 | 12.14 | 1 | 6.4442
2016-08-24 03:00 | 10.989 | 1 | 5.8998
2016-08-24 04:00 | 9.8015 | 1 | 5.3381
2016-08-24 05:00 | 0 | 0 | 0
2016-08-24 06:00 | 0 | 0 | 0
2016-08-24 07:00 | 0 | 0 | 0
2016-08-24 08:00 | 0 | 0 | 0
2016-08-24 09:00 | 30 | 2 | 15.594
2016-08-24 10:00 | 30 | 2 | 15.594
2016-08-24 11:00 | 30 | 2 | 15.594
2016-08-24 12:00 | 30 | 2 | 15.594
2016-08-24 13:00 | 25.3156 | 2 | 13.3783
2016-08-24 14:00 | 14.6471 | 1 | 7.6301
2016-08-24 15:00 | 15 | 1 | 7.797
2016-08-24 16:00 | 14.4279 | 1 | 7.5264
2016-08-24 17:00 | 30 | 2 | 15.594
2016-08-24 18:00 | 30 | 2 | 15.594
2016-08-24 19:00 | 30 | 2 | 15.594
2016-08-24 20:00 | 22.5 | 2 | 12.0465
2016-08-24 21:00 | 0 | 0 | 0
2016-08-24 22:00 | 0 | 0 | 0
2016-08-24 23:00 | 0 | 0 | 0
2016-08-25 | 7.6061 | 1 | 4.2997
2016-08-25 01:00 | 7.5 | 1 | 4.2495
2016-08-25 02:00 | 7.5 | 1 | 4.2495
2016-08-25 03:00 | 7.5 | 1 | 4.2495
2016-08-25 04:00 | 7.5 | 1 | 4.2495
2016-08-25 05:00 | 0 | 0 | 0
2016-08-25 06:00 | 0 | 0 | 0
2016-08-25 07:00 | 0 | 0 | 0
2016-08-25 08:00 | 0 | 0 | 0
2016-08-25 09:00 | 30 | 2 | 15.594
2016-08-25 10:00 | 30 | 2 | 15.594
2016-08-25 11:00 | 30 | 2 | 15.594
2016-08-25 12:00 | 30 | 2 | 15.594
2016-08-25 13:00 | 24.4676 | 2 | 12.9772
2016-08-25 14:00 | 15 | 1 | 7.797
2016-08-25 15:00 | 15 | 1 | 7.797
2016-08-25 16:00 | 14.2276 | 1 | 7.4317
2016-08-25 17:00 | 30 | 2 | 15.594
2016-08-25 18:00 | 30 | 2 | 15.594
2016-08-25 19:00 | 30 | 2 | 15.594
2016-08-25 20:00 | 22.5 | 2 | 12.0465
2016-08-25 21:00 | 0 | 0 | 0
2016-08-25 22:00 | 0 | 0 | 0
2016-08-25 23:00 | 0 | 0 | 0
2016-08-26 | 7.5 | 1 | 4.2495
2016-08-26 01:00 | 7.5 | 1 | 4.2495
2016-08-26 02:00 | 7.5 | 1 | 4.2495
2016-08-26 03:00 | 7.5 | 1 | 4.2495
2016-08-26 04:00 | 7.5 | 1 | 4.2495
2016-08-26 05:00 | 7.5 | 1 | 4.2495
2016-08-26 06:00 | 0 | 0 | 0
2016-08-26 07:00 | 0 | 0 | 0
2016-08-26 08:00 | 0 | 0 | 0
2016-08-26 09:00 | 30 | 2 | 15.594
2016-08-26 10:00 | 30 | 2 | 15.594
2016-08-26 11:00 | 30 | 2 | 15.594
2016-08-26 12:00 | 30 | 2 | 15.594
2016-08-26 13:00 | 26.8597 | 2 | 14.1086
2016-08-26 14:00 | 12.5203 | 1 | 6.6241
2016-08-26 15:00 | 15 | 1 | 7.797
2016-08-26 16:00 | 15 | 1 | 7.797
2016-08-26 17:00 | 30 | 2 | 15.594
2016-08-26 18:00 | 30 | 2 | 15.594
2016-08-26 19:00 | 30 | 2 | 15.594
2016-08-26 20:00 | 0 | 0 | 0
2016-08-26 21:00 | 0 | 0 | 0
2016-08-26 22:00 | 22.5 | 2 | 12.0465
2016-08-26 23:00 | 7.5 | 1 | 4.2495
2016-08-27 | 7.5 | 1 | 4.2495
2016-08-27 01:00 | 9.0471 | 1 | 4.9813
2016-08-27 02:00 | 7.5 | 1 | 4.2495
2016-08-27 03:00 | 0 | 0 | 0
2016-08-27 04:00 | 7.5 | 1 | 4.2495
2016-08-27 05:00 | 0 | 0 | 0
2016-08-27 06:00 | 0 | 0 | 0
2016-08-27 07:00 | 0 | 0 | 0
2016-08-27 08:00 | 0 | 0 | 0
2016-08-27 09:00 | 30 | 2 | 15.594
2016-08-27 10:00 | 30 | 2 | 15.594
2016-08-27 11:00 | 30 | 2 | 15.594
2016-08-27 12:00 | 30 | 2 | 15.594
2016-08-27 13:00 | 27.2135 | 2 | 14.276
2016-08-27 14:00 | 11.8512 | 1 | 6.3076
2016-08-27 15:00 | 15 | 1 | 7.797
2016-08-27 16:00 | 15 | 1 | 7.797
2016-08-27 17:00 | 30 | 2 | 15.594
2016-08-27 18:00 | 30 | 2 | 15.594
2016-08-27 19:00 | 30 | 2 | 15.594
2016-08-27 20:00 | 0 | 0 | 0
2016-08-27 21:00 | 0 | 0 | 0
2016-08-27 22:00 | 22.5 | 2 | 12.0465
2016-08-27 23:00 | 7.5 | 1 | 4.2495
2016-08-28 | 7.5 | 1 | 4.2495
2016-08-28 01:00 | 7.5 | 1 | 4.2495
2016-08-28 02:00 | 0 | 0 | 0
2016-08-28 03:00 | 7.5 | 1 | 4.2495
2016-08-28 04:00 | 7.5 | 1 | 4.2495
2016-08-28 05:00 | 0 | 0 | 0
2016-08-28 06:00 | 0 | 0 | 0
2016-08-28 07:00 | 7.5 | 1 | 4.2495
2016-08-28 08:00 | 0 | 0 | 0
2016-08-28 09:00 | 30 | 2 | 15.594
2016-08-28 10:00 | 30 | 2 | 15.594
2016-08-28 11:00 | 30 | 2 | 15.594
2016-08-28 12:00 | 30 | 2 | 15.594
2016-08-28 13:00 | 25.3808 | 2 | 13.4091
2016-08-28 14:00 | 15 | 1 | 7.797
2016-08-28 15:00 | 15 | 1 | 7.797
2016-08-28 16:00 | 14.2928 | 1 | 7.4625
2016-08-28 17:00 | 30 | 2 | 15.594
2016-08-28 18:00 | 30 | 2 | 15.594
2016-08-28 19:00 | 30 | 2 | 15.594
2016-08-28 20:00 | 7.5 | 1 | 4.2495
2016-08-28 21:00 | 0 | 0 | 0
2016-08-28 22:00 | 0 | 0 | 0
2016-08-28 23:00 | 0 | 0 | 0
2016-08-29 | 10.7587 | 1 | 5.7909
2016-08-29 01:00 | 9.9112 | 1 | 5.39
2016-08-29 02:00 | 12.3026 | 1 | 6.5211
2016-08-29 03:00 | 11.446 | 1 | 6.116
2016-08-29 04:00 | 10.321 | 1 | 5.5838
2016-08-29 05:00 | 0 | 0 | 0
2016-08-29 06:00 | 0 | 0 | 0
2016-08-29 07:00 | 0 | 0 | 0
2016-08-29 08:00 | 0 | 0 | 0
2016-08-29 09:00 | 30 | 2 | 15.594
2016-08-29 10:00 | 30 | 2 | 15.594
2016-08-29 11:00 | 30 | 2 | 15.594
2016-08-29 12:00 | 28.7507 | 2 | 15.0031
2016-08-29 13:00 | 24.3985 | 2 | 12.9445
2016-08-29 14:00 | 15 | 1 | 7.797
2016-08-29 15:00 | 15 | 1 | 7.797
2016-08-29 16:00 | 14.3067 | 1 | 7.469
2016-08-29 17:00 | 30 | 2 | 15.594
2016-08-29 18:00 | 30 | 2 | 15.594
2016-08-29 19:00 | 30 | 2 | 15.594
2016-08-29 20:00 | 0 | 0 | 0
2016-08-29 21:00 | 0 | 0 | 0
2016-08-29 22:00 | 0 | 0 | 0
2016-08-29 23:00 | 0 | 0 | 0
2016-08-30 | 15 | 1 | 7.797
2016-08-30 01:00 | 13.258 | 1 | 6.973
2016-08-30 02:00 | 11.681 | 1 | 6.2271
2016-08-30 03:00 | 13.6218 | 1 | 7.1451
2016-08-30 04:00 | 9.64 | 1 | 5.2617
2016-08-30 05:00 | 0 | 0 | 0
2016-08-30 06:00 | 0 | 0 | 0
2016-08-30 07:00 | 0 | 0 | 0
2016-08-30 08:00 | 0 | 0 | 0
2016-08-30 09:00 | 30 | 2 | 15.594
2016-08-30 10:00 | 30 | 2 | 15.594
2016-08-30 11:00 | 30 | 2 | 15.594
2016-08-30 12:00 | 26.796 | 2 | 14.0785
2016-08-30 13:00 | 22.5743 | 2 | 12.0816
2016-08-30 14:00 | 15 | 1 | 7.797
2016-08-30 15:00 | 15 | 1 | 7.797
2016-08-30 16:00 | 14.1578 | 1 | 7.3986
2016-08-30 17:00 | 30 | 2 | 15.594
2016-08-30 18:00 | 30 | 2 | 15.594
2016-08-30 19:00 | 30 | 2 | 15.594
2016-08-30 20:00 | 0 | 0 | 0
2016-08-30 21:00 | 0 | 0 | 0
2016-08-30 22:00 | 0 | 0 | 0
2016-08-30 23:00 | 0 | 0 | 0
2016-08-31 | 15 | 1 | 7.797
2016-08-31 01:00 | 12.867 | 1 | 6.7881
2016-08-31 02:00 | 13.6447 | 1 | 7.156
2016-08-31 03:00 | 10.739 | 1 | 5.7815
2016-08-31 04:00 | 9.847 | 1 | 5.3596
2016-08-31 05:00 | 0 | 0 | 0
2016-08-31 06:00 | 0 | 0 | 0
2016-08-31 07:00 | 0 | 0 | 0
2016-08-31 08:00 | 0 | 0 | 0
2016-08-31 09:00 | 30 | 2 | 15.594
2016-08-31 10:00 | 30 | 2 | 15.594
2016-08-31 11:00 | 30 | 2 | 15.594
2016-08-31 12:00 | 25.707 | 2 | 13.5634
2016-08-31 13:00 | 22.5091 | 2 | 12.0508
2016-08-31 14:00 | 15 | 1 | 7.797
2016-08-31 15:00 | 15 | 1 | 7.797
2016-08-31 16:00 | 14.6697 | 1 | 7.6407
2016-08-31 17:00 | 30 | 2 | 15.594
2016-08-31 18:00 | 30 | 2 | 15.594
2016-08-31 19:00 | 30 | 2 | 15.594
2016-08-31 20:00 | 0 | 0 | 0
2016-08-31 21:00 | 0 | 0 | 0
2016-08-31 22:00 | 0 | 0 | 0
2016-08-31 23:00 | 0 | 0 | 0
2016-09-01 | 15 | 1 | 7.797
2016-09-01 01:00 | 13.774 | 1 | 7.2171
2016-09-01 02:00 | 12.112 | 1 | 6.431
2016-09-01 03:00 | 12.9702 | 1 | 6.8369
2016-09-01 04:00 | 15 | 1 | 7.797
2016-09-01 05:00 | 0 | 0 | 0
2016-09-01 06:00 | 0 | 0 | 0
2016-09-01 07:00 | 0 | 0 | 0
2016-09-01 08:00 | 0 | 0 | 0
2016-09-01 09:00 | 30 | 2 | 15.594
2016-09-01 10:00 | 30 | 2 | 15.594
2016-09-01 11:00 | 30 | 2 | 15.594
2016-09-01 12:00 | 25.5059 | 2 | 13.4683
2016-09-01 13:00 | 22.7639 | 2 | 12.1713
2016-09-01 14:00 | 15 | 1 | 7.797
2016-09-01 15:00 | 15 | 1 | 7.797
2016-09-01 16:00 | 15 | 1 | 7.797
2016-09-01 17:00 | 30 | 2 | 15.594
2016-09-01 18:00 | 30 | 2 | 15.594
2016-09-01 19:00 | 30 | 2 | 15.594
2016-09-01 20:00 | 0 | 0 | 0
2016-09-01 21:00 | 0 | 0 | 0
2016-09-01 22:00 | 0 | 0 | 0
2016-09-01 23:00 | 0 | 0 | 0
2016-09-02 | 11.7884 | 1 | 6.2779
2016-09-02 01:00 | 10.3571 | 1 | 5.6009
2016-09-02 02:00 | 12.578 | 1 | 6.6514
2016-09-02 03:00 | 12.193 | 1 | 6.4693
2016-09-02 04:00 | 11.664 | 1 | 6.2191
2016-09-02 05:00 | 0 | 0 | 0
2016-09-02 06:00 | 9.618 | 1 | 5.2513
2016-09-02 07:00 | 0 | 0 | 0
2016-09-02 08:00 | 0 | 0 | 0
2016-09-02 09:00 | 30 | 2 | 15.594
2016-09-02 10:00 | 30 | 2 | 15.594
2016-09-02 11:00 | 30 | 2 | 15.594
2016-09-02 12:00 | 24.76 | 2 | 13.1155
2016-09-02 13:00 | 22.7869 | 2 | 12.1822
2016-09-02 14:00 | 13.1516 | 1 | 6.9227
2016-09-02 15:00 | 15 | 1 | 7.797
2016-09-02 16:00 | 23.3686 | 2 | 12.4573
2016-09-02 17:00 | 30 | 2 | 15.594
2016-09-02 18:00 | 30 | 2 | 15.594
2016-09-02 19:00 | 30 | 2 | 15.594
2016-09-02 20:00 | 0 | 0 | 0
2016-09-02 21:00 | 0 | 0 | 0
2016-09-02 22:00 | 7.5 | 1 | 4.2495
2016-09-02 23:00 | 7.5 | 1 | 4.2495
2016-09-03 | 8.6804 | 1 | 4.8078
2016-09-03 01:00 | 8.2654 | 1 | 4.6116
2016-09-03 02:00 | 7.5 | 1 | 4.2495
2016-09-03 03:00 | 8.8777 | 1 | 4.9011
2016-09-03 04:00 | 11.845 | 1 | 6.3047
2016-09-03 05:00 | 0 | 0 | 0
2016-09-03 06:00 | 0 | 0 | 0
2016-09-03 07:00 | 0 | 0 | 0
2016-09-03 08:00 | 7.585 | 1 | 4.2897
2016-09-03 09:00 | 30 | 2 | 15.594
2016-09-03 10:00 | 30 | 2 | 15.594
2016-09-03 11:00 | 30 | 2 | 15.594
2016-09-03 12:00 | 27.4744 | 2 | 14.3994
2016-09-03 13:00 | 25.3824 | 2 | 13.4099
2016-09-03 14:00 | 11.2235 | 1 | 6.0107
2016-09-03 15:00 | 15 | 1 | 7.797
2016-09-03 16:00 | 15 | 1 | 7.797
2016-09-03 17:00 | 30 | 2 | 15.594
2016-09-03 18:00 | 30 | 2 | 15.594
2016-09-03 19:00 | 30 | 2 | 15.594
2016-09-03 20:00 | 0 | 0 | 0
2016-09-03 21:00 | 0 | 0 | 0
2016-09-03 22:00 | 0 | 0 | 0
2016-09-03 23:00 | 0 | 0 | 0
2016-09-04 | 13.2375 | 1 | 6.9633
2016-09-04 01:00 | 7.571 | 1 | 4.2831
2016-09-04 02:00 | 12.687 | 1 | 6.703
2016-09-04 03:00 | 7.5 | 1 | 4.2495
2016-09-04 04:00 | 11.283 | 1 | 6.0389
2016-09-04 05:00 | 9.871 | 1 | 5.371
2016-09-04 06:00 | 0 | 0 | 0
2016-09-04 07:00 | 0 | 0 | 0
2016-09-04 08:00 | 0 | 0 | 0
2016-09-04 09:00 | 30 | 2 | 15.594
2016-09-04 10:00 | 30 | 2 | 15.594
2016-09-04 11:00 | 30 | 2 | 15.594
2016-09-04 12:00 | 29.05 | 2 | 15.1446
2016-09-04 13:00 | 25.984 | 2 | 13.6945
2016-09-04 14:00 | 11.63 | 1 | 6.203
2016-09-04 15:00 | 15 | 1 | 7.797
2016-09-04 16:00 | 15 | 1 | 7.797
2016-09-04 17:00 | 30 | 2 | 15.594
2016-09-04 18:00 | 30 | 2 | 15.594
2016-09-04 19:00 | 30 | 2 | 15.594
2016-09-04 20:00 | 0 | 0 | 0
2016-09-04 21:00 | 0 | 0 | 0
2016-09-04 22:00 | 0 | 0 | 0
2016-09-04 23:00 | 22.5 | 2 | 12.0465
2016-09-05 | 9.4247 | 1 | 5.1599
2016-09-05 01:00 | 8.3827 | 1 | 4.667
2016-09-05 02:00 | 7.6448 | 1 | 4.318
2016-09-05 03:00 | 7.5 | 1 | 4.2495
2016-09-05 04:00 | 7.5 | 1 | 4.2495
2016-09-05 05:00 | 0 | 0 | 0
2016-09-05 06:00 | 0 | 0 | 0
2016-09-05 07:00 | 7.5 | 1 | 4.2495
2016-09-05 08:00 | 0 | 0 | 0
2016-09-05 09:00 | 30 | 2 | 15.594
2016-09-05 10:00 | 30 | 2 | 15.594
2016-09-05 11:00 | 30 | 2 | 15.594
2016-09-05 12:00 | 29.1904 | 2 | 15.2111
2016-09-05 13:00 | 25.1729 | 2 | 13.3108
2016-09-05 14:00 | 14.9666 | 1 | 7.7812
2016-09-05 15:00 | 15 | 1 | 7.797
2016-09-05 16:00 | 13.7004 | 1 | 7.1823
2016-09-05 17:00 | 30 | 2 | 15.594
2016-09-05 18:00 | 30 | 2 | 15.594
2016-09-05 19:00 | 30 | 2 | 15.594
2016-09-05 20:00 | 0 | 0 | 0
2016-09-05 21:00 | 0 | 0 | 0
2016-09-05 22:00 | 0 | 0 | 0
2016-09-05 23:00 | 0 | 0 | 0
2016-09-06 | 12.1555 | 1 | 6.4516
2016-09-06 01:00 | 13.844 | 1 | 7.2502
2016-09-06 02:00 | 13.695 | 1 | 7.1797
2016-09-06 03:00 | 12.573 | 1 | 6.649
2016-09-06 04:00 | 11.512 | 1 | 6.1472
2016-09-06 05:00 | 0 | 0 | 0
2016-09-06 06:00 | 0 | 0 | 0
2016-09-06 07:00 | 0 | 0 | 0
2016-09-06 08:00 | 0 | 0 | 0
2016-09-06 09:00 | 30 | 2 | 15.594
2016-09-06 10:00 | 30 | 2 | 15.594
2016-09-06 11:00 | 30 | 2 | 15.594
2016-09-06 12:00 | 26.7546 | 2 | 14.0589
2016-09-06 13:00 | 23.1153 | 2 | 12.3376
2016-09-06 14:00 | 15 | 1 | 7.797
2016-09-06 15:00 | 15 | 1 | 7.797
2016-09-06 16:00 | 15 | 1 | 7.797
2016-09-06 17:00 | 30 | 2 | 15.594
2016-09-06 18:00 | 30 | 2 | 15.594
2016-09-06 19:00 | 30 | 2 | 15.594
2016-09-06 20:00 | 0 | 0 | 0
2016-09-06 21:00 | 0 | 0 | 0
2016-09-06 22:00 | 0 | 0 | 0
2016-09-06 23:00 | 7.5 | 1 | 4.2495
2016-09-07 | 10.1872 | 1 | 5.5205
2016-09-07 01:00 | 9.7069 | 1 | 5.2934
2016-09-07 02:00 | 9.2906 | 1 | 5.0964
2016-09-07 03:00 | 9.0189 | 1 | 4.9679
2016-09-07 04:00 | 12.479 | 1 | 6.6046
2016-09-07 05:00 | 0 | 0 | 0
2016-09-07 06:00 | 10.396 | 1 | 5.6193
2016-09-07 07:00 | 0 | 0 | 0
2016-09-07 08:00 | 0 | 0 | 0
2016-09-07 09:00 | 30 | 2 | 15.594
2016-09-07 10:00 | 30 | 2 | 15.594
2016-09-07 11:00 | 30 | 2 | 15.594
2016-09-07 12:00 | 26.3332 | 2 | 13.8596
2016-09-07 13:00 | 23.1077 | 2 | 12.3339
2016-09-07 14:00 | 14.4645 | 1 | 7.5437
2016-09-07 15:00 | 15 | 1 | 7.797
2016-09-07 16:00 | 15 | 1 | 7.797
2016-09-07 17:00 | 30 | 2 | 15.594
2016-09-07 18:00 | 30 | 2 | 15.594
2016-09-07 19:00 | 30 | 2 | 15.594
2016-09-07 20:00 | 0 | 0 | 0
2016-09-07 21:00 | 0 | 0 | 0
2016-09-07 22:00 | 0 | 0 | 0
2016-09-07 23:00 | 0 | 0 | 0
2016-09-08 | 14.826 | 1 | 7.7147
2016-09-08 01:00 | 13.234 | 1 | 6.9617
2016-09-08 02:00 | 12.239 | 1 | 6.491
2016-09-08 03:00 | 8.6885 | 1 | 4.8117
2016-09-08 04:00 | 11.226 | 1 | 6.0119
2016-09-08 05:00 | 0 | 0 | 0
2016-09-08 06:00 | 0 | 0 | 0
2016-09-08 07:00 | 0 | 0 | 0
2016-09-08 08:00 | 0 | 0 | 0
2016-09-08 09:00 | 30 | 2 | 15.594
2016-09-08 10:00 | 30 | 2 | 15.594
2016-09-08 11:00 | 30 | 2 | 15.594
2016-09-08 12:00 | 28.499 | 2 | 14.884
2016-09-08 13:00 | 24.9587 | 2 | 13.2095
2016-09-08 14:00 | 13.834 | 1 | 7.2455
2016-09-08 15:00 | 15 | 1 | 7.797
2016-09-08 16:00 | 15 | 1 | 7.797
2016-09-08 17:00 | 30 | 2 | 15.594
2016-09-08 18:00 | 30 | 2 | 15.594
2016-09-08 19:00 | 30 | 2 | 15.594
2016-09-08 20:00 | 0 | 0 | 0
2016-09-08 21:00 | 0 | 0 | 0
2016-09-08 22:00 | 0 | 0 | 0
2016-09-08 23:00 | 0 | 0 | 0
2016-09-09 | 9.6809 | 1 | 5.2811
2016-09-09 01:00 | 11.5876 | 1 | 6.1829
2016-09-09 02:00 | 12.454 | 1 | 6.5927
2016-09-09 03:00 | 11.997 | 1 | 6.3766
2016-09-09 04:00 | 11.754 | 1 | 6.2616
2016-09-09 05:00 | 0 | 0 | 0
2016-09-09 06:00 | 0 | 0 | 0
2016-09-09 07:00 | 7.768 | 1 | 4.3763
2016-09-09 08:00 | 0 | 0 | 0
2016-09-09 09:00 | 30 | 2 | 15.594
2016-09-09 10:00 | 30 | 2 | 15.594
2016-09-09 11:00 | 30 | 2 | 15.594
2016-09-09 12:00 | 28.6187 | 2 | 14.9406
2016-09-09 13:00 | 24.3225 | 2 | 12.9086
2016-09-09 14:00 | 14.1942 | 1 | 7.4159
2016-09-09 15:00 | 15 | 1 | 7.797
2016-09-09 16:00 | 15 | 1 | 7.797
2016-09-09 17:00 | 30 | 2 | 15.594
2016-09-09 18:00 | 30 | 2 | 15.594
2016-09-09 19:00 | 30 | 2 | 15.594
2016-09-09 20:00 | 0 | 0 | 0
2016-09-09 21:00 | 0 | 0 | 0
2016-09-09 22:00 | 0 | 0 | 0
2016-09-09 23:00 | 0 | 0 | 0
2016-09-10 | 14.494 | 1 | 7.5577
2016-09-10 01:00 | 8.4822 | 1 | 4.7141
2016-09-10 02:00 | 7.9333 | 1 | 4.4545
2016-09-10 03:00 | 11.544 | 1 | 6.1623
2016-09-10 04:00 | 11.28 | 1 | 6.0374
2016-09-10 05:00 | 0 | 0 | 0
2016-09-10 06:00 | 7.5 | 1 | 4.2495
2016-09-10 07:00 | 0 | 0 | 0
2016-09-10 08:00 | 0 | 0 | 0
2016-09-10 09:00 | 30 | 2 | 15.594
2016-09-10 10:00 | 30 | 2 | 15.594
2016-09-10 11:00 | 30 | 2 | 15.594
2016-09-10 12:00 | 30 | 2 | 15.594
2016-09-10 13:00 | 25.2519 | 2 | 13.3482
2016-09-10 14:00 | 13.4766 | 1 | 7.0764
2016-09-10 15:00 | 15 | 1 | 7.797
2016-09-10 16:00 | 15 | 1 | 7.797
2016-09-10 17:00 | 30 | 2 | 15.594
2016-09-10 18:00 | 30 | 2 | 15.594
2016-09-10 19:00 | 30 | 2 | 15.594
2016-09-10 20:00 | 0 | 0 | 0
2016-09-10 21:00 | 0 | 0 | 0
2016-09-10 22:00 | 22.5 | 2 | 12.0465
2016-09-10 23:00 | 0 | 0 | 0
2016-09-11 | 7.5 | 1 | 4.2495
2016-09-11 01:00 | 7.5 | 1 | 4.2495
2016-09-11 02:00 | 7.5 | 1 | 4.2495
2016-09-11 03:00 | 7.5 | 1 | 4.2495
2016-09-11 04:00 | 7.5 | 1 | 4.2495
2016-09-11 05:00 | 0 | 0 | 0
2016-09-11 06:00 | 0 | 0 | 0
2016-09-11 07:00 | 0 | 0 | 0
2016-09-11 08:00 | 0 | 0 | 0
2016-09-11 09:00 | 30 | 2 | 15.594
2016-09-11 10:00 | 30 | 2 | 15.594
2016-09-11 11:00 | 30 | 2 | 15.594
2016-09-11 12:00 | 29.6194 | 2 | 15.414
2016-09-11 13:00 | 24.7907 | 2 | 13.13
2016-09-11 14:00 | 14.0053 | 1 | 7.3265
2016-09-11 15:00 | 15 | 1 | 7.797
2016-09-11 16:00 | 15 | 1 | 7.797
2016-09-11 17:00 | 30 | 2 | 15.594
2016-09-11 18:00 | 30 | 2 | 15.594
2016-09-11 19:00 | 30 | 2 | 15.594
2016-09-11 20:00 | 0 | 0 | 0
2016-09-11 21:00 | 0 | 0 | 0
2016-09-11 22:00 | 0 | 0 | 0
2016-09-11 23:00 | 7.5 | 1 | 4.2495
2016-09-12 | 7.5 | 1 | 4.2495
2016-09-12 01:00 | 7.5 | 1 | 4.2495
2016-09-12 02:00 | 7.5 | 1 | 4.2495
2016-09-12 03:00 | 10.5935 | 1 | 5.7127
2016-09-12 04:00 | 0 | 0 | 0
2016-09-12 05:00 | 9.791 | 1 | 5.3331
2016-09-12 06:00 | 8.594 | 1 | 4.767
2016-09-12 07:00 | 0 | 0 | 0
2016-09-12 08:00 | 0 | 0 | 0
2016-09-12 09:00 | 30 | 2 | 15.594
2016-09-12 10:00 | 30 | 2 | 15.594
2016-09-12 11:00 | 30 | 2 | 15.594
2016-09-12 12:00 | 30 | 2 | 15.594
2016-09-12 13:00 | 28.1244 | 2 | 14.7069
2016-09-12 14:00 | 11.9636 | 1 | 6.3608
2016-09-12 15:00 | 15 | 1 | 7.797
2016-09-12 16:00 | 15 | 1 | 7.797
2016-09-12 17:00 | 30 | 2 | 15.594
2016-09-12 18:00 | 30 | 2 | 15.594
2016-09-12 19:00 | 30 | 2 | 15.594
2016-09-12 20:00 | 0 | 0 | 0
2016-09-12 21:00 | 0 | 0 | 0
2016-09-12 22:00 | 0 | 0 | 0
2016-09-12 23:00 | 22.5 | 2 | 12.0465
2016-09-13 | 8.2135 | 1 | 4.587
2016-09-13 01:00 | 7.5626 | 1 | 4.2791
2016-09-13 02:00 | 7.5 | 1 | 4.2495
2016-09-13 03:00 | 7.5 | 1 | 4.2495
2016-09-13 04:00 | 10.1125 | 1 | 5.4852
2016-09-13 05:00 | 0 | 0 | 0
2016-09-13 06:00 | 0 | 0 | 0
2016-09-13 07:00 | 0 | 0 | 0
2016-09-13 08:00 | 0 | 0 | 0
2016-09-13 09:00 | 30 | 2 | 15.594
2016-09-13 10:00 | 30 | 2 | 15.594
2016-09-13 11:00 | 30 | 2 | 15.594
2016-09-13 12:00 | 30 | 2 | 15.594
2016-09-13 13:00 | 26.1529 | 2 | 13.7743
2016-09-13 14:00 | 12.778 | 1 | 6.746
2016-09-13 15:00 | 15 | 1 | 7.797
2016-09-13 16:00 | 15 | 1 | 7.797
2016-09-13 17:00 | 30 | 2 | 15.594
2016-09-13 18:00 | 30 | 2 | 15.594
2016-09-13 19:00 | 30 | 2 | 15.594
2016-09-13 20:00 | 0 | 0 | 0
2016-09-13 21:00 | 0 | 0 | 0
2016-09-13 22:00 | 0 | 0 | 0
2016-09-13 23:00 | 7.5 | 1 | 4.2495
2016-09-14 | 7.781 | 1 | 4.3824
2016-09-14 01:00 | 7.5 | 1 | 4.2495
2016-09-14 02:00 | 7.5 | 1 | 4.2495
2016-09-14 03:00 | 11.8465 | 1 | 6.3054
2016-09-14 04:00 | 11.078 | 1 | 5.9419
2016-09-14 05:00 | 0 | 0 | 0
2016-09-14 06:00 | 0 | 0 | 0
2016-09-14 07:00 | 8.527 | 1 | 4.7353
2016-09-14 08:00 | 0 | 0 | 0
2016-09-14 09:00 | 30 | 2 | 15.594
2016-09-14 10:00 | 30 | 2 | 15.594
2016-09-14 11:00 | 30 | 2 | 15.594
2016-09-14 12:00 | 29.5695 | 2 | 15.3904
2016-09-14 13:00 | 25.0616 | 2 | 13.2581
2016-09-14 14:00 | 13.874 | 1 | 7.2644
2016-09-14 15:00 | 15 | 1 | 7.797
2016-09-14 16:00 | 15 | 1 | 7.797
2016-09-14 17:00 | 30 | 2 | 15.594
2016-09-14 18:00 | 30 | 2 | 15.594
2016-09-14 19:00 | 30 | 2 | 15.594
2016-09-14 20:00 | 0 | 0 | 0
2016-09-14 21:00 | 0 | 0 | 0
2016-09-14 22:00 | 0 | 0 | 0
2016-09-14 23:00 | 0 | 0 | 0
2016-09-15 | 9.5672 | 1 | 5.2273
2016-09-15 01:00 | 13.1843 | 1 | 6.9382
2016-09-15 02:00 | 12.881 | 1 | 6.7947
2016-09-15 03:00 | 12.371 | 1 | 6.5535
2016-09-15 04:00 | 7.5 | 1 | 4.2495
2016-09-15 05:00 | 0 | 0 | 0
2016-09-15 06:00 | 0 | 0 | 0
2016-09-15 07:00 | 0 | 0 | 0
2016-09-15 08:00 | 8.116 | 1 | 4.5409
2016-09-15 09:00 | 30 | 2 | 15.594
2016-09-15 10:00 | 30 | 2 | 15.594
2016-09-15 11:00 | 30 | 2 | 15.594
2016-09-15 12:00 | 28.0715 | 2 | 14.6818
2016-09-15 13:00 | 25.8666 | 2 | 13.6389
2016-09-15 14:00 | 10.9595 | 1 | 5.8858
2016-09-15 15:00 | 15 | 1 | 7.797
2016-09-15 16:00 | 15 | 1 | 7.797
2016-09-15 17:00 | 30 | 2 | 15.594
2016-09-15 18:00 | 30 | 2 | 15.594
2016-09-15 19:00 | 30 | 2 | 15.594
2016-09-15 20:00 | 7.5 | 1 | 4.2495
2016-09-15 21:00 | 0 | 0 | 0
2016-09-15 22:00 | 0 | 0 | 0
2016-09-15 23:00 | 0 | 0 | 0
2016-09-16 | 8.3293 | 1 | 4.6418
2016-09-16 01:00 | 9.3512 | 1 | 5.1251
2016-09-16 02:00 | 12.589 | 1 | 6.6566
2016-09-16 03:00 | 7.5 | 1 | 4.2495
2016-09-16 04:00 | 7.5 | 1 | 4.2495
2016-09-16 05:00 | 0 | 0 | 0
2016-09-16 06:00 | 0 | 0 | 0
2016-09-16 07:00 | 0 | 0 | 0
2016-09-16 08:00 | 7.697 | 1 | 4.3427
2016-09-16 09:00 | 30 | 2 | 15.594
2016-09-16 10:00 | 30 | 2 | 15.594
2016-09-16 11:00 | 30 | 2 | 15.594
2016-09-16 12:00 | 27.5535 | 2 | 14.4368
2016-09-16 13:00 | 24.1123 | 2 | 12.8091
2016-09-16 14:00 | 13.8495 | 1 | 7.2528
2016-09-16 15:00 | 15 | 1 | 7.797
2016-09-16 16:00 | 15 | 1 | 7.797
2016-09-16 17:00 | 30 | 2 | 15.594
2016-09-16 18:00 | 30 | 2 | 15.594
2016-09-16 19:00 | 30 | 2 | 15.594
2016-09-16 20:00 | 0 | 0 | 0
2016-09-16 21:00 | 0 | 0 | 0
2016-09-16 22:00 | 0 | 0 | 0
2016-09-16 23:00 | 0 | 0 | 0
2016-09-17 | 10.6885 | 1 | 5.7577
2016-09-17 01:00 | 11.6446 | 1 | 6.2099
2016-09-17 02:00 | 12.066 | 1 | 6.4092
2016-09-17 03:00 | 7.7374 | 1 | 4.3618
2016-09-17 04:00 | 11.347 | 1 | 6.0691
2016-09-17 05:00 | 10.41 | 1 | 5.6259
2016-09-17 06:00 | 0 | 0 | 0
2016-09-17 07:00 | 0 | 0 | 0
2016-09-17 08:00 | 0 | 0 | 0
2016-09-17 09:00 | 30 | 2 | 15.594
2016-09-17 10:00 | 30 | 2 | 15.594
2016-09-17 11:00 | 30 | 2 | 15.594
2016-09-17 12:00 | 28.4859 | 2 | 14.8778
2016-09-17 13:00 | 24.3755 | 2 | 12.9336
2016-09-17 14:00 | 15 | 1 | 7.797
2016-09-17 15:00 | 15 | 1 | 7.797
2016-09-17 16:00 | 15 | 1 | 7.797
2016-09-17 17:00 | 30 | 2 | 15.594
2016-09-17 18:00 | 30 | 2 | 15.594
2016-09-17 19:00 | 30 | 2 | 15.594
2016-09-17 20:00 | 0 | 0 | 0
2016-09-17 21:00 | 0 | 0 | 0
2016-09-17 22:00 | 0 | 0 | 0
2016-09-17 23:00 | 0 | 0 | 0
2016-09-18 | 14.475 | 1 | 7.5487
2016-09-18 01:00 | 13.381 | 1 | 7.0312
2016-09-18 02:00 | 12.331 | 1 | 6.5346
2016-09-18 03:00 | 7.9003 | 1 | 4.4389
2016-09-18 04:00 | 10.4552 | 1 | 5.6473
2016-09-18 05:00 | 0 | 0 | 0
2016-09-18 06:00 | 0 | 0 | 0
2016-09-18 07:00 | 0 | 0 | 0
2016-09-18 08:00 | 0 | 0 | 0
2016-09-18 09:00 | 30 | 2 | 15.594
2016-09-18 10:00 | 30 | 2 | 15.594
2016-09-18 11:00 | 30 | 2 | 15.594
2016-09-18 12:00 | 26.8075 | 2 | 14.084
2016-09-18 13:00 | 23.4323 | 2 | 12.4875
2016-09-18 14:00 | 14.2012 | 1 | 7.4192
2016-09-18 15:00 | 15 | 1 | 7.797
2016-09-18 16:00 | 15 | 1 | 7.797
2016-09-18 17:00 | 30 | 2 | 15.594
2016-09-18 18:00 | 30 | 2 | 15.594
2016-09-18 19:00 | 30 | 2 | 15.594
2016-09-18 20:00 | 0 | 0 | 0
2016-09-18 21:00 | 0 | 0 | 0
2016-09-18 22:00 | 0 | 0 | 0
2016-09-18 23:00 | 0 | 0 | 0
2016-09-19 | 15 | 1 | 7.797
2016-09-19 01:00 | 13.6024 | 1 | 7.1359
2016-09-19 02:00 | 12.719 | 1 | 6.7181
2016-09-19 03:00 | 12.114 | 1 | 6.4319
2016-09-19 04:00 | 11.621 | 1 | 6.1987
2016-09-19 05:00 | 0 | 0 | 0
2016-09-19 06:00 | 0 | 0 | 0
2016-09-19 07:00 | 0 | 0 | 0
2016-09-19 08:00 | 0 | 0 | 0
2016-09-19 09:00 | 30 | 2 | 15.594
2016-09-19 10:00 | 30 | 2 | 15.594
2016-09-19 11:00 | 30 | 2 | 15.594
2016-09-19 12:00 | 27.9894 | 2 | 14.643
2016-09-19 13:00 | 24.0516 | 2 | 12.7804
2016-09-19 14:00 | 15 | 1 | 7.797
2016-09-19 15:00 | 15 | 1 | 7.797
2016-09-19 16:00 | 13.5576 | 1 | 7.1148
2016-09-19 17:00 | 30 | 2 | 15.594
2016-09-19 18:00 | 30 | 2 | 15.594
2016-09-19 19:00 | 30 | 2 | 15.594
2016-09-19 20:00 | 0 | 0 | 0
2016-09-19 21:00 | 0 | 0 | 0
2016-09-19 22:00 | 0 | 0 | 0
2016-09-19 23:00 | 0 | 0 | 0
2016-09-20 | 13.1803 | 1 | 6.9363
2016-09-20 01:00 | 11.5935 | 1 | 6.1857
2016-09-20 02:00 | 13.173 | 1 | 6.9328
2016-09-20 03:00 | 8.3496 | 1 | 4.6514
2016-09-20 04:00 | 7.5 | 1 | 4.2495
2016-09-20 05:00 | 7.5 | 1 | 4.2495
2016-09-20 06:00 | 0 | 0 | 0
2016-09-20 07:00 | 0 | 0 | 0
2016-09-20 08:00 | 0 | 0 | 0
2016-09-20 09:00 | 30 | 2 | 15.594
2016-09-20 10:00 | 30 | 2 | 15.594
2016-09-20 11:00 | 30 | 2 | 15.594
2016-09-20 12:00 | 29.1114 | 2 | 15.1737
2016-09-20 13:00 | 24.7285 | 2 | 13.1006
2016-09-20 14:00 | 15 | 1 | 7.797
2016-09-20 15:00 | 15 | 1 | 7.797
2016-09-20 16:00 | 14.8124 | 1 | 7.7083
2016-09-20 17:00 | 30 | 2 | 15.594
2016-09-20 18:00 | 30 | 2 | 15.594
2016-09-20 19:00 | 30 | 2 | 15.594
2016-09-20 20:00 | 0 | 0 | 0
2016-09-20 21:00 | 0 | 0 | 0
2016-09-20 22:00 | 0 | 0 | 0
2016-09-20 23:00 | 0 | 0 | 0
2016-09-21 | 15 | 1 | 7.797
2016-09-21 01:00 | 14.361 | 1 | 7.4948
2016-09-21 02:00 | 13.515 | 1 | 7.0946
2016-09-21 03:00 | 12.254 | 1 | 6.4981
2016-09-21 04:00 | 13.8491 | 1 | 7.2526
2016-09-21 05:00 | 0 | 0 | 0
2016-09-21 06:00 | 0 | 0 | 0
2016-09-21 07:00 | 0 | 0 | 0
2016-09-21 08:00 | 0 | 0 | 0
2016-09-21 09:00 | 30 | 2 | 15.594
2016-09-21 10:00 | 30 | 2 | 15.594
2016-09-21 11:00 | 30 | 2 | 15.594
2016-09-21 12:00 | 25.6786 | 2 | 13.55
2016-09-21 13:00 | 15 | 1 | 7.797
2016-09-21 14:00 | 15 | 1 | 7.797
2016-09-21 15:00 | 15 | 1 | 7.797
2016-09-21 16:00 | 15 | 1 | 7.797
2016-09-21 17:00 | 30 | 2 | 15.594
2016-09-21 18:00 | 30 | 2 | 15.594
2016-09-21 19:00 | 30 | 2 | 15.594
2016-09-21 20:00 | 0 | 0 | 0
2016-09-21 21:00 | 0 | 0 | 0
2016-09-21 22:00 | 0 | 0 | 0
2016-09-21 23:00 | 0 | 0 | 0
2016-09-22 | 15 | 1 | 7.797
2016-09-22 01:00 | 14.9357 | 1 | 7.7666
2016-09-22 02:00 | 15 | 1 | 7.797
2016-09-22 03:00 | 12.163 | 1 | 6.4551
2016-09-22 04:00 | 11.362 | 1 | 6.0762
2016-09-22 05:00 | 0 | 0 | 0
2016-09-22 06:00 | 0 | 0 | 0
2016-09-22 07:00 | 0 | 0 | 0
2016-09-22 08:00 | 0 | 0 | 0
2016-09-22 09:00 | 30 | 2 | 15.594
2016-09-22 10:00 | 30 | 2 | 15.594
2016-09-22 11:00 | 30 | 2 | 15.594
2016-09-22 12:00 | 26.5919 | 2 | 13.9819
2016-09-22 13:00 | 22.8475 | 2 | 12.2109
2016-09-22 14:00 | 15 | 1 | 7.797
2016-09-22 15:00 | 15 | 1 | 7.797
2016-09-22 16:00 | 15 | 1 | 7.797
2016-09-22 17:00 | 30 | 2 | 15.594
2016-09-22 18:00 | 30 | 2 | 15.594
2016-09-22 19:00 | 30 | 2 | 15.594
2016-09-22 20:00 | 0 | 0 | 0
2016-09-22 21:00 | 0 | 0 | 0
2016-09-22 22:00 | 0 | 0 | 0
2016-09-22 23:00 | 0 | 0 | 0
2016-09-23 | 13.4835 | 1 | 7.0797
2016-09-23 01:00 | 12.933 | 1 | 6.8193
2016-09-23 02:00 | 11.756 | 1 | 6.2626
2016-09-23 03:00 | 7.5 | 1 | 4.2495
2016-09-23 04:00 | 7.5 | 1 | 4.2495
2016-09-23 05:00 | 0 | 0 | 0
2016-09-23 06:00 | 0 | 0 | 0
2016-09-23 07:00 | 0 | 0 | 0
2016-09-23 08:00 | 7.5 | 1 | 4.2495
2016-09-23 09:00 | 30 | 2 | 15.594
2016-09-23 10:00 | 30 | 2 | 15.594
2016-09-23 11:00 | 30 | 2 | 15.594
2016-09-23 12:00 | 27.8159 | 2 | 14.5609
2016-09-23 13:00 | 24.3394 | 2 | 12.9165
2016-09-23 14:00 | 14.0468 | 1 | 7.3461
2016-09-23 15:00 | 15 | 1 | 7.797
2016-09-23 16:00 | 15 | 1 | 7.797
2016-09-23 17:00 | 30 | 2 | 15.594
2016-09-23 18:00 | 30 | 2 | 15.594
2016-09-23 19:00 | 30 | 2 | 15.594
2016-09-23 20:00 | 0 | 0 | 0
2016-09-23 21:00 | 0 | 0 | 0
2016-09-23 22:00 | 0 | 0 | 0
2016-09-23 23:00 | 0 | 0 | 0
2016-09-24 | 7.5 | 1 | 4.2495
2016-09-24 01:00 | 7.5 | 1 | 4.2495
2016-09-24 02:00 | 7.5 | 1 | 4.2495
2016-09-24 03:00 | 7.5 | 1 | 4.2495
2016-09-24 04:00 | 7.5 | 1 | 4.2495
2016-09-24 05:00 | 0 | 0 | 0
2016-09-24 06:00 | 7.5 | 1 | 4.2495
2016-09-24 07:00 | 7.5 | 1 | 4.2495
2016-09-24 08:00 | 7.5 | 1 | 4.2495
2016-09-24 09:00 | 30 | 2 | 15.594
2016-09-24 10:00 | 30 | 2 | 15.594
2016-09-24 11:00 | 30 | 2 | 15.594
2016-09-24 12:00 | 30 | 2 | 15.594
2016-09-24 13:00 | 25.3432 | 2 | 13.3913
2016-09-24 14:00 | 14.4877 | 1 | 7.5547
2016-09-24 15:00 | 15 | 1 | 7.797
2016-09-24 16:00 | 15 | 1 | 7.797
2016-09-24 17:00 | 30 | 2 | 15.594
2016-09-24 18:00 | 30 | 2 | 15.594
2016-09-24 19:00 | 30 | 2 | 15.594
2016-09-24 20:00 | 0 | 0 | 0
2016-09-24 21:00 | 0 | 0 | 0
2016-09-24 22:00 | 0 | 0 | 0
2016-09-24 23:00 | 0 | 0 | 0
2016-09-25 | 7.5844 | 1 | 4.2894
2016-09-25 01:00 | 8.7711 | 1 | 4.8507
2016-09-25 02:00 | 12.048 | 1 | 6.4007
2016-09-25 03:00 | 7.5 | 1 | 4.2495
2016-09-25 04:00 | 7.5 | 1 | 4.2495
2016-09-25 05:00 | 0 | 0 | 0
2016-09-25 06:00 | 9.138 | 1 | 5.0243
2016-09-25 07:00 | 7.689 | 1 | 4.3389
2016-09-25 08:00 | 0 | 0 | 0
2016-09-25 09:00 | 30 | 2 | 15.594
2016-09-25 10:00 | 30 | 2 | 15.594
2016-09-25 11:00 | 30 | 2 | 15.594
2016-09-25 12:00 | 30 | 2 | 15.594
2016-09-25 13:00 | 25.1053 | 2 | 13.2788
2016-09-25 14:00 | 15 | 1 | 7.797
2016-09-25 15:00 | 15 | 1 | 7.797
2016-09-25 16:00 | 14.4202 | 1 | 7.5228
2016-09-25 17:00 | 30 | 2 | 15.594
2016-09-25 18:00 | 30 | 2 | 15.594
2016-09-25 19:00 | 30 | 2 | 15.594
2016-09-25 20:00 | 0 | 0 | 0
2016-09-25 21:00 | 0 | 0 | 0
2016-09-25 22:00 | 7.5 | 1 | 4.2495
2016-09-25 23:00 | 0 | 0 | 0
2016-09-26 | 13.0575 | 1 | 6.8782
2016-09-26 01:00 | 7.5 | 1 | 4.2495
2016-09-26 02:00 | 7.5 | 1 | 4.2495
2016-09-26 03:00 | 7.5 | 1 | 4.2495
2016-09-26 04:00 | 11.283 | 1 | 6.0389
2016-09-26 05:00 | 0 | 0 | 0
2016-09-26 06:00 | 9.169 | 1 | 5.0389
2016-09-26 07:00 | 0 | 0 | 0
2016-09-26 08:00 | 0 | 0 | 0
2016-09-26 09:00 | 30 | 2 | 15.594
2016-09-26 10:00 | 30 | 2 | 15.594
2016-09-26 11:00 | 30 | 2 | 15.594
2016-09-26 12:00 | 28.2066 | 2 | 14.7457
2016-09-26 13:00 | 23.4461 | 2 | 12.494
2016-09-26 14:00 | 15 | 1 | 7.797
2016-09-26 15:00 | 15 | 1 | 7.797
2016-09-26 16:00 | 14.6313 | 1 | 7.6226
2016-09-26 17:00 | 30 | 2 | 15.594
2016-09-26 18:00 | 30 | 2 | 15.594
2016-09-26 19:00 | 30 | 2 | 15.594
2016-09-26 20:00 | 0 | 0 | 0
2016-09-26 21:00 | 0 | 0 | 0
2016-09-26 22:00 | 0 | 0 | 0
2016-09-26 23:00 | 0 | 0 | 0
2016-09-27 | 12.8655 | 1 | 6.7874
2016-09-27 01:00 | 12.894 | 1 | 6.8009
2016-09-27 02:00 | 11.858 | 1 | 6.3108
2016-09-27 03:00 | 12.46 | 1 | 6.5956
2016-09-27 04:00 | 7.5 | 1 | 4.2495
2016-09-27 05:00 | 0 | 0 | 0
2016-09-27 06:00 | 0 | 0 | 0
2016-09-27 07:00 | 8.141 | 1 | 4.5527
2016-09-27 08:00 | 0 | 0 | 0
2016-09-27 09:00 | 30 | 2 | 15.594
2016-09-27 10:00 | 30 | 2 | 15.594
2016-09-27 11:00 | 30 | 2 | 15.594
2016-09-27 12:00 | 30 | 2 | 15.594
2016-09-27 13:00 | 25.6295 | 2 | 13.5267
2016-09-27 14:00 | 14.7503 | 1 | 7.6789
2016-09-27 15:00 | 15 | 1 | 7.797
2016-09-27 16:00 | 14.3634 | 1 | 7.4959
2016-09-27 17:00 | 30 | 2 | 15.594
2016-09-27 18:00 | 30 | 2 | 15.594
2016-09-27 19:00 | 30 | 2 | 15.594
2016-09-27 20:00 | 0 | 0 | 0
2016-09-27 21:00 | 0 | 0 | 0
2016-09-27 22:00 | 0 | 0 | 0
2016-09-27 23:00 | 0 | 0 | 0
2016-09-28 | 10.2665 | 1 | 5.5581
2016-09-28 01:00 | 12.716 | 1 | 6.7167
2016-09-28 02:00 | 7.5 | 1 | 4.2495
2016-09-28 03:00 | 7.5 | 1 | 4.2495
2016-09-28 04:00 | 7.5 | 1 | 4.2495
2016-09-28 05:00 | 10.914 | 1 | 5.8643
2016-09-28 06:00 | 9.482 | 1 | 5.187
2016-09-28 07:00 | 0 | 0 | 0
2016-09-28 08:00 | 0 | 0 | 0
2016-09-28 09:00 | 30 | 2 | 15.594
2016-09-28 10:00 | 30 | 2 | 15.594
2016-09-28 11:00 | 30 | 2 | 15.594
2016-09-28 12:00 | 29.6179 | 2 | 15.4133
2016-09-28 13:00 | 25.0455 | 2 | 13.2505
2016-09-28 14:00 | 15 | 1 | 7.797
2016-09-28 15:00 | 15 | 1 | 7.797
2016-09-28 16:00 | 14.5361 | 1 | 7.5776
2016-09-28 17:00 | 30 | 2 | 15.594
2016-09-28 18:00 | 30 | 2 | 15.594
2016-09-28 19:00 | 30 | 2 | 15.594
2016-09-28 20:00 | 0 | 0 | 0
2016-09-28 21:00 | 0 | 0 | 0
2016-09-28 22:00 | 0 | 0 | 0
2016-09-28 23:00 | 0 | 0 | 0
2016-09-29 | 14.0915 | 1 | 7.3673
2016-09-29 01:00 | 13.277 | 1 | 6.982
2016-09-29 02:00 | 12.55 | 1 | 6.6382
2016-09-29 03:00 | 7.5 | 1 | 4.2495
2016-09-29 04:00 | 11.505 | 1 | 6.1439
2016-09-29 05:00 | 0 | 0 | 0
2016-09-29 06:00 | 0 | 0 | 0
2016-09-29 07:00 | 0 | 0 | 0
2016-09-29 08:00 | 7.535 | 1 | 4.2661
2016-09-29 09:00 | 30 | 2 | 15.594
2016-09-29 10:00 | 30 | 2 | 15.594
2016-09-29 11:00 | 30 | 2 | 15.594
2016-09-29 12:00 | 30 | 2 | 15.594
2016-09-29 13:00 | 25.6709 | 2 | 13.5464
2016-09-29 14:00 | 14.876 | 1 | 7.7383
2016-09-29 15:00 | 15 | 1 | 7.797
2016-09-29 16:00 | 14.5998 | 1 | 7.6077
2016-09-29 17:00 | 30 | 2 | 15.594
2016-09-29 18:00 | 30 | 2 | 15.594
2016-09-29 19:00 | 30 | 2 | 15.594
2016-09-29 20:00 | 0 | 0 | 0
2016-09-29 21:00 | 0 | 0 | 0
2016-09-29 22:00 | 0 | 0 | 0
2016-09-29 23:00 | 0 | 0 | 0
2016-09-30 | 14.636 | 1 | 7.6248
2016-09-30 01:00 | 13.1851 | 1 | 6.9385
2016-09-30 02:00 | 11.416 | 1 | 6.1018
2016-09-30 03:00 | 10.197 | 1 | 5.5252
2016-09-30 04:00 | 10.187 | 1 | 5.5205
2016-09-30 05:00 | 0 | 0 | 0
2016-09-30 06:00 | 0 | 0 | 0
2016-09-30 07:00 | 0 | 0 | 0
2016-09-30 08:00 | 0 | 0 | 0
2016-09-30 09:00 | 30 | 2 | 15.594
2016-09-30 10:00 | 30 | 2 | 15.594
2016-09-30 11:00 | 30 | 2 | 15.594
2016-09-30 12:00 | 26.9625 | 2 | 14.1573
2016-09-30 13:00 | 23.4576 | 2 | 12.4995
2016-09-30 14:00 | 14.1661 | 1 | 7.4026
2016-09-30 15:00 | 15 | 1 | 7.797
2016-09-30 16:00 | 15 | 1 | 7.797
2016-09-30 17:00 | 30 | 2 | 15.594
2016-09-30 18:00 | 30 | 2 | 15.594
2016-09-30 19:00 | 30 | 2 | 15.594
2016-09-30 20:00 | 0 | 0 | 0
2016-09-30 21:00 | 0 | 0 | 0
2016-09-30 22:00 | 0 | 0 | 0
2016-09-30 23:00 | 0 | 0 | 0
2016-10-01 | 10.7835 | 1 | 5.8026
2016-10-01 01:00 | 14.657 | 1 | 7.6348
2016-10-01 02:00 | 13.911 | 1 | 7.2819
2016-10-01 03:00 | 12.034 | 1 | 6.3941
2016-10-01 04:00 | 11.159 | 1 | 5.9802
2016-10-01 05:00 | 0 | 0 | 0
2016-10-01 06:00 | 0 | 0 | 0
2016-10-01 07:00 | 0 | 0 | 0
2016-10-01 08:00 | 8.612 | 1 | 4.7755
2016-10-01 09:00 | 30 | 2 | 15.594
2016-10-01 10:00 | 30 | 2 | 15.594
2016-10-01 11:00 | 30 | 2 | 15.594
2016-10-01 12:00 | 26.6356 | 2 | 14.0026
2016-10-01 13:00 | 23.0578 | 2 | 12.3103
2016-10-01 14:00 | 14.902 | 1 | 7.7506
2016-10-01 15:00 | 15 | 1 | 7.797
2016-10-01 16:00 | 15 | 1 | 7.797
2016-10-01 17:00 | 30 | 2 | 15.594
2016-10-01 18:00 | 30 | 2 | 15.594
2016-10-01 19:00 | 30 | 2 | 15.594
2016-10-01 20:00 | 0 | 0 | 0
2016-10-01 21:00 | 0 | 0 | 0
2016-10-01 22:00 | 0 | 0 | 0
2016-10-01 23:00 | 0 | 0 | 0
2016-10-02 | 13.0856 | 1 | 6.8915
2016-10-02 01:00 | 9.2891 | 1 | 5.0958
2016-10-02 02:00 | 8.62 | 1 | 4.7793
2016-10-02 03:00 | 8.0036 | 1 | 4.4877
2016-10-02 04:00 | 7.7051 | 1 | 4.3465
2016-10-02 05:00 | 10.09 | 1 | 5.4746
2016-10-02 06:00 | 9.895 | 1 | 5.3823
2016-10-02 07:00 | 0 | 0 | 0
2016-10-02 08:00 | 7.5 | 1 | 4.2495
2016-10-02 09:00 | 30 | 2 | 15.594
2016-10-02 10:00 | 30 | 2 | 15.594
2016-10-02 11:00 | 30 | 2 | 15.594
2016-10-02 12:00 | 26.9802 | 2 | 14.1656
2016-10-02 13:00 | 23.5267 | 2 | 12.5321
2016-10-02 14:00 | 14.1739 | 1 | 7.4062
2016-10-02 15:00 | 15 | 1 | 7.797
2016-10-02 16:00 | 15 | 1 | 7.797
2016-10-02 17:00 | 30 | 2 | 15.594
2016-10-02 18:00 | 30 | 2 | 15.594
2016-10-02 19:00 | 30 | 2 | 15.594
2016-10-02 20:00 | 0 | 0 | 0
2016-10-02 21:00 | 0 | 0 | 0
2016-10-02 22:00 | 0 | 0 | 0
2016-10-02 23:00 | 0 | 0 | 0
2016-10-03 | 15 | 1 | 7.797
2016-10-03 01:00 | 15 | 1 | 7.797
2016-10-03 02:00 | 13.636 | 1 | 7.1518
2016-10-03 03:00 | 10.9175 | 1 | 5.866
2016-10-03 04:00 | 10.642 | 1 | 5.7357
2016-10-03 05:00 | 0 | 0 | 0
2016-10-03 06:00 | 0 | 0 | 0
2016-10-03 07:00 | 0 | 0 | 0
2016-10-03 08:00 | 8.601 | 1 | 4.7703
2016-10-03 09:00 | 30 | 2 | 15.594
2016-10-03 10:00 | 30 | 2 | 15.594
2016-10-03 11:00 | 30 | 2 | 15.594
2016-10-03 12:00 | 27.1997 | 2 | 14.2694
2016-10-03 13:00 | 25.4983 | 2 | 13.4647
2016-10-03 14:00 | 9.6072 | 1 | 5.2462
2016-10-03 15:00 | 22.6963 | 2 | 12.1394
2016-10-03 16:00 | 15 | 1 | 7.797
2016-10-03 17:00 | 30 | 2 | 15.594
2016-10-03 18:00 | 30 | 2 | 15.594
2016-10-03 19:00 | 30 | 2 | 15.594
2016-10-03 20:00 | 0 | 0 | 0
2016-10-03 21:00 | 0 | 0 | 0
2016-10-03 22:00 | 0 | 0 | 0
2016-10-03 23:00 | 0 | 0 | 0
2016-10-04 | 12.3915 | 1 | 6.5632
2016-10-04 01:00 | 14.565 | 1 | 7.5912
2016-10-04 02:00 | 13.266 | 1 | 6.9768
2016-10-04 03:00 | 11.772 | 1 | 6.2702
2016-10-04 04:00 | 10.561 | 1 | 5.6974
2016-10-04 05:00 | 7.5 | 1 | 4.2495
2016-10-04 06:00 | 0 | 0 | 0
2016-10-04 07:00 | 0 | 0 | 0
2016-10-04 08:00 | 0 | 0 | 0
2016-10-04 09:00 | 30 | 2 | 15.594
2016-10-04 10:00 | 30 | 2 | 15.594
2016-10-04 11:00 | 30 | 2 | 15.594
2016-10-04 12:00 | 26.961 | 2 | 14.1566
2016-10-04 13:00 | 23.8644 | 2 | 12.6918
2016-10-04 14:00 | 13.0196 | 1 | 6.8602
2016-10-04 15:00 | 15 | 1 | 7.797
2016-10-04 16:00 | 15 | 1 | 7.797
2016-10-04 17:00 | 30 | 2 | 15.594
2016-10-04 18:00 | 30 | 2 | 15.594
2016-10-04 19:00 | 30 | 2 | 15.594
2016-10-04 20:00 | 0 | 0 | 0
2016-10-04 21:00 | 0 | 0 | 0
2016-10-04 22:00 | 0 | 0 | 0
2016-10-04 23:00 | 0 | 0 | 0
2016-10-05 | 12.6665 | 1 | 6.6933
2016-10-05 01:00 | 7.5 | 1 | 4.2495
2016-10-05 02:00 | 7.5 | 1 | 4.2495
2016-10-05 03:00 | 7.5 | 1 | 4.2495
2016-10-05 04:00 | 7.5 | 1 | 4.2495
2016-10-05 05:00 | 10.429 | 1 | 5.6349
2016-10-05 06:00 | 9.439 | 1 | 5.1666
2016-10-05 07:00 | 8.171 | 1 | 4.5669
2016-10-05 08:00 | 8.368 | 1 | 4.6601
2016-10-05 09:00 | 30 | 2 | 15.594
2016-10-05 10:00 | 30 | 2 | 15.594
2016-10-05 11:00 | 30 | 2 | 15.594
2016-10-05 12:00 | 28.9602 | 2 | 15.1022
2016-10-05 13:00 | 25.687 | 2 | 13.554
2016-10-05 14:00 | 12.0857 | 1 | 6.4185
2016-10-05 15:00 | 15 | 1 | 7.797
2016-10-05 16:00 | 15 | 1 | 7.797
2016-10-05 17:00 | 30 | 2 | 15.594
2016-10-05 18:00 | 30 | 2 | 15.594
2016-10-05 19:00 | 30 | 2 | 15.594
2016-10-05 20:00 | 0 | 0 | 0
2016-10-05 21:00 | 0 | 0 | 0
2016-10-05 22:00 | 0 | 0 | 0
2016-10-05 23:00 | 0 | 0 | 0
2016-10-06 | 10.3225 | 1 | 5.5845
2016-10-06 01:00 | 7.5 | 1 | 4.2495
2016-10-06 02:00 | 7.5 | 1 | 4.2495
2016-10-06 03:00 | 7.5 | 1 | 4.2495
2016-10-06 04:00 | 11.375 | 1 | 6.0824
2016-10-06 05:00 | 10.156 | 1 | 5.5058
2016-10-06 06:00 | 9.929 | 1 | 5.3984
2016-10-06 07:00 | 8.67 | 1 | 4.8029
2016-10-06 08:00 | 0 | 0 | 0
2016-10-06 09:00 | 30 | 2 | 15.594
2016-10-06 10:00 | 30 | 2 | 15.594
2016-10-06 11:00 | 30 | 2 | 15.594
2016-10-06 12:00 | 28.8013 | 2 | 15.027
2016-10-06 13:00 | 25.509 | 2 | 13.4698
2016-10-06 14:00 | 11.887 | 1 | 6.3246
2016-10-06 15:00 | 15 | 1 | 7.797
2016-10-06 16:00 | 15 | 1 | 7.797
2016-10-06 17:00 | 30 | 2 | 15.594
2016-10-06 18:00 | 30 | 2 | 15.594
2016-10-06 19:00 | 30 | 2 | 15.594
2016-10-06 20:00 | 0 | 0 | 0
2016-10-06 21:00 | 0 | 0 | 0
2016-10-06 22:00 | 0 | 0 | 0
2016-10-06 23:00 | 0 | 0 | 0
2016-10-07 | 8.5475 | 1 | 4.745
2016-10-07 01:00 | 7.5 | 1 | 4.2495
2016-10-07 02:00 | 7.5 | 1 | 4.2495
2016-10-07 03:00 | 7.5 | 1 | 4.2495
2016-10-07 04:00 | 10.805 | 1 | 5.8128
2016-10-07 05:00 | 9.922 | 1 | 5.3951
2016-10-07 06:00 | 9.368 | 1 | 5.1331
2016-10-07 07:00 | 0 | 0 | 0
2016-10-07 08:00 | 8.357 | 1 | 4.6549
2016-10-07 09:00 | 30 | 2 | 15.594
2016-10-07 10:00 | 30 | 2 | 15.594
2016-10-07 11:00 | 30 | 2 | 15.594
2016-10-07 12:00 | 28.6356 | 2 | 14.9486
2016-10-07 13:00 | 26.895 | 2 | 14.1253
2016-10-07 14:00 | 7.6602 | 1 | 4.3253
2016-10-07 15:00 | 24.7208 | 2 | 13.097
2016-10-07 16:00 | 23.9127 | 2 | 12.7147
2016-10-07 17:00 | 30 | 2 | 15.594
2016-10-07 18:00 | 30 | 2 | 15.594
2016-10-07 19:00 | 30 | 2 | 15.594
2016-10-07 20:00 | 0 | 0 | 0
2016-10-07 21:00 | 0 | 0 | 0
2016-10-07 22:00 | 0 | 0 | 0
2016-10-07 23:00 | 0 | 0 | 0
2016-10-08 | 8.1693 | 1 | 4.5661
2016-10-08 01:00 | 7.5 | 1 | 4.2495
2016-10-08 02:00 | 7.5 | 1 | 4.2495
2016-10-08 03:00 | 7.5 | 1 | 4.2495
2016-10-08 04:00 | 7.5 | 1 | 4.2495
2016-10-08 05:00 | 7.7403 | 1 | 4.3631
2016-10-08 06:00 | 9.028 | 1 | 4.9722
2016-10-08 07:00 | 7.821 | 1 | 4.4013
2016-10-08 08:00 | 7.94 | 1 | 4.4576
2016-10-08 09:00 | 30 | 2 | 15.594
2016-10-08 10:00 | 30 | 2 | 15.594
2016-10-08 11:00 | 30 | 2 | 15.594
2016-10-08 12:00 | 29.4529 | 2 | 15.3352
2016-10-08 13:00 | 25.0616 | 2 | 13.2581
2016-10-08 14:00 | 14.7587 | 1 | 7.6829
2016-10-08 15:00 | 15 | 1 | 7.797
2016-10-08 16:00 | 15 | 1 | 7.797
2016-10-08 17:00 | 30 | 2 | 15.594
2016-10-08 18:00 | 30 | 2 | 15.594
2016-10-08 19:00 | 30 | 2 | 15.594
2016-10-08 20:00 | 0 | 0 | 0
2016-10-08 21:00 | 0 | 0 | 0
2016-10-08 22:00 | 0 | 0 | 0
2016-10-08 23:00 | 0 | 0 | 0
2016-10-09 | 14.481 | 1 | 7.5515
2016-10-09 01:00 | 13.397 | 1 | 7.0388
2016-10-09 02:00 | 12.426 | 1 | 6.5795
2016-10-09 03:00 | 11.686 | 1 | 6.2295
2016-10-09 04:00 | 10.6932 | 1 | 5.7599
2016-10-09 05:00 | 0 | 0 | 0
2016-10-09 06:00 | 0 | 0 | 0
2016-10-09 07:00 | 0 | 0 | 0
2016-10-09 08:00 | 0 | 0 | 0
2016-10-09 09:00 | 30 | 2 | 15.594
2016-10-09 10:00 | 30 | 2 | 15.594
2016-10-09 11:00 | 30 | 2 | 15.594
2016-10-09 12:00 | 28.8052 | 2 | 15.0288
2016-10-09 13:00 | 27.1697 | 2 | 14.2553
2016-10-09 14:00 | 8.2163 | 1 | 4.5883
2016-10-09 15:00 | 15 | 1 | 7.797
2016-10-09 16:00 | 15 | 1 | 7.797
2016-10-09 17:00 | 30 | 2 | 15.594
2016-10-09 18:00 | 30 | 2 | 15.594
2016-10-09 19:00 | 30 | 2 | 15.594
2016-10-09 20:00 | 0 | 0 | 0
2016-10-09 21:00 | 0 | 0 | 0
2016-10-09 22:00 | 0 | 0 | 0
2016-10-09 23:00 | 0 | 0 | 0
2016-10-10 | 8.5049 | 1 | 4.7248
2016-10-10 01:00 | 9.8646 | 1 | 5.368
2016-10-10 02:00 | 7.5 | 1 | 4.2495
2016-10-10 03:00 | 7.5 | 1 | 4.2495
2016-10-10 04:00 | 7.5 | 1 | 4.2495
2016-10-10 05:00 | 9.852 | 1 | 5.362
2016-10-10 06:00 | 9.214 | 1 | 5.0602
2016-10-10 07:00 | 0 | 0 | 0
2016-10-10 08:00 | 8.213 | 1 | 4.5867
2016-10-10 09:00 | 30 | 2 | 15.594
2016-10-10 10:00 | 30 | 2 | 15.594
2016-10-10 11:00 | 30 | 2 | 15.594
2016-10-10 12:00 | 28.2641 | 2 | 14.7729
2016-10-10 13:00 | 27.9832 | 2 | 14.6401
2016-10-10 14:00 | 7.5 | 1 | 4.2495
2016-10-10 15:00 | 24.4707 | 2 | 12.9786
2016-10-10 16:00 | 15 | 1 | 7.797
2016-10-10 17:00 | 30 | 2 | 15.594
2016-10-10 18:00 | 30 | 2 | 15.594
2016-10-10 19:00 | 30 | 2 | 15.594
2016-10-10 20:00 | 0 | 0 | 0
2016-10-10 21:00 | 0 | 0 | 0
2016-10-10 22:00 | 0 | 0 | 0
2016-10-10 23:00 | 0 | 0 | 0
2016-10-11 | 7.5 | 1 | 4.2495
2016-10-11 01:00 | 7.5 | 1 | 4.2495
2016-10-11 02:00 | 7.5 | 1 | 4.2495
2016-10-11 03:00 | 7.5 | 1 | 4.2495
2016-10-11 04:00 | 7.5 | 1 | 4.2495
2016-10-11 05:00 | 7.5 | 1 | 4.2495
2016-10-11 06:00 | 7.5 | 1 | 4.2495
2016-10-11 07:00 | 7.5 | 1 | 4.2495
2016-10-11 08:00 | 7.5 | 1 | 4.2495
2016-10-11 09:00 | 30 | 2 | 15.594
2016-10-11 10:00 | 30 | 2 | 15.594
2016-10-11 11:00 | 30 | 2 | 15.594
2016-10-11 12:00 | 28.9187 | 2 | 15.0826
2016-10-11 13:00 | 27.4637 | 2 | 14.3943
2016-10-11 14:00 | 7.5 | 1 | 4.2495
2016-10-11 15:00 | 23.8682 | 2 | 12.6937
2016-10-11 16:00 | 15 | 1 | 7.797
2016-10-11 17:00 | 30 | 2 | 15.594
2016-10-11 18:00 | 30 | 2 | 15.594
2016-10-11 19:00 | 30 | 2 | 15.594
2016-10-11 20:00 | 0 | 0 | 0
2016-10-11 21:00 | 0 | 0 | 0
2016-10-11 22:00 | 0 | 0 | 0
2016-10-11 23:00 | 0 | 0 | 0
2016-10-12 | 7.5 | 1 | 4.2495
2016-10-12 01:00 | 7.5 | 1 | 4.2495
2016-10-12 02:00 | 10.8335 | 1 | 5.8263
2016-10-12 03:00 | 0 | 0 | 0
2016-10-12 04:00 | 10.37 | 1 | 5.607
2016-10-12 05:00 | 9.703 | 1 | 5.2915
2016-10-12 06:00 | 9.501 | 1 | 5.196
2016-10-12 07:00 | 8.383 | 1 | 4.6672
2016-10-12 08:00 | 8.48 | 1 | 4.713
2016-10-12 09:00 | 30 | 2 | 15.594
2016-10-12 10:00 | 30 | 2 | 15.594
2016-10-12 11:00 | 30 | 2 | 15.594
2016-10-12 12:00 | 30 | 2 | 15.594
2016-10-12 13:00 | 28.0999 | 2 | 14.6952
2016-10-12 14:00 | 10.0755 | 1 | 5.4677
2016-10-12 15:00 | 15 | 1 | 7.797
2016-10-12 16:00 | 15 | 1 | 7.797
2016-10-12 17:00 | 30 | 2 | 15.594
2016-10-12 18:00 | 30 | 2 | 15.594
2016-10-12 19:00 | 30 | 2 | 15.594
2016-10-12 20:00 | 0 | 0 | 0
2016-10-12 21:00 | 0 | 0 | 0
2016-10-12 22:00 | 0 | 0 | 0
2016-10-12 23:00 | 0 | 0 | 0
2016-10-13 | 7.5 | 1 | 4.2495
2016-10-13 01:00 | 7.5 | 1 | 4.2495
2016-10-13 02:00 | 0 | 0 | 0
2016-10-13 03:00 | 11.208 | 1 | 6.0034
2016-10-13 04:00 | 10.346 | 1 | 5.5957
2016-10-13 05:00 | 8.5015 | 1 | 4.7232
2016-10-13 06:00 | 7.5 | 1 | 4.2495
2016-10-13 07:00 | 7.5 | 1 | 4.2495
2016-10-13 08:00 | 7.5 | 1 | 4.2495
2016-10-13 09:00 | 30 | 2 | 15.594
2016-10-13 10:00 | 30 | 2 | 15.594
2016-10-13 11:00 | 30 | 2 | 15.594
2016-10-13 12:00 | 30 | 2 | 15.594
2016-10-13 13:00 | 27.4146 | 2 | 14.3711
2016-10-13 14:00 | 11.7908 | 1 | 6.2791
2016-10-13 15:00 | 15 | 1 | 7.797
2016-10-13 16:00 | 15 | 1 | 7.797
2016-10-13 17:00 | 30 | 2 | 15.594
2016-10-13 18:00 | 30 | 2 | 15.594
2016-10-13 19:00 | 30 | 2 | 15.594
2016-10-13 20:00 | 0 | 0 | 0
2016-10-13 21:00 | 0 | 0 | 0
2016-10-13 22:00 | 0 | 0 | 0
2016-10-13 23:00 | 0 | 0 | 0
2016-10-14 | 7.5 | 1 | 4.2495
2016-10-14 01:00 | 7.5 | 1 | 4.2495
2016-10-14 02:00 | 7.5 | 1 | 4.2495
2016-10-14 03:00 | 7.5 | 1 | 4.2495
2016-10-14 04:00 | 7.5 | 1 | 4.2495
2016-10-14 05:00 | 7.5 | 1 | 4.2495
2016-10-14 06:00 | 7.5 | 1 | 4.2495
2016-10-14 07:00 | 7.5 | 1 | 4.2495
2016-10-14 08:00 | 7.5 | 1 | 4.2495
2016-10-14 09:00 | 30 | 2 | 15.594
2016-10-14 10:00 | 30 | 2 | 15.594
2016-10-14 11:00 | 30 | 2 | 15.594
2016-10-14 12:00 | 30 | 2 | 15.594
2016-10-14 13:00 | 27.6578 | 2 | 14.4862
2016-10-14 14:00 | 10.8731 | 1 | 5.845
2016-10-14 15:00 | 15 | 1 | 7.797
2016-10-14 16:00 | 15 | 1 | 7.797
2016-10-14 17:00 | 30 | 2 | 15.594
2016-10-14 18:00 | 30 | 2 | 15.594
2016-10-14 19:00 | 30 | 2 | 15.594
2016-10-14 20:00 | 0 | 0 | 0
2016-10-14 21:00 | 0 | 0 | 0
2016-10-14 22:00 | 0 | 0 | 0
2016-10-14 23:00 | 0 | 0 | 0
2016-10-15 | 7.5 | 1 | 4.2495
2016-10-15 01:00 | 7.5 | 1 | 4.2495
2016-10-15 02:00 | 7.5 | 1 | 4.2495
2016-10-15 03:00 | 7.5 | 1 | 4.2495
2016-10-15 04:00 | 0 | 0 | 0
2016-10-15 05:00 | 7.7375 | 1 | 4.3618
2016-10-15 06:00 | 9.159 | 1 | 5.0342
2016-10-15 07:00 | 8.054 | 1 | 4.5115
2016-10-15 08:00 | 8.67 | 1 | 4.8029
2016-10-15 09:00 | 30 | 2 | 15.594
2016-10-15 10:00 | 30 | 2 | 15.594
2016-10-15 11:00 | 30 | 2 | 15.594
2016-10-15 12:00 | 30 | 2 | 15.594
2016-10-15 13:00 | 27.1053 | 2 | 14.2248
2016-10-15 14:00 | 12.3841 | 1 | 6.5597
2016-10-15 15:00 | 15 | 1 | 7.797
2016-10-15 16:00 | 15 | 1 | 7.797
2016-10-15 17:00 | 30 | 2 | 15.594
2016-10-15 18:00 | 30 | 2 | 15.594
2016-10-15 19:00 | 30 | 2 | 15.594
2016-10-15 20:00 | 0 | 0 | 0
2016-10-15 21:00 | 0 | 0 | 0
2016-10-15 22:00 | 0 | 0 | 0
2016-10-15 23:00 | 0 | 0 | 0
2016-10-16 | 15 | 1 | 7.797
2016-10-16 01:00 | 7.5425 | 1 | 4.2696
2016-10-16 02:00 | 7.5 | 1 | 4.2495
2016-10-16 03:00 | 7.5 | 1 | 4.2495
2016-10-16 04:00 | 0 | 0 | 0
2016-10-16 05:00 | 0 | 0 | 0
2016-10-16 06:00 | 10.038 | 1 | 5.45
2016-10-16 07:00 | 8.823 | 1 | 4.8753
2016-10-16 08:00 | 9.121 | 1 | 5.0162
2016-10-16 09:00 | 30 | 2 | 15.594
2016-10-16 10:00 | 30 | 2 | 15.594
2016-10-16 11:00 | 30 | 2 | 15.594
2016-10-16 12:00 | 30 | 2 | 15.594
2016-10-16 13:00 | 26.258 | 2 | 13.824
2016-10-16 14:00 | 14.1071 | 1 | 7.3747
2016-10-16 15:00 | 15 | 1 | 7.797
2016-10-16 16:00 | 15 | 1 | 7.797
2016-10-16 17:00 | 30 | 2 | 15.594
2016-10-16 18:00 | 30 | 2 | 15.594
2016-10-16 19:00 | 30 | 2 | 15.594
2016-10-16 20:00 | 0 | 0 | 0
2016-10-16 21:00 | 0 | 0 | 0
2016-10-16 22:00 | 0 | 0 | 0
2016-10-16 23:00 | 0 | 0 | 0
2016-10-17 | 9.4415 | 1 | 5.1678
2016-10-17 01:00 | 8.3595 | 1 | 4.6561
2016-10-17 02:00 | 7.5 | 1 | 4.2495
2016-10-17 03:00 | 7.5 | 1 | 4.2495
2016-10-17 04:00 | 7.5 | 1 | 4.2495
2016-10-17 05:00 | 7.5 | 1 | 4.2495
2016-10-17 06:00 | 7.5 | 1 | 4.2495
2016-10-17 07:00 | 8.1605 | 1 | 4.5619
2016-10-17 08:00 | 8.568 | 1 | 4.7547
2016-10-17 09:00 | 30 | 2 | 15.594
2016-10-17 10:00 | 30 | 2 | 15.594
2016-10-17 11:00 | 30 | 2 | 15.594
2016-10-17 12:00 | 30 | 2 | 15.594
2016-10-17 13:00 | 26.1951 | 2 | 13.7943
2016-10-17 14:00 | 13.4366 | 1 | 7.0575
2016-10-17 15:00 | 15 | 1 | 7.797
2016-10-17 16:00 | 15 | 1 | 7.797
2016-10-17 17:00 | 30 | 2 | 15.594
2016-10-17 18:00 | 30 | 2 | 15.594
2016-10-17 19:00 | 30 | 2 | 15.594
2016-10-17 20:00 | 0 | 0 | 0
2016-10-17 21:00 | 0 | 0 | 0
2016-10-17 22:00 | 0 | 0 | 0
2016-10-17 23:00 | 0 | 0 | 0
2016-10-18 | 7.5 | 1 | 4.2495
2016-10-18 01:00 | 7.5 | 1 | 4.2495
2016-10-18 02:00 | 7.5 | 1 | 4.2495
2016-10-18 03:00 | 7.5 | 1 | 4.2495
2016-10-18 04:00 | 7.5 | 1 | 4.2495
2016-10-18 05:00 | 10.132 | 1 | 5.4944
2016-10-18 06:00 | 7.5375 | 1 | 4.2672
2016-10-18 07:00 | 7.5 | 1 | 4.2495
2016-10-18 08:00 | 7.5 | 1 | 4.2495
2016-10-18 09:00 | 30 | 2 | 15.594
2016-10-18 10:00 | 30 | 2 | 15.594
2016-10-18 11:00 | 30 | 2 | 15.594
2016-10-18 12:00 | 30 | 2 | 15.594
2016-10-18 13:00 | 25.6986 | 2 | 13.5594
2016-10-18 14:00 | 14.0952 | 1 | 7.369
2016-10-18 15:00 | 15 | 1 | 7.797
2016-10-18 16:00 | 15 | 1 | 7.797
2016-10-18 17:00 | 30 | 2 | 15.594
2016-10-18 18:00 | 30 | 2 | 15.594
2016-10-18 19:00 | 30 | 2 | 15.594
2016-10-18 20:00 | 0 | 0 | 0
2016-10-18 21:00 | 0 | 0 | 0
2016-10-18 22:00 | 0 | 0 | 0
2016-10-18 23:00 | 0 | 0 | 0
2016-10-19 | 11.5125 | 1 | 6.1474
2016-10-19 01:00 | 7.5 | 1 | 4.2495
2016-10-19 02:00 | 7.5 | 1 | 4.2495
2016-10-19 03:00 | 7.5 | 1 | 4.2495
2016-10-19 04:00 | 10.981 | 1 | 5.896
2016-10-19 05:00 | 0 | 0 | 0
2016-10-19 06:00 | 9.981 | 1 | 5.423
2016-10-19 07:00 | 8.92 | 1 | 4.9212
2016-10-19 08:00 | 8.838 | 1 | 4.8824
2016-10-19 09:00 | 30 | 2 | 15.594
2016-10-19 10:00 | 30 | 2 | 15.594
2016-10-19 11:00 | 30 | 2 | 15.594
2016-10-19 12:00 | 30 | 2 | 15.594
2016-10-19 13:00 | 25.6111 | 2 | 13.518
2016-10-19 14:00 | 15 | 1 | 7.797
2016-10-19 15:00 | 15 | 1 | 7.797
2016-10-19 16:00 | 13.0404 | 1 | 6.8701
2016-10-19 17:00 | 30 | 2 | 15.594
2016-10-19 18:00 | 30 | 2 | 15.594
2016-10-19 19:00 | 30 | 2 | 15.594
2016-10-19 20:00 | 0 | 0 | 0
2016-10-19 21:00 | 0 | 0 | 0
2016-10-19 22:00 | 0 | 0 | 0
2016-10-19 23:00 | 0 | 0 | 0
2016-10-20 | 11.55 | 1 | 6.1651
2016-10-20 01:00 | 13.5295 | 1 | 7.1015
2016-10-20 02:00 | 12.457 | 1 | 6.5942
2016-10-20 03:00 | 11.421 | 1 | 6.1041
2016-10-20 04:00 | 10.872 | 1 | 5.8445
2016-10-20 05:00 | 0 | 0 | 0
2016-10-20 06:00 | 0 | 0 | 0
2016-10-20 07:00 | 0 | 0 | 0
2016-10-20 08:00 | 7.5 | 1 | 4.2495
2016-10-20 09:00 | 30 | 2 | 15.594
2016-10-20 10:00 | 30 | 2 | 15.594
2016-10-20 11:00 | 30 | 2 | 15.594
2016-10-20 12:00 | 27.8274 | 2 | 14.5664
2016-10-20 13:00 | 24.9181 | 2 | 13.1902
2016-10-20 14:00 | 12.5098 | 1 | 6.6191
2016-10-20 15:00 | 15 | 1 | 7.797
2016-10-20 16:00 | 15 | 1 | 7.797
2016-10-20 17:00 | 30 | 2 | 15.594
2016-10-20 18:00 | 30 | 2 | 15.594
2016-10-20 19:00 | 30 | 2 | 15.594
2016-10-20 20:00 | 0 | 0 | 0
2016-10-20 21:00 | 0 | 0 | 0
2016-10-20 22:00 | 0 | 0 | 0
2016-10-20 23:00 | 0 | 0 | 0
2016-10-21 | 7.5 | 1 | 4.2495
2016-10-21 01:00 | 9.4575 | 1 | 5.1754
2016-10-21 02:00 | 7.5 | 1 | 4.2495
2016-10-21 03:00 | 7.5 | 1 | 4.2495
2016-10-21 04:00 | 7.5 | 1 | 4.2495
2016-10-21 05:00 | 7.5 | 1 | 4.2495
2016-10-21 06:00 | 7.5 | 1 | 4.2495
2016-10-21 07:00 | 7.5 | 1 | 4.2495
2016-10-21 08:00 | 7.5 | 1 | 4.2495
2016-10-21 09:00 | 30 | 2 | 15.594
2016-10-21 10:00 | 30 | 2 | 15.594
2016-10-21 11:00 | 30 | 2 | 15.594
2016-10-21 12:00 | 30 | 2 | 15.594
2016-10-21 13:00 | 28.5926 | 2 | 14.9283
2016-10-21 14:00 | 8.8686 | 1 | 4.8968
2016-10-21 15:00 | 15 | 1 | 7.797
2016-10-21 16:00 | 15 | 1 | 7.797
2016-10-21 17:00 | 30 | 2 | 15.594
2016-10-21 18:00 | 30 | 2 | 15.594
2016-10-21 19:00 | 30 | 2 | 15.594
2016-10-21 20:00 | 0 | 0 | 0
2016-10-21 21:00 | 11.6425 | 1 | 6.2089
2016-10-21 22:00 | 0 | 0 | 0
2016-10-21 23:00 | 0 | 0 | 0
2016-10-22 | 15 | 1 | 7.797
2016-10-22 01:00 | 0 | 0 | 0
2016-10-22 02:00 | 0 | 0 | 0
2016-10-22 03:00 | 0 | 0 | 0
2016-10-22 04:00 | 11.209 | 1 | 6.0039
2016-10-22 05:00 | 10.614 | 1 | 5.7224
2016-10-22 06:00 | 9.435 | 1 | 5.1648
2016-10-22 07:00 | 8.5 | 1 | 4.7225
2016-10-22 08:00 | 8.808 | 1 | 4.8682
2016-10-22 09:00 | 30 | 2 | 15.594
2016-10-22 10:00 | 30 | 2 | 15.594
2016-10-22 11:00 | 30 | 2 | 15.594
2016-10-22 12:00 | 30 | 2 | 15.594
2016-10-22 13:00 | 27.7131 | 2 | 14.5123
2016-10-22 14:00 | 11.1498 | 1 | 5.9758
2016-10-22 15:00 | 15 | 1 | 7.797
2016-10-22 16:00 | 15 | 1 | 7.797
2016-10-22 17:00 | 30 | 2 | 15.594
2016-10-22 18:00 | 30 | 2 | 15.594
2016-10-22 19:00 | 30 | 2 | 15.594
2016-10-22 20:00 | 0 | 0 | 0
2016-10-22 21:00 | 0 | 0 | 0
2016-10-22 22:00 | 0 | 0 | 0
2016-10-22 23:00 | 0 | 0 | 0
2016-10-23 | 7.5 | 1 | 4.2495
2016-10-23 01:00 | 7.5 | 1 | 4.2495
2016-10-23 02:00 | 0 | 0 | 0
2016-10-23 03:00 | 12.382 | 1 | 6.5587
2016-10-23 04:00 | 10.998 | 1 | 5.9041
2016-10-23 05:00 | 10.292 | 1 | 5.5701
2016-10-23 06:00 | 9.724 | 1 | 5.3015
2016-10-23 07:00 | 8.561 | 1 | 4.7514
2016-10-23 08:00 | 7.8595 | 1 | 4.4195
2016-10-23 09:00 | 30 | 2 | 15.594
2016-10-23 10:00 | 30 | 2 | 15.594
2016-10-23 11:00 | 30 | 2 | 15.594
2016-10-23 12:00 | 30 | 2 | 15.594
2016-10-23 13:00 | 26.9533 | 2 | 14.1529
2016-10-23 14:00 | 13.8235 | 1 | 7.2405
2016-10-23 15:00 | 15 | 1 | 7.797
2016-10-23 16:00 | 15 | 1 | 7.797
2016-10-23 17:00 | 30 | 2 | 15.594
2016-10-23 18:00 | 30 | 2 | 15.594
2016-10-23 19:00 | 30 | 2 | 15.594
2016-10-23 20:00 | 0 | 0 | 0
2016-10-23 21:00 | 0 | 0 | 0
2016-10-23 22:00 | 0 | 0 | 0
2016-10-23 23:00 | 7.5 | 1 | 4.2495
2016-10-24 | 7.5 | 1 | 4.2495
2016-10-24 01:00 | 7.5 | 1 | 4.2495
2016-10-24 02:00 | 7.5 | 1 | 4.2495
2016-10-24 03:00 | 7.5 | 1 | 4.2495
2016-10-24 04:00 | 7.5 | 1 | 4.2495
2016-10-24 05:00 | 10.0085 | 1 | 5.436
2016-10-24 06:00 | 7.5 | 1 | 4.2495
2016-10-24 07:00 | 7.5 | 1 | 4.2495
2016-10-24 08:00 | 7.5 | 1 | 4.2495
2016-10-24 09:00 | 30 | 2 | 15.594
2016-10-24 10:00 | 30 | 2 | 15.594
2016-10-24 11:00 | 30 | 2 | 15.594
2016-10-24 12:00 | 30 | 2 | 15.594
2016-10-24 13:00 | 25.5151 | 2 | 13.4727
2016-10-24 14:00 | 15 | 1 | 7.797
2016-10-24 15:00 | 15 | 1 | 7.797
2016-10-24 16:00 | 13.3896 | 1 | 7.0353
2016-10-24 17:00 | 30 | 2 | 15.594
2016-10-24 18:00 | 30 | 2 | 15.594
2016-10-24 19:00 | 30 | 2 | 15.594
2016-10-24 20:00 | 0 | 0 | 0
2016-10-24 21:00 | 0 | 0 | 0
2016-10-24 22:00 | 0 | 0 | 0
2016-10-24 23:00 | 0 | 0 | 0
2016-10-25 | 7.5 | 1 | 4.2495
2016-10-25 01:00 | 7.5 | 1 | 4.2495
2016-10-25 02:00 | 7.5 | 1 | 4.2495
2016-10-25 03:00 | 7.5 | 1 | 4.2495
2016-10-25 04:00 | 7.5 | 1 | 4.2495
2016-10-25 05:00 | 7.5 | 1 | 4.2495
2016-10-25 06:00 | 9.9485 | 1 | 5.4076
2016-10-25 07:00 | 8.42 | 1 | 4.6847
2016-10-25 08:00 | 8.697 | 1 | 4.8157
2016-10-25 09:00 | 30 | 2 | 15.594
2016-10-25 10:00 | 30 | 2 | 15.594
2016-10-25 11:00 | 30 | 2 | 15.594
2016-10-25 12:00 | 29.7107 | 2 | 15.4572
2016-10-25 13:00 | 24.7684 | 2 | 13.1195
2016-10-25 14:00 | 15 | 1 | 7.797
2016-10-25 15:00 | 15 | 1 | 7.797
2016-10-25 16:00 | 13.9851 | 1 | 7.3169
2016-10-25 17:00 | 30 | 2 | 15.594
2016-10-25 18:00 | 30 | 2 | 15.594
2016-10-25 19:00 | 30 | 2 | 15.594
2016-10-25 20:00 | 0 | 0 | 0
2016-10-25 21:00 | 0 | 0 | 0
2016-10-25 22:00 | 0 | 0 | 0
2016-10-25 23:00 | 12.5495 | 1 | 6.6379
2016-10-26 | 7.5 | 1 | 4.2495
2016-10-26 01:00 | 7.5 | 1 | 4.2495
2016-10-26 02:00 | 7.5 | 1 | 4.2495
2016-10-26 03:00 | 0 | 0 | 0
2016-10-26 04:00 | 0 | 0 | 0
2016-10-26 05:00 | 10.409 | 1 | 5.6255
2016-10-26 06:00 | 9.835 | 1 | 5.354
2016-10-26 07:00 | 8.682 | 1 | 4.8086
2016-10-26 08:00 | 9.086 | 1 | 4.9997
2016-10-26 09:00 | 30 | 2 | 15.594
2016-10-26 10:00 | 30 | 2 | 15.594
2016-10-26 11:00 | 30 | 2 | 15.594
2016-10-26 12:00 | 30 | 2 | 15.594
2016-10-26 13:00 | 26.5128 | 2 | 13.9446
2016-10-26 14:00 | 12.9107 | 1 | 6.8088
2016-10-26 15:00 | 15 | 1 | 7.797
2016-10-26 16:00 | 15 | 1 | 7.797
2016-10-26 17:00 | 30 | 2 | 15.594
2016-10-26 18:00 | 30 | 2 | 15.594
2016-10-26 19:00 | 30 | 2 | 15.594
2016-10-26 20:00 | 0 | 0 | 0
2016-10-26 21:00 | 0 | 0 | 0
2016-10-26 22:00 | 0 | 0 | 0
2016-10-26 23:00 | 0 | 0 | 0
2016-10-27 | 7.5 | 1 | 4.2495
2016-10-27 01:00 | 12.0085 | 1 | 6.382
2016-10-27 02:00 | 7.5 | 1 | 4.2495
2016-10-27 03:00 | 0 | 0 | 0
2016-10-27 04:00 | 11.902 | 1 | 6.3316
2016-10-27 05:00 | 10.803 | 1 | 5.8118
2016-10-27 06:00 | 9.775 | 1 | 5.3256
2016-10-27 07:00 | 8.401 | 1 | 4.6757
2016-10-27 08:00 | 8.759 | 1 | 4.845
2016-10-27 09:00 | 30 | 2 | 15.594
2016-10-27 10:00 | 30 | 2 | 15.594
2016-10-27 11:00 | 30 | 2 | 15.594
2016-10-27 12:00 | 29.6678 | 2 | 15.4369
2016-10-27 13:00 | 25.5013 | 2 | 13.4661
2016-10-27 14:00 | 12.4066 | 1 | 6.5703
2016-10-27 15:00 | 15 | 1 | 7.797
2016-10-27 16:00 | 15 | 1 | 7.797
2016-10-27 17:00 | 30 | 2 | 15.594
2016-10-27 18:00 | 30 | 2 | 15.594
2016-10-27 19:00 | 30 | 2 | 15.594
2016-10-27 20:00 | 0 | 0 | 0
2016-10-27 21:00 | 0 | 0 | 0
2016-10-27 22:00 | 0 | 0 | 0
2016-10-27 23:00 | 0 | 0 | 0
2016-10-28 | 9.028 | 1 | 4.9722
2016-10-28 01:00 | 12.3796 | 1 | 6.5575
2016-10-28 02:00 | 7.5 | 1 | 4.2495
2016-10-28 03:00 | 11.337 | 1 | 6.0644
2016-10-28 04:00 | 10.707 | 1 | 5.7664
2016-10-28 05:00 | 0 | 0 | 0
2016-10-28 06:00 | 0 | 0 | 0
2016-10-28 07:00 | 8.708 | 1 | 4.8209
2016-10-28 08:00 | 8.534 | 1 | 4.7386
2016-10-28 09:00 | 30 | 2 | 15.594
2016-10-28 10:00 | 30 | 2 | 15.594
2016-10-28 11:00 | 30 | 2 | 15.594
2016-10-28 12:00 | 27.1544 | 2 | 14.248
2016-10-28 13:00 | 24.2895 | 2 | 12.893
2016-10-28 14:00 | 13.108 | 1 | 6.9021
2016-10-28 15:00 | 15 | 1 | 7.797
2016-10-28 16:00 | 15 | 1 | 7.797
2016-10-28 17:00 | 30 | 2 | 15.594
2016-10-28 18:00 | 30 | 2 | 15.594
2016-10-28 19:00 | 30 | 2 | 15.594
2016-10-28 20:00 | 0 | 0 | 0
2016-10-28 21:00 | 0 | 0 | 0
2016-10-28 22:00 | 0 | 0 | 0
2016-10-28 23:00 | 0 | 0 | 0
2016-10-29 | 7.8779 | 1 | 4.4282
2016-10-29 01:00 | 7.5 | 1 | 4.2495
2016-10-29 02:00 | 12.4186 | 1 | 6.576
2016-10-29 03:00 | 7.5 | 1 | 4.2495
2016-10-29 04:00 | 11.322 | 1 | 6.0573
2016-10-29 05:00 | 9.972 | 1 | 5.4188
2016-10-29 06:00 | 10.043 | 1 | 5.4523
2016-10-29 07:00 | 0 | 0 | 0
2016-10-29 08:00 | 0 | 0 | 0
2016-10-29 09:00 | 30 | 2 | 15.594
2016-10-29 10:00 | 30 | 2 | 15.594
2016-10-29 11:00 | 30 | 2 | 15.594
2016-10-29 12:00 | 28.0807 | 2 | 14.6862
2016-10-29 13:00 | 24.2281 | 2 | 12.8639
2016-10-29 14:00 | 13.6936 | 1 | 7.1791
2016-10-29 15:00 | 15 | 1 | 7.797
2016-10-29 16:00 | 15 | 1 | 7.797
2016-10-29 17:00 | 30 | 2 | 15.594
2016-10-29 18:00 | 30 | 2 | 15.594
2016-10-29 19:00 | 30 | 2 | 15.594
2016-10-29 20:00 | 0 | 0 | 0
2016-10-29 21:00 | 0 | 0 | 0
2016-10-29 22:00 | 0 | 0 | 0
2016-10-29 23:00 | 0 | 0 | 0
2016-10-30 | 9.834 | 1 | 5.3535
2016-10-30 01:00 | 12.6425 | 1 | 6.6819
2016-10-30 02:00 | 12.834 | 1 | 6.7725
2016-10-30 03:00 | 7.5 | 1 | 4.2495
2016-10-30 04:00 | 7.5 | 1 | 4.2495
2016-10-30 05:00 | 0 | 0 | 0
2016-10-30 06:00 | 7.5 | 1 | 4.2495
2016-10-30 07:00 | 0 | 0 | 0
2016-10-30 08:00 | 7.769 | 1 | 4.3767
2016-10-30 09:00 | 30 | 2 | 15.594
2016-10-30 10:00 | 30 | 2 | 15.594
2016-10-30 11:00 | 30 | 2 | 15.594
2016-10-30 12:00 | 28.4836 | 2 | 14.8767
2016-10-30 13:00 | 23.846 | 2 | 12.6831
2016-10-30 14:00 | 15 | 1 | 7.797
2016-10-30 15:00 | 15 | 1 | 7.797
2016-10-30 16:00 | 14.1992 | 1 | 7.4182
2016-10-30 17:00 | 30 | 2 | 15.594
2016-10-30 18:00 | 30 | 2 | 15.594
2016-10-30 19:00 | 30 | 2 | 15.594
2016-10-30 20:00 | 7.5 | 1 | 4.2495
2016-10-30 21:00 | 0 | 0 | 0
2016-10-30 22:00 | 0 | 0 | 0
2016-10-30 23:00 | 0 | 0 | 0
2016-10-31 | 9.8424 | 1 | 5.3575
2016-10-31 01:00 | 12.7321 | 1 | 6.7243
2016-10-31 02:00 | 13.324 | 1 | 7.0043
2016-10-31 03:00 | 7.5 | 1 | 4.2495
2016-10-31 04:00 | 10.78 | 1 | 5.8009
2016-10-31 05:00 | 0 | 0 | 0
2016-10-31 06:00 | 8.857 | 1 | 4.8914
2016-10-31 07:00 | 0 | 0 | 0
2016-10-31 08:00 | 0 | 0 | 0
2016-10-31 09:00 | 30 | 2 | 15.594
2016-10-31 10:00 | 30 | 2 | 15.594
2016-10-31 11:00 | 30 | 2 | 15.594
2016-10-31 12:00 | 26.585 | 2 | 13.9787
2016-10-31 13:00 | 23.6641 | 2 | 12.5971
2016-10-31 14:00 | 13.7364 | 1 | 7.1993
2016-10-31 15:00 | 15 | 1 | 7.797
2016-10-31 16:00 | 15 | 1 | 7.797
2016-10-31 17:00 | 30 | 2 | 15.594
2016-10-31 18:00 | 30 | 2 | 15.594
2016-10-31 19:00 | 30 | 2 | 15.594
2016-10-31 20:00 | 0 | 0 | 0
2016-10-31 21:00 | 0 | 0 | 0
2016-10-31 22:00 | 0 | 0 | 0
2016-10-31 23:00 | 0 | 0 | 0
2016-11-01 | 10.0085 | 1 | 5.436
2016-11-01 01:00 | 14.162 | 1 | 7.4006
2016-11-01 02:00 | 13.014 | 1 | 6.8576
2016-11-01 03:00 | 12.435 | 1 | 6.5838
2016-11-01 04:00 | 7.5 | 1 | 4.2495
2016-11-01 05:00 | 0 | 0 | 0
2016-11-01 06:00 | 9.265 | 1 | 5.0843
2016-11-01 07:00 | 0 | 0 | 0
2016-11-01 08:00 | 8.221 | 1 | 4.5905
2016-11-01 09:00 | 30 | 2 | 15.594
2016-11-01 10:00 | 30 | 2 | 15.594
2016-11-01 11:00 | 30 | 2 | 15.594
2016-11-01 12:00 | 28.9533 | 2 | 15.0989
2016-11-01 13:00 | 25.3125 | 2 | 13.3768
2016-11-01 14:00 | 13.2962 | 1 | 6.9911
2016-11-01 15:00 | 15 | 1 | 7.797
2016-11-01 16:00 | 15 | 1 | 7.797
2016-11-01 17:00 | 30 | 2 | 15.594
2016-11-01 18:00 | 30 | 2 | 15.594
2016-11-01 19:00 | 30 | 2 | 15.594
2016-11-01 20:00 | 0 | 0 | 0
2016-11-01 21:00 | 0 | 0 | 0
2016-11-01 22:00 | 0 | 0 | 0
2016-11-01 23:00 | 0 | 0 | 0
2016-11-02 | 7.5 | 1 | 4.2495
2016-11-02 01:00 | 7.5 | 1 | 4.2495
2016-11-02 02:00 | 7.5 | 1 | 4.2495
2016-11-02 03:00 | 7.5 | 1 | 4.2495
2016-11-02 04:00 | 7.5 | 1 | 4.2495
2016-11-02 05:00 | 10.5135 | 1 | 5.6749
2016-11-02 06:00 | 9.928 | 1 | 5.3979
2016-11-02 07:00 | 8.159 | 1 | 4.5612
2016-11-02 08:00 | 8.692 | 1 | 4.8133
2016-11-02 09:00 | 30 | 2 | 15.594
2016-11-02 10:00 | 30 | 2 | 15.594
2016-11-02 11:00 | 30 | 2 | 15.594
2016-11-02 12:00 | 28.4698 | 2 | 14.8702
2016-11-02 13:00 | 23.6802 | 2 | 12.6047
2016-11-02 14:00 | 15 | 1 | 7.797
2016-11-02 15:00 | 15 | 1 | 7.797
2016-11-02 16:00 | 14.916 | 1 | 7.7573
2016-11-02 17:00 | 30 | 2 | 15.594
2016-11-02 18:00 | 30 | 2 | 15.594
2016-11-02 19:00 | 30 | 2 | 15.594
2016-11-02 20:00 | 0 | 0 | 0
2016-11-02 21:00 | 0 | 0 | 0
2016-11-02 22:00 | 0 | 0 | 0
2016-11-02 23:00 | 0 | 0 | 0
2016-11-03 | 7.5 | 1 | 4.2495
2016-11-03 01:00 | 7.5 | 1 | 4.2495
2016-11-03 02:00 | 7.5 | 1 | 4.2495
2016-11-03 03:00 | 9.8095 | 1 | 5.3419
2016-11-03 04:00 | 7.5 | 1 | 4.2495
2016-11-03 05:00 | 11.008 | 1 | 5.9088
2016-11-03 06:00 | 9.496 | 1 | 5.1936
2016-11-03 07:00 | 8.114 | 1 | 4.5399
2016-11-03 08:00 | 9.112 | 1 | 5.012
2016-11-03 09:00 | 30 | 2 | 15.594
2016-11-03 10:00 | 30 | 2 | 15.594
2016-11-03 11:00 | 30 | 2 | 15.594
2016-11-03 12:00 | 27.8459 | 2 | 14.5751
2016-11-03 13:00 | 22.9642 | 2 | 12.266
2016-11-03 14:00 | 15 | 1 | 7.797
2016-11-03 15:00 | 15 | 1 | 7.797
2016-11-03 16:00 | 13.949 | 1 | 7.2999
2016-11-03 17:00 | 30 | 2 | 15.594
2016-11-03 18:00 | 30 | 2 | 15.594
2016-11-03 19:00 | 30 | 2 | 15.594
2016-11-03 20:00 | 0 | 0 | 0
2016-11-03 21:00 | 0 | 0 | 0
2016-11-03 22:00 | 0 | 0 | 0
2016-11-03 23:00 | 0 | 0 | 0
2016-11-04 | 9.0961 | 1 | 5.0044
2016-11-04 01:00 | 10.3454 | 1 | 5.5954
2016-11-04 02:00 | 7.5 | 1 | 4.2495
2016-11-04 03:00 | 7.5 | 1 | 4.2495
2016-11-04 04:00 | 7.5 | 1 | 4.2495
2016-11-04 05:00 | 11.1 | 1 | 5.9523
2016-11-04 06:00 | 9.209 | 1 | 5.0579
2016-11-04 07:00 | 7.703 | 1 | 4.3455
2016-11-04 08:00 | 0 | 0 | 0
2016-11-04 09:00 | 30 | 2 | 15.594
2016-11-04 10:00 | 30 | 2 | 15.594
2016-11-04 11:00 | 30 | 2 | 15.594
2016-11-04 12:00 | 27.8075 | 2 | 14.5569
2016-11-04 13:00 | 22.9197 | 2 | 12.245
2016-11-04 14:00 | 22.5 | 2 | 12.0465
2016-11-04 15:00 | 14.1509 | 1 | 7.3954
2016-11-04 16:00 | 12.1624 | 1 | 6.4548
2016-11-04 17:00 | 30 | 2 | 15.594
2016-11-04 18:00 | 30 | 2 | 15.594
2016-11-04 19:00 | 30 | 2 | 15.594
2016-11-04 20:00 | 0 | 0 | 0
2016-11-04 21:00 | 0 | 0 | 0
2016-11-04 22:00 | 0 | 0 | 0
2016-11-04 23:00 | 0 | 0 | 0
2016-11-05 | 14.795 | 1 | 7.7
2016-11-05 01:00 | 9.2695 | 1 | 5.0865
2016-11-05 02:00 | 12.402 | 1 | 6.5681
2016-11-05 03:00 | 11.903 | 1 | 6.3321
2016-11-05 04:00 | 10.767 | 1 | 5.7948
2016-11-05 05:00 | 0 | 0 | 0
2016-11-05 06:00 | 0 | 0 | 0
2016-11-05 07:00 | 0 | 0 | 0
2016-11-05 08:00 | 0 | 0 | 0
2016-11-05 09:00 | 30 | 2 | 15.594
2016-11-05 10:00 | 30 | 2 | 15.594
2016-11-05 11:00 | 30 | 2 | 15.594
2016-11-05 12:00 | 28.017 | 2 | 14.656
2016-11-05 13:00 | 23.3832 | 2 | 12.4642
2016-11-05 14:00 | 15 | 1 | 7.797
2016-11-05 15:00 | 15 | 1 | 7.797
2016-11-05 16:00 | 15 | 1 | 7.797
2016-11-05 17:00 | 30 | 2 | 15.594
2016-11-05 18:00 | 30 | 2 | 15.594
2016-11-05 19:00 | 30 | 2 | 15.594
2016-11-05 20:00 | 0 | 0 | 0
2016-11-05 21:00 | 0 | 0 | 0
2016-11-05 22:00 | 0 | 0 | 0
2016-11-05 23:00 | 7.5 | 1 | 4.2495
2016-11-06 | 9.9056 | 1 | 5.3874
2016-11-06 01:00 | 12.9499 | 1 | 6.8273
2016-11-06 02:00 | 12.163 | 1 | 6.4551
2016-11-06 03:00 | 7.5 | 1 | 4.2495
2016-11-06 04:00 | 7.5 | 1 | 4.2495
2016-11-06 05:00 | 0 | 0 | 0
2016-11-06 06:00 | 0 | 0 | 0
2016-11-06 07:00 | 0 | 0 | 0
2016-11-06 08:00 | 7.5 | 1 | 4.2495
2016-11-06 09:00 | 30 | 2 | 15.594
2016-11-06 10:00 | 30 | 2 | 15.594
2016-11-06 11:00 | 30 | 2 | 15.594
2016-11-06 12:00 | 27.4775 | 2 | 14.4009
2016-11-06 13:00 | 24.0977 | 2 | 12.8022
2016-11-06 14:00 | 13.6845 | 1 | 7.1748
2016-11-06 15:00 | 15 | 1 | 7.797
2016-11-06 16:00 | 15 | 1 | 7.797
2016-11-06 17:00 | 30 | 2 | 15.594
2016-11-06 18:00 | 30 | 2 | 15.594
2016-11-06 19:00 | 30 | 2 | 15.594
2016-11-06 20:00 | 0 | 0 | 0
2016-11-06 21:00 | 0 | 0 | 0
2016-11-06 22:00 | 0 | 0 | 0
2016-11-06 23:00 | 0 | 0 | 0
2016-11-07 | 10.157 | 1 | 5.5063
2016-11-07 01:00 | 8.9276 | 1 | 4.9247
2016-11-07 02:00 | 8.973 | 1 | 4.9462
2016-11-07 03:00 | 10.365 | 1 | 5.6046
2016-11-07 04:00 | 10.181 | 1 | 5.5176
2016-11-07 05:00 | 0 | 0 | 0
2016-11-07 06:00 | 9.514 | 1 | 5.2021
2016-11-07 07:00 | 0 | 0 | 0
2016-11-07 08:00 | 0 | 0 | 0
2016-11-07 09:00 | 30 | 2 | 15.594
2016-11-07 10:00 | 30 | 2 | 15.594
2016-11-07 11:00 | 30 | 2 | 15.594
2016-11-07 12:00 | 26.796 | 2 | 14.0785
2016-11-07 13:00 | 23.1192 | 2 | 12.3394
2016-11-07 14:00 | 15 | 1 | 7.797
2016-11-07 15:00 | 15 | 1 | 7.797
2016-11-07 16:00 | 14.9743 | 1 | 7.7849
2016-11-07 17:00 | 30 | 2 | 15.594
2016-11-07 18:00 | 30 | 2 | 15.594
2016-11-07 19:00 | 30 | 2 | 15.594
2016-11-07 20:00 | 0 | 0 | 0
2016-11-07 21:00 | 0 | 0 | 0
2016-11-07 22:00 | 0 | 0 | 0
2016-11-07 23:00 | 0 | 0 | 0
2016-11-08 | 9.8685 | 1 | 5.3698
2016-11-08 01:00 | 13.109 | 1 | 6.9026
2016-11-08 02:00 | 7.5 | 1 | 4.2495
2016-11-08 03:00 | 7.5 | 1 | 4.2495
2016-11-08 04:00 | 7.5 | 1 | 4.2495
2016-11-08 05:00 | 10.532 | 1 | 5.6836
2016-11-08 06:00 | 0 | 0 | 0
2016-11-08 07:00 | 0 | 0 | 0
2016-11-08 08:00 | 8.218 | 1 | 4.5891
2016-11-08 09:00 | 30 | 2 | 15.594
2016-11-08 10:00 | 30 | 2 | 15.594
2016-11-08 11:00 | 30 | 2 | 15.594
2016-11-08 12:00 | 28.0561 | 2 | 14.6746
2016-11-08 13:00 | 24.1238 | 2 | 12.8145
2016-11-08 14:00 | 14.5165 | 1 | 7.5683
2016-11-08 15:00 | 15 | 1 | 7.797
2016-11-08 16:00 | 15 | 1 | 7.797
2016-11-08 17:00 | 30 | 2 | 15.594
2016-11-08 18:00 | 30 | 2 | 15.594
2016-11-08 19:00 | 30 | 2 | 15.594
2016-11-08 20:00 | 0 | 0 | 0
2016-11-08 21:00 | 0 | 0 | 0
2016-11-08 22:00 | 0 | 0 | 0
2016-11-08 23:00 | 0 | 0 | 0
2016-11-09 | 8.7541 | 1 | 4.8427
2016-11-09 01:00 | 7.5 | 1 | 4.2495
2016-11-09 02:00 | 10.2634 | 1 | 5.5566
2016-11-09 03:00 | 12.026 | 1 | 6.3903
2016-11-09 04:00 | 11.311 | 1 | 6.0521
2016-11-09 05:00 | 0 | 0 | 0
2016-11-09 06:00 | 0 | 0 | 0
2016-11-09 07:00 | 7.682 | 1 | 4.3356
2016-11-09 08:00 | 7.923 | 1 | 4.4496
2016-11-09 09:00 | 30 | 2 | 15.594
2016-11-09 10:00 | 30 | 2 | 15.594
2016-11-09 11:00 | 30 | 2 | 15.594
2016-11-09 12:00 | 27.7047 | 2 | 14.5083
2016-11-09 13:00 | 23.5467 | 2 | 12.5416
2016-11-09 14:00 | 15 | 1 | 7.797
2016-11-09 15:00 | 15 | 1 | 7.797
2016-11-09 16:00 | 13.8224 | 1 | 7.24
2016-11-09 17:00 | 30 | 2 | 15.594
2016-11-09 18:00 | 30 | 2 | 15.594
2016-11-09 19:00 | 30 | 2 | 15.594
2016-11-09 20:00 | 0 | 0 | 0
2016-11-09 21:00 | 0 | 0 | 0
2016-11-09 22:00 | 0 | 0 | 0
2016-11-09 23:00 | 0 | 0 | 0
2016-11-10 | 8.8349 | 1 | 4.8809
2016-11-10 01:00 | 11.3166 | 1 | 6.0548
2016-11-10 02:00 | 7.5 | 1 | 4.2495
2016-11-10 03:00 | 11.105 | 1 | 5.9547
2016-11-10 04:00 | 11.053 | 1 | 5.9301
2016-11-10 05:00 | 0 | 0 | 0
2016-11-10 06:00 | 0 | 0 | 0
2016-11-10 07:00 | 0 | 0 | 0
2016-11-10 08:00 | 8.004 | 1 | 4.4879
2016-11-10 09:00 | 30 | 2 | 15.594
2016-11-10 10:00 | 30 | 2 | 15.594
2016-11-10 11:00 | 30 | 2 | 15.594
2016-11-10 12:00 | 27.3332 | 2 | 14.3326
2016-11-10 13:00 | 24.2788 | 2 | 12.8879
2016-11-10 14:00 | 13.1473 | 1 | 6.9207
2016-11-10 15:00 | 15 | 1 | 7.797
2016-11-10 16:00 | 15 | 1 | 7.797
2016-11-10 17:00 | 30 | 2 | 15.594
2016-11-10 18:00 | 30 | 2 | 15.594
2016-11-10 19:00 | 30 | 2 | 15.594
2016-11-10 20:00 | 0 | 0 | 0
2016-11-10 21:00 | 0 | 0 | 0
2016-11-10 22:00 | 0 | 0 | 0
2016-11-10 23:00 | 0 | 0 | 0
2016-11-11 | 8.9335 | 1 | 4.9276
2016-11-11 01:00 | 13.014 | 1 | 6.8576
2016-11-11 02:00 | 7.5 | 1 | 4.2495
2016-11-11 03:00 | 7.5 | 1 | 4.2495
2016-11-11 04:00 | 7.5 | 1 | 4.2495
2016-11-11 05:00 | 11.03 | 1 | 5.9192
2016-11-11 06:00 | 0 | 0 | 0
2016-11-11 07:00 | 0 | 0 | 0
2016-11-11 08:00 | 8.697 | 1 | 4.8157
2016-11-11 09:00 | 30 | 2 | 15.594
2016-11-11 10:00 | 30 | 2 | 15.594
2016-11-11 11:00 | 30 | 2 | 15.594
2016-11-11 12:00 | 27.334 | 2 | 14.333
2016-11-11 13:00 | 23.2182 | 2 | 12.3862
2016-11-11 14:00 | 15 | 1 | 7.797
2016-11-11 15:00 | 15 | 1 | 7.797
2016-11-11 16:00 | 15 | 1 | 7.797
2016-11-11 17:00 | 30 | 2 | 15.594
2016-11-11 18:00 | 30 | 2 | 15.594
2016-11-11 19:00 | 30 | 2 | 15.594
2016-11-11 20:00 | 0 | 0 | 0
2016-11-11 21:00 | 0 | 0 | 0
2016-11-11 22:00 | 0 | 0 | 0
2016-11-11 23:00 | 0 | 0 | 0
2016-11-12 | 12.5844 | 1 | 6.6544
2016-11-12 01:00 | 8.2851 | 1 | 4.6209
2016-11-12 02:00 | 12.734 | 1 | 6.7252
2016-11-12 03:00 | 7.5 | 1 | 4.2495
2016-11-12 04:00 | 7.5 | 1 | 4.2495
2016-11-12 05:00 | 10.843 | 1 | 5.8307
2016-11-12 06:00 | 0 | 0 | 0
2016-11-12 07:00 | 0 | 0 | 0
2016-11-12 08:00 | 9.161 | 1 | 5.0352
2016-11-12 09:00 | 30 | 2 | 15.594
2016-11-12 10:00 | 30 | 2 | 15.594
2016-11-12 11:00 | 30 | 2 | 15.594
2016-11-12 12:00 | 26.1936 | 2 | 13.7936
2016-11-12 13:00 | 23.3341 | 2 | 12.441
2016-11-12 14:00 | 14.157 | 1 | 7.3983
2016-11-12 15:00 | 15 | 1 | 7.797
2016-11-12 16:00 | 15 | 1 | 7.797
2016-11-12 17:00 | 30 | 2 | 15.594
2016-11-12 18:00 | 30 | 2 | 15.594
2016-11-12 19:00 | 30 | 2 | 15.594
2016-11-12 20:00 | 0 | 0 | 0
2016-11-12 21:00 | 0 | 0 | 0
2016-11-12 22:00 | 0 | 0 | 0
2016-11-12 23:00 | 0 | 0 | 0
2016-11-13 | 9.5855 | 1 | 5.2359
2016-11-13 01:00 | 13.544 | 1 | 7.1083
2016-11-13 02:00 | 12.857 | 1 | 6.7834
2016-11-13 03:00 | 7.5 | 1 | 4.2495
2016-11-13 04:00 | 11.974 | 1 | 6.3657
2016-11-13 05:00 | 0 | 0 | 0
2016-11-13 06:00 | 0 | 0 | 0
2016-11-13 07:00 | 0 | 0 | 0
2016-11-13 08:00 | 8.178 | 1 | 4.5702
2016-11-13 09:00 | 30 | 2 | 15.594
2016-11-13 10:00 | 30 | 2 | 15.594
2016-11-13 11:00 | 30 | 2 | 15.594
2016-11-13 12:00 | 28.3623 | 2 | 14.8194
2016-11-13 13:00 | 24.41 | 2 | 12.9499
2016-11-13 14:00 | 13.9646 | 1 | 7.3073
2016-11-13 15:00 | 15 | 1 | 7.797
2016-11-13 16:00 | 15 | 1 | 7.797
2016-11-13 17:00 | 30 | 2 | 15.594
2016-11-13 18:00 | 30 | 2 | 15.594
2016-11-13 19:00 | 30 | 2 | 15.594
2016-11-13 20:00 | 0 | 0 | 0
2016-11-13 21:00 | 0 | 0 | 0
2016-11-13 22:00 | 0 | 0 | 0
2016-11-13 23:00 | 0 | 0 | 0
2016-11-14 | 8.4979 | 1 | 4.7215
2016-11-14 01:00 | 7.5 | 1 | 4.2495
2016-11-14 02:00 | 7.5 | 1 | 4.2495
2016-11-14 03:00 | 11.7907 | 1 | 6.279
2016-11-14 04:00 | 7.5 | 1 | 4.2495
2016-11-14 05:00 | 0 | 0 | 0
2016-11-14 06:00 | 9.423 | 1 | 5.1591
2016-11-14 07:00 | 7.85 | 1 | 4.415
2016-11-14 08:00 | 8.217 | 1 | 4.5886
2016-11-14 09:00 | 30 | 2 | 15.594
2016-11-14 10:00 | 30 | 2 | 15.594
2016-11-14 11:00 | 30 | 2 | 15.594
2016-11-14 12:00 | 27.2787 | 2 | 14.3068
2016-11-14 13:00 | 24.1491 | 2 | 12.8265
2016-11-14 14:00 | 14.0152 | 1 | 7.3312
2016-11-14 15:00 | 15 | 1 | 7.797
2016-11-14 16:00 | 15 | 1 | 7.797
2016-11-14 17:00 | 30 | 2 | 15.594
2016-11-14 18:00 | 30 | 2 | 15.594
2016-11-14 19:00 | 30 | 2 | 15.594
2016-11-14 20:00 | 0 | 0 | 0
2016-11-14 21:00 | 0 | 0 | 0
2016-11-14 22:00 | 0 | 0 | 0
2016-11-14 23:00 | 0 | 0 | 0
2016-11-15 | 12.9835 | 1 | 6.8432
2016-11-15 01:00 | 13.272 | 1 | 6.9797
2016-11-15 02:00 | 7.5 | 1 | 4.2495
2016-11-15 03:00 | 12.115 | 1 | 6.4324
2016-11-15 04:00 | 11.466 | 1 | 6.1254
2016-11-15 05:00 | 0 | 0 | 0
2016-11-15 06:00 | 8.931 | 1 | 4.9264
2016-11-15 07:00 | 0 | 0 | 0
2016-11-15 08:00 | 0 | 0 | 0
2016-11-15 09:00 | 30 | 2 | 15.594
2016-11-15 10:00 | 30 | 2 | 15.594
2016-11-15 11:00 | 30 | 2 | 15.594
2016-11-15 12:00 | 27.832 | 2 | 14.5686
2016-11-15 13:00 | 23.2381 | 2 | 12.3956
2016-11-15 14:00 | 15 | 1 | 7.797
2016-11-15 15:00 | 15 | 1 | 7.797
2016-11-15 16:00 | 14.8838 | 1 | 7.742
2016-11-15 17:00 | 30 | 2 | 15.594
2016-11-15 18:00 | 30 | 2 | 15.594
2016-11-15 19:00 | 30 | 2 | 15.594
2016-11-15 20:00 | 0 | 0 | 0
2016-11-15 21:00 | 0 | 0 | 0
2016-11-15 22:00 | 0 | 0 | 0
2016-11-15 23:00 | 0 | 0 | 0
2016-11-16 | 9.1536 | 1 | 5.0317
2016-11-16 01:00 | 9.1019 | 1 | 5.0072
2016-11-16 02:00 | 7.5 | 1 | 4.2495
2016-11-16 03:00 | 7.5 | 1 | 4.2495
2016-11-16 04:00 | 7.5 | 1 | 4.2495
2016-11-16 05:00 | 7.5 | 1 | 4.2495
2016-11-16 06:00 | 9.485 | 1 | 5.1884
2016-11-16 07:00 | 0 | 0 | 0
2016-11-16 08:00 | 8.601 | 1 | 4.7703
2016-11-16 09:00 | 30 | 2 | 15.594
2016-11-16 10:00 | 30 | 2 | 15.594
2016-11-16 11:00 | 30 | 2 | 15.594
2016-11-16 12:00 | 27.456 | 2 | 14.3907
2016-11-16 13:00 | 15 | 1 | 7.797
2016-11-16 14:00 | 22.5 | 2 | 12.0465
2016-11-16 15:00 | 14.5116 | 1 | 7.566
2016-11-16 16:00 | 12.629 | 1 | 6.6755
2016-11-16 17:00 | 30 | 2 | 15.594
2016-11-16 18:00 | 30 | 2 | 15.594
2016-11-16 19:00 | 30 | 2 | 15.594
2016-11-16 20:00 | 0 | 0 | 0
2016-11-16 21:00 | 0 | 0 | 0
2016-11-16 22:00 | 0 | 0 | 0
2016-11-16 23:00 | 0 | 0 | 0
2016-11-17 | 10.8225 | 1 | 5.821
2016-11-17 01:00 | 13.743 | 1 | 7.2024
2016-11-17 02:00 | 12.771 | 1 | 6.7427
2016-11-17 03:00 | 12.025 | 1 | 6.3898
2016-11-17 04:00 | 10.86 | 1 | 5.8388
2016-11-17 05:00 | 7.5 | 1 | 4.2495
2016-11-17 06:00 | 0 | 0 | 0
2016-11-17 07:00 | 0 | 0 | 0
2016-11-17 08:00 | 0 | 0 | 0
2016-11-17 09:00 | 30 | 2 | 15.594
2016-11-17 10:00 | 30 | 2 | 15.594
2016-11-17 11:00 | 30 | 2 | 15.594
2016-11-17 12:00 | 26.4675 | 2 | 13.9231
2016-11-17 13:00 | 15 | 1 | 7.797
2016-11-17 14:00 | 22.5 | 2 | 12.0465
2016-11-17 15:00 | 15 | 1 | 7.797
2016-11-17 16:00 | 13.5323 | 1 | 7.1028
2016-11-17 17:00 | 30 | 2 | 15.594
2016-11-17 18:00 | 30 | 2 | 15.594
2016-11-17 19:00 | 30 | 2 | 15.594
2016-11-17 20:00 | 0 | 0 | 0
2016-11-17 21:00 | 0 | 0 | 0
2016-11-17 22:00 | 0 | 0 | 0
2016-11-17 23:00 | 0 | 0 | 0
2016-11-18 | 15 | 1 | 7.797
2016-11-18 01:00 | 14.053 | 1 | 7.3491
2016-11-18 02:00 | 15 | 1 | 7.797
2016-11-18 03:00 | 12.996 | 1 | 6.8491
2016-11-18 04:00 | 10.977 | 1 | 5.8941
2016-11-18 05:00 | 0 | 0 | 0
2016-11-18 06:00 | 0 | 0 | 0
2016-11-18 07:00 | 0 | 0 | 0
2016-11-18 08:00 | 0 | 0 | 0
2016-11-18 09:00 | 30 | 2 | 15.594
2016-11-18 10:00 | 30 | 2 | 15.594
2016-11-18 11:00 | 30 | 2 | 15.594
2016-11-18 12:00 | 26.2404 | 2 | 13.8157
2016-11-18 13:00 | 15 | 1 | 7.797
2016-11-18 14:00 | 15 | 1 | 7.797
2016-11-18 15:00 | 15 | 1 | 7.797
2016-11-18 16:00 | 14.408 | 1 | 7.517
2016-11-18 17:00 | 30 | 2 | 15.594
2016-11-18 18:00 | 30 | 2 | 15.594
2016-11-18 19:00 | 30 | 2 | 15.594
2016-11-18 20:00 | 0 | 0 | 0
2016-11-18 21:00 | 0 | 0 | 0
2016-11-18 22:00 | 0 | 0 | 0
2016-11-18 23:00 | 0 | 0 | 0
2016-11-19 | 8.3806 | 1 | 4.666
2016-11-19 01:00 | 12.954 | 1 | 6.8292
2016-11-19 02:00 | 11.74 | 1 | 6.255
2016-11-19 03:00 | 7.5 | 1 | 4.2495
2016-11-19 04:00 | 7.5 | 1 | 4.2495
2016-11-19 05:00 | 0 | 0 | 0
2016-11-19 06:00 | 0 | 0 | 0
2016-11-19 07:00 | 7.8409 | 1 | 4.4108
2016-11-19 08:00 | 7.5 | 1 | 4.2495
2016-11-19 09:00 | 30 | 2 | 15.594
2016-11-19 10:00 | 30 | 2 | 15.594
2016-11-19 11:00 | 30 | 2 | 15.594
2016-11-19 12:00 | 28.2073 | 2 | 14.7461
2016-11-19 13:00 | 23.6533 | 2 | 12.592
2016-11-19 14:00 | 15 | 1 | 7.797
2016-11-19 15:00 | 15 | 1 | 7.797
2016-11-19 16:00 | 14.4954 | 1 | 7.5583
2016-11-19 17:00 | 30 | 2 | 15.594
2016-11-19 18:00 | 30 | 2 | 15.594
2016-11-19 19:00 | 30 | 2 | 15.594
2016-11-19 20:00 | 0 | 0 | 0
2016-11-19 21:00 | 0 | 0 | 0
2016-11-19 22:00 | 0 | 0 | 0
2016-11-19 23:00 | 0 | 0 | 0
2016-11-20 | 10.7067 | 1 | 5.7663
2016-11-20 01:00 | 13.431 | 1 | 7.0549
2016-11-20 02:00 | 10.3233 | 1 | 5.5849
2016-11-20 03:00 | 8.1215 | 1 | 4.5435
2016-11-20 04:00 | 7.5 | 1 | 4.2495
2016-11-20 05:00 | 7.5 | 1 | 4.2495
2016-11-20 06:00 | 0 | 0 | 0
2016-11-20 07:00 | 0 | 0 | 0
2016-11-20 08:00 | 8.209 | 1 | 4.5849
2016-11-20 09:00 | 30 | 2 | 15.594
2016-11-20 10:00 | 30 | 2 | 15.594
2016-11-20 11:00 | 30 | 2 | 15.594
2016-11-20 12:00 | 25.331 | 2 | 13.3855
2016-11-20 13:00 | 15 | 1 | 7.797
2016-11-20 14:00 | 15 | 1 | 7.797
2016-11-20 15:00 | 15 | 1 | 7.797
2016-11-20 16:00 | 13.7311 | 1 | 7.1968
2016-11-20 17:00 | 30 | 2 | 15.594
2016-11-20 18:00 | 30 | 2 | 15.594
2016-11-20 19:00 | 30 | 2 | 15.594
2016-11-20 20:00 | 0 | 0 | 0
2016-11-20 21:00 | 0 | 0 | 0
2016-11-20 22:00 | 0 | 0 | 0
2016-11-20 23:00 | 0 | 0 | 0
2016-11-21 | 15 | 1 | 7.797
2016-11-21 01:00 | 14.254 | 1 | 7.4441
2016-11-21 02:00 | 12.718 | 1 | 6.7176
2016-11-21 03:00 | 11.818 | 1 | 6.2919
2016-11-21 04:00 | 14.9374 | 1 | 7.7674
2016-11-21 05:00 | 0 | 0 | 0
2016-11-21 06:00 | 0 | 0 | 0
2016-11-21 07:00 | 0 | 0 | 0
2016-11-21 08:00 | 0 | 0 | 0
2016-11-21 09:00 | 30 | 2 | 15.594
2016-11-21 10:00 | 30 | 2 | 15.594
2016-11-21 11:00 | 30 | 2 | 15.594
2016-11-21 12:00 | 25.806 | 2 | 13.6102
2016-11-21 13:00 | 15 | 1 | 7.797
2016-11-21 14:00 | 15 | 1 | 7.797
2016-11-21 15:00 | 15 | 1 | 7.797
2016-11-21 16:00 | 15 | 1 | 7.797
2016-11-21 17:00 | 30 | 2 | 15.594
2016-11-21 18:00 | 30 | 2 | 15.594
2016-11-21 19:00 | 30 | 2 | 15.594
2016-11-21 20:00 | 0 | 0 | 0
2016-11-21 21:00 | 0 | 0 | 0
2016-11-21 22:00 | 0 | 0 | 0
2016-11-21 23:00 | 0 | 0 | 0
2016-11-22 | 9.7378 | 1 | 5.308
2016-11-22 01:00 | 12.1057 | 1 | 6.428
2016-11-22 02:00 | 7.5 | 1 | 4.2495
2016-11-22 03:00 | 7.5 | 1 | 4.2495
2016-11-22 04:00 | 7.5 | 1 | 4.2495
2016-11-22 05:00 | 7.5 | 1 | 4.2495
2016-11-22 06:00 | 7.5 | 1 | 4.2495
2016-11-22 07:00 | 7.5 | 1 | 4.2495
2016-11-22 08:00 | 7.5 | 1 | 4.2495
2016-11-22 09:00 | 30 | 2 | 15.594
2016-11-22 10:00 | 30 | 2 | 15.594
2016-11-22 11:00 | 30 | 2 | 15.594
2016-11-22 12:00 | 25.6679 | 2 | 13.5449
2016-11-22 13:00 | 23.1767 | 2 | 12.3666
2016-11-22 14:00 | 14.0482 | 1 | 7.3468
2016-11-22 15:00 | 15 | 1 | 7.797
2016-11-22 16:00 | 15 | 1 | 7.797
2016-11-22 17:00 | 30 | 2 | 15.594
2016-11-22 18:00 | 30 | 2 | 15.594
2016-11-22 19:00 | 30 | 2 | 15.594
2016-11-22 20:00 | 0 | 0 | 0
2016-11-22 21:00 | 0 | 0 | 0
2016-11-22 22:00 | 0 | 0 | 0
2016-11-22 23:00 | 0 | 0 | 0
2016-11-23 | 9.4682 | 1 | 5.1805
2016-11-23 01:00 | 8.2001 | 1 | 4.5807
2016-11-23 02:00 | 7.5 | 1 | 4.2495
2016-11-23 03:00 | 7.5 | 1 | 4.2495
2016-11-23 04:00 | 7.5 | 1 | 4.2495
2016-11-23 05:00 | 0 | 0 | 0
2016-11-23 06:00 | 7.5 | 1 | 4.2495
2016-11-23 07:00 | 7.5202 | 1 | 4.259
2016-11-23 08:00 | 8.351 | 1 | 4.652
2016-11-23 09:00 | 30 | 2 | 15.594
2016-11-23 10:00 | 30 | 2 | 15.594
2016-11-23 11:00 | 30 | 2 | 15.594
2016-11-23 12:00 | 26.9418 | 2 | 14.1475
2016-11-23 13:00 | 23.958 | 2 | 12.7361
2016-11-23 14:00 | 13.9969 | 1 | 7.3225
2016-11-23 15:00 | 15 | 1 | 7.797
2016-11-23 16:00 | 15 | 1 | 7.797
2016-11-23 17:00 | 30 | 2 | 15.594
2016-11-23 18:00 | 30 | 2 | 15.594
2016-11-23 19:00 | 30 | 2 | 15.594
2016-11-23 20:00 | 0 | 0 | 0
2016-11-23 21:00 | 7.5 | 1 | 4.2495
2016-11-23 22:00 | 0 | 0 | 0
2016-11-23 23:00 | 0 | 0 | 0
2016-11-24 | 9.4169 | 1 | 5.1562
2016-11-24 01:00 | 10.9396 | 1 | 5.8764
2016-11-24 02:00 | 12.367 | 1 | 6.5516
2016-11-24 03:00 | 7.5 | 1 | 4.2495
2016-11-24 04:00 | 7.5 | 1 | 4.2495
2016-11-24 05:00 | 0 | 0 | 0
2016-11-24 06:00 | 9.459 | 1 | 5.1761
2016-11-24 07:00 | 0 | 0 | 0
2016-11-24 08:00 | 0 | 0 | 0
2016-11-24 09:00 | 30 | 2 | 15.594
2016-11-24 10:00 | 30 | 2 | 15.594
2016-11-24 11:00 | 30 | 2 | 15.594
2016-11-24 12:00 | 26.1329 | 2 | 13.7649
2016-11-24 13:00 | 23.3348 | 2 | 12.4414
2016-11-24 14:00 | 14.5158 | 1 | 7.568
2016-11-24 15:00 | 15 | 1 | 7.797
2016-11-24 16:00 | 15 | 1 | 7.797
2016-11-24 17:00 | 30 | 2 | 15.594
2016-11-24 18:00 | 30 | 2 | 15.594
2016-11-24 19:00 | 30 | 2 | 15.594
2016-11-24 20:00 | 0 | 0 | 0
2016-11-24 21:00 | 0 | 0 | 0
2016-11-24 22:00 | 0 | 0 | 0
2016-11-24 23:00 | 0 | 0 | 0
2016-11-25 | 14.9829 | 1 | 7.7889
2016-11-25 01:00 | 13.381 | 1 | 7.0312
2016-11-25 02:00 | 12.14 | 1 | 6.4442
2016-11-25 03:00 | 7.8077 | 1 | 4.395
2016-11-25 04:00 | 11.069 | 1 | 5.9376
2016-11-25 05:00 | 0 | 0 | 0
2016-11-25 06:00 | 0 | 0 | 0
2016-11-25 07:00 | 0 | 0 | 0
2016-11-25 08:00 | 8.191 | 1 | 4.5763
2016-11-25 09:00 | 30 | 2 | 15.594
2016-11-25 10:00 | 30 | 2 | 15.594
2016-11-25 11:00 | 30 | 2 | 15.594
2016-11-25 12:00 | 26.6724 | 2 | 14.0201
2016-11-25 13:00 | 24.0002 | 2 | 12.7561
2016-11-25 14:00 | 13.6143 | 1 | 7.1415
2016-11-25 15:00 | 15 | 1 | 7.797
2016-11-25 16:00 | 15 | 1 | 7.797
2016-11-25 17:00 | 30 | 2 | 15.594
2016-11-25 18:00 | 30 | 2 | 15.594
2016-11-25 19:00 | 30 | 2 | 15.594
2016-11-25 20:00 | 0 | 0 | 0
2016-11-25 21:00 | 0 | 0 | 0
2016-11-25 22:00 | 0 | 0 | 0
2016-11-25 23:00 | 0 | 0 | 0
2016-11-26 | 13.5705 | 1 | 7.1209
2016-11-26 01:00 | 14.235 | 1 | 7.4352
2016-11-26 02:00 | 7.5 | 1 | 4.2495
2016-11-26 03:00 | 11.281 | 1 | 6.0379
2016-11-26 04:00 | 10.702 | 1 | 5.764
2016-11-26 05:00 | 0 | 0 | 0
2016-11-26 06:00 | 9.536 | 1 | 5.2125
2016-11-26 07:00 | 0 | 0 | 0
2016-11-26 08:00 | 0 | 0 | 0
2016-11-26 09:00 | 30 | 2 | 15.594
2016-11-26 10:00 | 30 | 2 | 15.594
2016-11-26 11:00 | 30 | 2 | 15.594
2016-11-26 12:00 | 26.5374 | 2 | 13.9562
2016-11-26 13:00 | 24.3924 | 2 | 12.9416
2016-11-26 14:00 | 12.1545 | 1 | 6.4511
2016-11-26 15:00 | 15 | 1 | 7.797
2016-11-26 16:00 | 15 | 1 | 7.797
2016-11-26 17:00 | 30 | 2 | 15.594
2016-11-26 18:00 | 30 | 2 | 15.594
2016-11-26 19:00 | 30 | 2 | 15.594
2016-11-26 20:00 | 0 | 0 | 0
2016-11-26 21:00 | 0 | 0 | 0
2016-11-26 22:00 | 0 | 0 | 0
2016-11-26 23:00 | 0 | 0 | 0
2016-11-27 | 8.6137 | 1 | 4.7763
2016-11-27 01:00 | 8.111 | 1 | 4.5385
2016-11-27 02:00 | 10.0358 | 1 | 5.4489
2016-11-27 03:00 | 7.5 | 1 | 4.2495
2016-11-27 04:00 | 7.5 | 1 | 4.2495
2016-11-27 05:00 | 7.5 | 1 | 4.2495
2016-11-27 06:00 | 9.798 | 1 | 5.3365
2016-11-27 07:00 | 0 | 0 | 0
2016-11-27 08:00 | 7.5 | 1 | 4.2495
2016-11-27 09:00 | 30 | 2 | 15.594
2016-11-27 10:00 | 30 | 2 | 15.594
2016-11-27 11:00 | 30 | 2 | 15.594
2016-11-27 12:00 | 26.0746 | 2 | 13.7373
2016-11-27 13:00 | 22.8114 | 2 | 12.1938
2016-11-27 14:00 | 15 | 1 | 7.797
2016-11-27 15:00 | 15 | 1 | 7.797
2016-11-27 16:00 | 15 | 1 | 7.797
2016-11-27 17:00 | 30 | 2 | 15.594
2016-11-27 18:00 | 30 | 2 | 15.594
2016-11-27 19:00 | 30 | 2 | 15.594
2016-11-27 20:00 | 0 | 0 | 0
2016-11-27 21:00 | 0 | 0 | 0
2016-11-27 22:00 | 0 | 0 | 0
2016-11-27 23:00 | 0 | 0 | 0
2016-11-28 | 10.0587 | 1 | 5.4598
2016-11-28 01:00 | 13.4838 | 1 | 7.0799
2016-11-28 02:00 | 13.259 | 1 | 6.9735
2016-11-28 03:00 | 12.548 | 1 | 6.6372
2016-11-28 04:00 | 11.157 | 1 | 5.9793
2016-11-28 05:00 | 0 | 0 | 0
2016-11-28 06:00 | 9.674 | 1 | 5.2778
2016-11-28 07:00 | 0 | 0 | 0
2016-11-28 08:00 | 0 | 0 | 0
2016-11-28 09:00 | 30 | 2 | 15.594
2016-11-28 10:00 | 30 | 2 | 15.594
2016-11-28 11:00 | 30 | 2 | 15.594
2016-11-28 12:00 | 24.9457 | 2 | 13.2033
2016-11-28 13:00 | 15 | 1 | 7.797
2016-11-28 14:00 | 15 | 1 | 7.797
2016-11-28 15:00 | 15 | 1 | 7.797
2016-11-28 16:00 | 15 | 1 | 7.797
2016-11-28 17:00 | 30 | 2 | 15.594
2016-11-28 18:00 | 30 | 2 | 15.594
2016-11-28 19:00 | 30 | 2 | 15.594
2016-11-28 20:00 | 0 | 0 | 0
2016-11-28 21:00 | 0 | 0 | 0
2016-11-28 22:00 | 0 | 0 | 0
2016-11-28 23:00 | 0 | 0 | 0
2016-11-29 | 15 | 1 | 7.797
2016-11-29 01:00 | 13.749 | 1 | 7.2053
2016-11-29 02:00 | 12.491 | 1 | 6.6102
2016-11-29 03:00 | 12.127 | 1 | 6.4381
2016-11-29 04:00 | 11.485 | 1 | 6.1344
2016-11-29 05:00 | 0 | 0 | 0
2016-11-29 06:00 | 7.7225 | 1 | 4.3547
2016-11-29 07:00 | 0 | 0 | 0
2016-11-29 08:00 | 0 | 0 | 0
2016-11-29 09:00 | 30 | 2 | 15.594
2016-11-29 10:00 | 30 | 2 | 15.594
2016-11-29 11:00 | 30 | 2 | 15.594
2016-11-29 12:00 | 26.8014 | 2 | 14.081
2016-11-29 13:00 | 25.7623 | 2 | 13.5895
2016-11-29 14:00 | 9.7132 | 1 | 5.2964
2016-11-29 15:00 | 15 | 1 | 7.797
2016-11-29 16:00 | 15 | 1 | 7.797
2016-11-29 17:00 | 30 | 2 | 15.594
2016-11-29 18:00 | 30 | 2 | 15.594
2016-11-29 19:00 | 30 | 2 | 15.594
2016-11-29 20:00 | 0 | 0 | 0
2016-11-29 21:00 | 0 | 0 | 0
2016-11-29 22:00 | 0 | 0 | 0
2016-11-29 23:00 | 0 | 0 | 0
2016-11-30 | 15 | 1 | 7.797
2016-11-30 01:00 | 15 | 1 | 7.797
2016-11-30 02:00 | 12.905 | 1 | 6.8061
2016-11-30 03:00 | 13.432 | 1 | 7.0553
2016-11-30 04:00 | 15 | 1 | 7.797
2016-11-30 05:00 | 0 | 0 | 0
2016-11-30 06:00 | 0 | 0 | 0
2016-11-30 07:00 | 0 | 0 | 0
2016-11-30 08:00 | 0 | 0 | 0
2016-11-30 09:00 | 30 | 2 | 15.594
2016-11-30 10:00 | 30 | 2 | 15.594
2016-11-30 11:00 | 30 | 2 | 15.594
2016-11-30 12:00 | 26.6049 | 2 | 13.9881
2016-11-30 13:00 | 25.3732 | 2 | 13.4055
2016-11-30 14:00 | 10.2749 | 1 | 5.562
2016-11-30 15:00 | 15 | 1 | 7.797
2016-11-30 16:00 | 15 | 1 | 7.797
2016-11-30 17:00 | 30 | 2 | 15.594
2016-11-30 18:00 | 30 | 2 | 15.594
2016-11-30 19:00 | 30 | 2 | 15.594
2016-11-30 20:00 | 0 | 0 | 0
2016-11-30 21:00 | 0 | 0 | 0
2016-11-30 22:00 | 9.8313 | 1 | 5.3522
2016-11-30 23:00 | 7.5 | 1 | 4.2495
2016-12-01 | 8.9072 | 1 | 4.9151
2016-12-01 01:00 | 7.8751 | 1 | 4.4269
2016-12-01 02:00 | 7.5 | 1 | 4.2495
2016-12-01 03:00 | 7.5 | 1 | 4.2495
2016-12-01 04:00 | 7.5 | 1 | 4.2495
2016-12-01 05:00 | 7.5 | 1 | 4.2495
2016-12-01 06:00 | 0 | 0 | 0
2016-12-01 07:00 | 0 | 0 | 0
2016-12-01 08:00 | 8.958 | 1 | 4.9391
2016-12-01 09:00 | 30 | 2 | 15.594
2016-12-01 10:00 | 30 | 2 | 15.594
2016-12-01 11:00 | 30 | 2 | 15.594
2016-12-01 12:00 | 27.0554 | 2 | 14.2012
2016-12-01 13:00 | 24.5297 | 2 | 13.0066
2016-12-01 14:00 | 12.8539 | 1 | 6.7819
2016-12-01 15:00 | 15 | 1 | 7.797
2016-12-01 16:00 | 15 | 1 | 7.797
2016-12-01 17:00 | 30 | 2 | 15.594
2016-12-01 18:00 | 30 | 2 | 15.594
2016-12-01 19:00 | 30 | 2 | 15.594
2016-12-01 20:00 | 0 | 0 | 0
2016-12-01 21:00 | 0 | 0 | 0
2016-12-01 22:00 | 0 | 0 | 0
2016-12-01 23:00 | 0 | 0 | 0
2016-12-02 | 12.2532 | 1 | 6.4977
2016-12-02 01:00 | 8.455 | 1 | 4.7012
2016-12-02 02:00 | 7.6953 | 1 | 4.3419
2016-12-02 03:00 | 7.5 | 1 | 4.2495
2016-12-02 04:00 | 7.5 | 1 | 4.2495
2016-12-02 05:00 | 7.5 | 1 | 4.2495
2016-12-02 06:00 | 10.064 | 1 | 5.4623
2016-12-02 07:00 | 7.5 | 1 | 4.2495
2016-12-02 08:00 | 7.5 | 1 | 4.2495
2016-12-02 09:00 | 30 | 2 | 15.594
2016-12-02 10:00 | 30 | 2 | 15.594
2016-12-02 11:00 | 30 | 2 | 15.594
2016-12-02 12:00 | 25.4637 | 2 | 13.4483
2016-12-02 13:00 | 15 | 1 | 7.797
2016-12-02 14:00 | 15 | 1 | 7.797
2016-12-02 15:00 | 15 | 1 | 7.797
2016-12-02 16:00 | 14.5783 | 1 | 7.5975
2016-12-02 17:00 | 30 | 2 | 15.594
2016-12-02 18:00 | 30 | 2 | 15.594
2016-12-02 19:00 | 30 | 2 | 15.594
2016-12-02 20:00 | 0 | 0 | 0
2016-12-02 21:00 | 0 | 0 | 0
2016-12-02 22:00 | 0 | 0 | 0
2016-12-02 23:00 | 0 | 0 | 0
2016-12-03 | 13.2231 | 1 | 6.9565
2016-12-03 01:00 | 8.9676 | 1 | 4.9437
2016-12-03 02:00 | 8.17 | 1 | 4.5664
2016-12-03 03:00 | 7.6539 | 1 | 4.3223
2016-12-03 04:00 | 7.5 | 1 | 4.2495
2016-12-03 05:00 | 10.832 | 1 | 5.8255
2016-12-03 06:00 | 0 | 0 | 0
2016-12-03 07:00 | 7.5 | 1 | 4.2495
2016-12-03 08:00 | 8.622 | 1 | 4.7802
2016-12-03 09:00 | 30 | 2 | 15.594
2016-12-03 10:00 | 30 | 2 | 15.594
2016-12-03 11:00 | 30 | 2 | 15.594
2016-12-03 12:00 | 25.9349 | 2 | 13.6712
2016-12-03 13:00 | 15 | 1 | 7.797
2016-12-03 14:00 | 22.5 | 2 | 12.0465
2016-12-03 15:00 | 15 | 1 | 7.797
2016-12-03 16:00 | 13.2952 | 1 | 6.9906
2016-12-03 17:00 | 30 | 2 | 15.594
2016-12-03 18:00 | 30 | 2 | 15.594
2016-12-03 19:00 | 30 | 2 | 15.594
2016-12-03 20:00 | 0 | 0 | 0
2016-12-03 21:00 | 0 | 0 | 0
2016-12-03 22:00 | 0 | 0 | 0
2016-12-03 23:00 | 0 | 0 | 0
2016-12-04 | 15 | 1 | 7.797
2016-12-04 01:00 | 13.831 | 1 | 7.2441
2016-12-04 02:00 | 13.017 | 1 | 6.859
2016-12-04 03:00 | 10.0755 | 1 | 5.4677
2016-12-04 04:00 | 12.132 | 1 | 6.4404
2016-12-04 05:00 | 0 | 0 | 0
2016-12-04 06:00 | 0 | 0 | 0
2016-12-04 07:00 | 9.105 | 1 | 5.0087
2016-12-04 08:00 | 0 | 0 | 0
2016-12-04 09:00 | 30 | 2 | 15.594
2016-12-04 10:00 | 30 | 2 | 15.594
2016-12-04 11:00 | 30 | 2 | 15.594
2016-12-04 12:00 | 24.2113 | 2 | 12.8559
2016-12-04 13:00 | 15 | 1 | 7.797
2016-12-04 14:00 | 22.5 | 2 | 12.0465
2016-12-04 15:00 | 13.596 | 1 | 7.1329
2016-12-04 16:00 | 12.2 | 1 | 6.4726
2016-12-04 17:00 | 30 | 2 | 15.594
2016-12-04 18:00 | 30 | 2 | 15.594
2016-12-04 19:00 | 30 | 2 | 15.594
2016-12-04 20:00 | 0 | 0 | 0
2016-12-04 21:00 | 0 | 0 | 0
2016-12-04 22:00 | 0 | 0 | 0
2016-12-04 23:00 | 0 | 0 | 0
2016-12-05 | 14.9035 | 1 | 7.7514
2016-12-05 01:00 | 13.626 | 1 | 7.1471
2016-12-05 02:00 | 13.037 | 1 | 6.8685
2016-12-05 03:00 | 12.792 | 1 | 6.7526
2016-12-05 04:00 | 12.108 | 1 | 6.4291
2016-12-05 05:00 | 0 | 0 | 0
2016-12-05 06:00 | 9.791 | 1 | 5.3331
2016-12-05 07:00 | 0 | 0 | 0
2016-12-05 08:00 | 0 | 0 | 0
2016-12-05 09:00 | 30 | 2 | 15.594
2016-12-05 10:00 | 30 | 2 | 15.594
2016-12-05 11:00 | 30 | 2 | 15.594
2016-12-05 12:00 | 24.7592 | 2 | 13.1151
2016-12-05 13:00 | 15 | 1 | 7.797
2016-12-05 14:00 | 15 | 1 | 7.797
2016-12-05 15:00 | 15 | 1 | 7.797
2016-12-05 16:00 | 14.1869 | 1 | 7.4124
2016-12-05 17:00 | 30 | 2 | 15.594
2016-12-05 18:00 | 30 | 2 | 15.594
2016-12-05 19:00 | 30 | 2 | 15.594
2016-12-05 20:00 | 0 | 0 | 0
2016-12-05 21:00 | 0 | 0 | 0
2016-12-05 22:00 | 0 | 0 | 0
2016-12-05 23:00 | 0 | 0 | 0
2016-12-06 | 10.8591 | 1 | 5.8384
2016-12-06 01:00 | 9.127 | 1 | 5.0191
2016-12-06 02:00 | 11.8464 | 1 | 6.3054
2016-12-06 03:00 | 13.045 | 1 | 6.8723
2016-12-06 04:00 | 12.934 | 1 | 6.8198
2016-12-06 05:00 | 0 | 0 | 0
2016-12-06 06:00 | 0 | 0 | 0
2016-12-06 07:00 | 8.769 | 1 | 4.8497
2016-12-06 08:00 | 9.057 | 1 | 4.986
2016-12-06 09:00 | 30 | 2 | 15.594
2016-12-06 10:00 | 30 | 2 | 15.594
2016-12-06 11:00 | 30 | 2 | 15.594
2016-12-06 12:00 | 25.1276 | 2 | 13.2893
2016-12-06 13:00 | 15 | 1 | 7.797
2016-12-06 14:00 | 22.5 | 2 | 12.0465
2016-12-06 15:00 | 14.0265 | 1 | 7.3366
2016-12-06 16:00 | 12.4295 | 1 | 6.5811
2016-12-06 17:00 | 30 | 2 | 15.594
2016-12-06 18:00 | 30 | 2 | 15.594
2016-12-06 19:00 | 30 | 2 | 15.594
2016-12-06 20:00 | 0 | 0 | 0
2016-12-06 21:00 | 0 | 0 | 0
2016-12-06 22:00 | 0 | 0 | 0
2016-12-06 23:00 | 0 | 0 | 0
2016-12-07 | 12.8517 | 1 | 6.7809
2016-12-07 01:00 | 14.356 | 1 | 7.4924
2016-12-07 02:00 | 10.4379 | 1 | 5.6391
2016-12-07 03:00 | 9.2758 | 1 | 5.0895
2016-12-07 04:00 | 8.818 | 1 | 4.8729
2016-12-07 05:00 | 11.301 | 1 | 6.0474
2016-12-07 06:00 | 0 | 0 | 0
2016-12-07 07:00 | 0 | 0 | 0
2016-12-07 08:00 | 8.804 | 1 | 4.8663
2016-12-07 09:00 | 30 | 2 | 15.594
2016-12-07 10:00 | 30 | 2 | 15.594
2016-12-07 11:00 | 30 | 2 | 15.594
2016-12-07 12:00 | 23.7938 | 2 | 12.6585
2016-12-07 13:00 | 15 | 1 | 7.797
2016-12-07 14:00 | 22.5 | 2 | 12.0465
2016-12-07 15:00 | 14.1071 | 1 | 7.3747
2016-12-07 16:00 | 11.9844 | 1 | 6.3706
2016-12-07 17:00 | 30 | 2 | 15.594
2016-12-07 18:00 | 30 | 2 | 15.594
2016-12-07 19:00 | 30 | 2 | 15.594
2016-12-07 20:00 | 0 | 0 | 0
2016-12-07 21:00 | 0 | 0 | 0
2016-12-07 22:00 | 0 | 0 | 0
2016-12-07 23:00 | 0 | 0 | 0
2016-12-08 | 15 | 1 | 7.797
2016-12-08 01:00 | 14.26 | 1 | 7.447
2016-12-08 02:00 | 13.403 | 1 | 7.0416
2016-12-08 03:00 | 14.5402 | 1 | 7.5795
2016-12-08 04:00 | 15 | 1 | 7.797
2016-12-08 05:00 | 0 | 0 | 0
2016-12-08 06:00 | 0 | 0 | 0
2016-12-08 07:00 | 0 | 0 | 0
2016-12-08 08:00 | 0 | 0 | 0
2016-12-08 09:00 | 30 | 2 | 15.594
2016-12-08 10:00 | 30 | 2 | 15.594
2016-12-08 11:00 | 30 | 2 | 15.594
2016-12-08 12:00 | 24.4937 | 2 | 12.9895
2016-12-08 13:00 | 15 | 1 | 7.797
2016-12-08 14:00 | 22.5 | 2 | 12.0465
2016-12-08 15:00 | 15 | 1 | 7.797
2016-12-08 16:00 | 13.7886 | 1 | 7.224
2016-12-08 17:00 | 30 | 2 | 15.594
2016-12-08 18:00 | 30 | 2 | 15.594
2016-12-08 19:00 | 30 | 2 | 15.594
2016-12-08 20:00 | 0 | 0 | 0
2016-12-08 21:00 | 0 | 0 | 0
2016-12-08 22:00 | 0 | 0 | 0
2016-12-08 23:00 | 0 | 0 | 0
2016-12-09 | 12.9177 | 1 | 6.8121
2016-12-09 01:00 | 13.1805 | 1 | 6.9364
2016-12-09 02:00 | 11.6069 | 1 | 6.1921
2016-12-09 03:00 | 10.9434 | 1 | 5.8782
2016-12-09 04:00 | 11.684 | 1 | 6.2285
2016-12-09 05:00 | 0 | 0 | 0
2016-12-09 06:00 | 0 | 0 | 0
2016-12-09 07:00 | 0 | 0 | 0
2016-12-09 08:00 | 9.306 | 1 | 5.1037
2016-12-09 09:00 | 30 | 2 | 15.594
2016-12-09 10:00 | 30 | 2 | 15.594
2016-12-09 11:00 | 30 | 2 | 15.594
2016-12-09 12:00 | 23.2543 | 2 | 12.4033
2016-12-09 13:00 | 15 | 1 | 7.797
2016-12-09 14:00 | 15 | 1 | 7.797
2016-12-09 15:00 | 15 | 1 | 7.797
2016-12-09 16:00 | 14.8646 | 1 | 7.7329
2016-12-09 17:00 | 30 | 2 | 15.594
2016-12-09 18:00 | 30 | 2 | 15.594
2016-12-09 19:00 | 30 | 2 | 15.594
2016-12-09 20:00 | 0 | 0 | 0
2016-12-09 21:00 | 0 | 0 | 0
2016-12-09 22:00 | 0 | 0 | 0
2016-12-09 23:00 | 0 | 0 | 0
2016-12-10 | 15 | 1 | 7.797
2016-12-10 01:00 | 13.945 | 1 | 7.298
2016-12-10 02:00 | 12.985 | 1 | 6.8439
2016-12-10 03:00 | 12.07 | 1 | 6.4111
2016-12-10 04:00 | 10.1905 | 1 | 5.5221
2016-12-10 05:00 | 0 | 0 | 0
2016-12-10 06:00 | 0 | 0 | 0
2016-12-10 07:00 | 0 | 0 | 0
2016-12-10 08:00 | 0 | 0 | 0
2016-12-10 09:00 | 30 | 2 | 15.594
2016-12-10 10:00 | 30 | 2 | 15.594
2016-12-10 11:00 | 30 | 2 | 15.594
2016-12-10 12:00 | 23.397 | 2 | 12.4708
2016-12-10 13:00 | 15 | 1 | 7.797
2016-12-10 14:00 | 22.5 | 2 | 12.0465
2016-12-10 15:00 | 13.847 | 1 | 7.2516
2016-12-10 16:00 | 12.1287 | 1 | 6.4389
2016-12-10 17:00 | 30 | 2 | 15.594
2016-12-10 18:00 | 30 | 2 | 15.594
2016-12-10 19:00 | 30 | 2 | 15.594
2016-12-10 20:00 | 0 | 0 | 0
2016-12-10 21:00 | 0 | 0 | 0
2016-12-10 22:00 | 0 | 0 | 0
2016-12-10 23:00 | 0 | 0 | 0
2016-12-11 | 22.5 | 2 | 12.0465
2016-12-11 01:00 | 9.3544 | 1 | 5.1267
2016-12-11 02:00 | 11.0206 | 1 | 5.9148
2016-12-11 03:00 | 12.374 | 1 | 6.5549
2016-12-11 04:00 | 11.431 | 1 | 6.1089
2016-12-11 05:00 | 0 | 0 | 0
2016-12-11 06:00 | 0 | 0 | 0
2016-12-11 07:00 | 0 | 0 | 0
2016-12-11 08:00 | 8.773 | 1 | 4.8516
2016-12-11 09:00 | 30 | 2 | 15.594
2016-12-11 10:00 | 30 | 2 | 15.594
2016-12-11 11:00 | 30 | 2 | 15.594
2016-12-11 12:00 | 25.7999 | 2 | 13.6073
2016-12-11 13:00 | 15 | 1 | 7.797
2016-12-11 14:00 | 15 | 1 | 7.797
2016-12-11 15:00 | 14.6658 | 1 | 7.6389
2016-12-11 16:00 | 12.7863 | 1 | 6.7499
2016-12-11 17:00 | 30 | 2 | 15.594
2016-12-11 18:00 | 30 | 2 | 15.594
2016-12-11 19:00 | 30 | 2 | 15.594
2016-12-11 20:00 | 0 | 0 | 0
2016-12-11 21:00 | 0 | 0 | 0
2016-12-11 22:00 | 0 | 0 | 0
2016-12-11 23:00 | 0 | 0 | 0
2016-12-12 | 15 | 1 | 7.797
2016-12-12 01:00 | 14.157 | 1 | 7.3983
2016-12-12 02:00 | 13.462 | 1 | 7.0695
2016-12-12 03:00 | 9.2345 | 1 | 5.0699
2016-12-12 04:00 | 11.695 | 1 | 6.2337
2016-12-12 05:00 | 0 | 0 | 0
2016-12-12 06:00 | 0 | 0 | 0
2016-12-12 07:00 | 8.498 | 1 | 4.7216
2016-12-12 08:00 | 0 | 0 | 0
2016-12-12 09:00 | 30 | 2 | 15.594
2016-12-12 10:00 | 30 | 2 | 15.594
2016-12-12 11:00 | 30 | 2 | 15.594
2016-12-12 12:00 | 25.0278 | 2 | 13.2422
2016-12-12 13:00 | 15 | 1 | 7.797
2016-12-12 14:00 | 22.5 | 2 | 12.0465
2016-12-12 15:00 | 14.8262 | 1 | 7.7148
2016-12-12 16:00 | 12.9951 | 1 | 6.8487
2016-12-12 17:00 | 30 | 2 | 15.594
2016-12-12 18:00 | 30 | 2 | 15.594
2016-12-12 19:00 | 30 | 2 | 15.594
2016-12-12 20:00 | 0 | 0 | 0
2016-12-12 21:00 | 0 | 0 | 0
2016-12-12 22:00 | 0 | 0 | 0
2016-12-12 23:00 | 0 | 0 | 0
2016-12-13 | 15 | 1 | 7.797
2016-12-13 01:00 | 15 | 1 | 7.797
2016-12-13 02:00 | 13.791 | 1 | 7.2251
2016-12-13 03:00 | 12.537 | 1 | 6.632
2016-12-13 04:00 | 14.3528 | 1 | 7.4909
2016-12-13 05:00 | 0 | 0 | 0
2016-12-13 06:00 | 0 | 0 | 0
2016-12-13 07:00 | 0 | 0 | 0
2016-12-13 08:00 | 8.998 | 1 | 4.9581
2016-12-13 09:00 | 30 | 2 | 15.594
2016-12-13 10:00 | 30 | 2 | 15.594
2016-12-13 11:00 | 30 | 2 | 15.594
2016-12-13 12:00 | 24.004 | 2 | 12.7579
2016-12-13 13:00 | 15 | 1 | 7.797
2016-12-13 14:00 | 15 | 1 | 7.797
2016-12-13 15:00 | 15 | 1 | 7.797
2016-12-13 16:00 | 14.8308 | 1 | 7.717
2016-12-13 17:00 | 30 | 2 | 15.594
2016-12-13 18:00 | 30 | 2 | 15.594
2016-12-13 19:00 | 30 | 2 | 15.594
2016-12-13 20:00 | 0 | 0 | 0
2016-12-13 21:00 | 0 | 0 | 0
2016-12-13 22:00 | 0 | 0 | 0
2016-12-13 23:00 | 0 | 0 | 0
2016-12-14 | 11.9959 | 1 | 6.376
2016-12-14 01:00 | 14.215 | 1 | 7.4257
2016-12-14 02:00 | 11.5625 | 1 | 6.171
2016-12-14 03:00 | 9.0645 | 1 | 4.9895
2016-12-14 04:00 | 8.4227 | 1 | 4.6859
2016-12-14 05:00 | 0 | 0 | 0
2016-12-14 06:00 | 7.5 | 1 | 4.2495
2016-12-14 07:00 | 0 | 0 | 0
2016-12-14 08:00 | 7.5 | 1 | 4.2495
2016-12-14 09:00 | 30 | 2 | 15.594
2016-12-14 10:00 | 30 | 2 | 15.594
2016-12-14 11:00 | 30 | 2 | 15.594
2016-12-14 12:00 | 25.4192 | 2 | 13.4273
2016-12-14 13:00 | 15 | 1 | 7.797
2016-12-14 14:00 | 15 | 1 | 7.797
2016-12-14 15:00 | 15 | 1 | 7.797
2016-12-14 16:00 | 14.8416 | 1 | 7.7221
2016-12-14 17:00 | 30 | 2 | 15.594
2016-12-14 18:00 | 30 | 2 | 15.594
2016-12-14 19:00 | 30 | 2 | 15.594
2016-12-14 20:00 | 0 | 0 | 0
2016-12-14 21:00 | 0 | 0 | 0
2016-12-14 22:00 | 0 | 0 | 0
2016-12-14 23:00 | 0 | 0 | 0
2016-12-15 | 9.6866 | 1 | 5.2837
2016-12-15 01:00 | 10.531 | 1 | 5.6831
2016-12-15 02:00 | 12.697 | 1 | 6.7077
2016-12-15 03:00 | 7.5 | 1 | 4.2495
2016-12-15 04:00 | 11.589 | 1 | 6.1836
2016-12-15 05:00 | 0 | 0 | 0
2016-12-15 06:00 | 0 | 0 | 0
2016-12-15 07:00 | 8.292 | 1 | 4.6241
2016-12-15 08:00 | 8.123 | 1 | 4.5442
2016-12-15 09:00 | 30 | 2 | 15.594
2016-12-15 10:00 | 30 | 2 | 15.594
2016-12-15 11:00 | 30 | 2 | 15.594
2016-12-15 12:00 | 26.9909 | 2 | 14.1707
2016-12-15 13:00 | 22.7646 | 2 | 12.1717
2016-12-15 14:00 | 15 | 1 | 7.797
2016-12-15 15:00 | 15 | 1 | 7.797
2016-12-15 16:00 | 14.1232 | 1 | 7.3823
2016-12-15 17:00 | 30 | 2 | 15.594
2016-12-15 18:00 | 30 | 2 | 15.594
2016-12-15 19:00 | 30 | 2 | 15.594
2016-12-15 20:00 | 0 | 0 | 0
2016-12-15 21:00 | 0 | 0 | 0
2016-12-15 22:00 | 0 | 0 | 0
2016-12-15 23:00 | 0 | 0 | 0
2016-12-16 | 13.1353 | 1 | 6.915
2016-12-16 01:00 | 9.2372 | 1 | 5.0712
2016-12-16 02:00 | 13.645 | 1 | 7.1561
2016-12-16 03:00 | 12.637 | 1 | 6.6793
2016-12-16 04:00 | 7.5 | 1 | 4.2495
2016-12-16 05:00 | 0 | 0 | 0
2016-12-16 06:00 | 0 | 0 | 0
2016-12-16 07:00 | 8.871 | 1 | 4.898
2016-12-16 08:00 | 7.5 | 1 | 4.2495
2016-12-16 09:00 | 30 | 2 | 15.594
2016-12-16 10:00 | 30 | 2 | 15.594
2016-12-16 11:00 | 30 | 2 | 15.594
2016-12-16 12:00 | 25.8068 | 2 | 13.6106
2016-12-16 13:00 | 15 | 1 | 7.797
2016-12-16 14:00 | 22.5 | 2 | 12.0465
2016-12-16 15:00 | 13.3512 | 1 | 7.0171
2016-12-16 16:00 | 11.7211 | 1 | 6.2461
2016-12-16 17:00 | 30 | 2 | 15.594
2016-12-16 18:00 | 30 | 2 | 15.594
2016-12-16 19:00 | 30 | 2 | 15.594
2016-12-16 20:00 | 0 | 0 | 0
2016-12-16 21:00 | 0 | 0 | 0
2016-12-16 22:00 | 0 | 0 | 0
2016-12-16 23:00 | 0 | 0 | 0
2016-12-17 | 14.2821 | 1 | 7.4574
2016-12-17 01:00 | 14.505 | 1 | 7.5629
2016-12-17 02:00 | 13.735 | 1 | 7.1987
2016-12-17 03:00 | 12.821 | 1 | 6.7663
2016-12-17 04:00 | 8.0204 | 1 | 4.4957
2016-12-17 05:00 | 0 | 0 | 0
2016-12-17 06:00 | 0 | 0 | 0
2016-12-17 07:00 | 0 | 0 | 0
2016-12-17 08:00 | 9.113 | 1 | 5.0124
2016-12-17 09:00 | 30 | 2 | 15.594
2016-12-17 10:00 | 30 | 2 | 15.594
2016-12-17 11:00 | 30 | 2 | 15.594
2016-12-17 12:00 | 24.8874 | 2 | 13.1757
2016-12-17 13:00 | 15 | 1 | 7.797
2016-12-17 14:00 | 22.5 | 2 | 12.0465
2016-12-17 15:00 | 14.6343 | 1 | 7.624
2016-12-17 16:00 | 12.4832 | 1 | 6.6066
2016-12-17 17:00 | 30 | 2 | 15.594
2016-12-17 18:00 | 30 | 2 | 15.594
2016-12-17 19:00 | 30 | 2 | 15.594
2016-12-17 20:00 | 0 | 0 | 0
2016-12-17 21:00 | 0 | 0 | 0
2016-12-17 22:00 | 0 | 0 | 0
2016-12-17 23:00 | 0 | 0 | 0
2016-12-18 | 15 | 1 | 7.797
2016-12-18 01:00 | 15 | 1 | 7.797
2016-12-18 02:00 | 13.4947 | 1 | 7.085
2016-12-18 03:00 | 12.363 | 1 | 6.5497
2016-12-18 04:00 | 15 | 1 | 7.797
2016-12-18 05:00 | 0 | 0 | 0
2016-12-18 06:00 | 0 | 0 | 0
2016-12-18 07:00 | 0 | 0 | 0
2016-12-18 08:00 | 0 | 0 | 0
2016-12-18 09:00 | 30 | 2 | 15.594
2016-12-18 10:00 | 30 | 2 | 15.594
2016-12-18 11:00 | 30 | 2 | 15.594
2016-12-18 12:00 | 24.6633 | 2 | 13.0697
2016-12-18 13:00 | 15 | 1 | 7.797
2016-12-18 14:00 | 22.5 | 2 | 12.0465
2016-12-18 15:00 | 13.6896 | 1 | 7.1772
2016-12-18 16:00 | 11.7733 | 1 | 6.2708
2016-12-18 17:00 | 30 | 2 | 15.594
2016-12-18 18:00 | 30 | 2 | 15.594
2016-12-18 19:00 | 30 | 2 | 15.594
2016-12-18 20:00 | 0 | 0 | 0
2016-12-18 21:00 | 0 | 0 | 0
2016-12-18 22:00 | 0 | 0 | 0
2016-12-18 23:00 | 0 | 0 | 0
2016-12-19 | 15 | 1 | 7.797
2016-12-19 01:00 | 14.345 | 1 | 7.4872
2016-12-19 02:00 | 14.7174 | 1 | 7.6633
2016-12-19 03:00 | 12.678 | 1 | 6.6987
2016-12-19 04:00 | 15 | 1 | 7.797
2016-12-19 05:00 | 0 | 0 | 0
2016-12-19 06:00 | 0 | 0 | 0
2016-12-19 07:00 | 0 | 0 | 0
2016-12-19 08:00 | 0 | 0 | 0
2016-12-19 09:00 | 30 | 2 | 15.594
2016-12-19 10:00 | 30 | 2 | 15.594
2016-12-19 11:00 | 30 | 2 | 15.594
2016-12-19 12:00 | 22.8137 | 2 | 12.1949
2016-12-19 13:00 | 15 | 1 | 7.797
2016-12-19 14:00 | 22.5 | 2 | 12.0465
2016-12-19 15:00 | 14.9935 | 1 | 7.7939
2016-12-19 16:00 | 13.4993 | 1 | 7.0872
2016-12-19 17:00 | 30 | 2 | 15.594
2016-12-19 18:00 | 30 | 2 | 15.594
2016-12-19 19:00 | 30 | 2 | 15.594
2016-12-19 20:00 | 0 | 0 | 0
2016-12-19 21:00 | 0 | 0 | 0
2016-12-19 22:00 | 7.5 | 1 | 4.2495
2016-12-19 23:00 | 0 | 0 | 0
2016-12-20 | 12.7955 | 1 | 6.7543
2016-12-20 01:00 | 14.3 | 1 | 7.4659
2016-12-20 02:00 | 13.494 | 1 | 7.0847
2016-12-20 03:00 | 13.413 | 1 | 7.0463
2016-12-20 04:00 | 12.579 | 1 | 6.6519
2016-12-20 05:00 | 0 | 0 | 0
2016-12-20 06:00 | 0 | 0 | 0
2016-12-20 07:00 | 0 | 0 | 0
2016-12-20 08:00 | 0 | 0 | 0
2016-12-20 09:00 | 30 | 2 | 15.594
2016-12-20 10:00 | 30 | 2 | 15.594
2016-12-20 11:00 | 30 | 2 | 15.594
2016-12-20 12:00 | 24.7101 | 2 | 13.0919
2016-12-20 13:00 | 15 | 1 | 7.797
2016-12-20 14:00 | 15 | 1 | 7.797
2016-12-20 15:00 | 15 | 1 | 7.797
2016-12-20 16:00 | 15 | 1 | 7.797
2016-12-20 17:00 | 30 | 2 | 15.594
2016-12-20 18:00 | 30 | 2 | 15.594
2016-12-20 19:00 | 30 | 2 | 15.594
2016-12-20 20:00 | 0 | 0 | 0
2016-12-20 21:00 | 0 | 0 | 0
2016-12-20 22:00 | 0 | 0 | 0
2016-12-20 23:00 | 0 | 0 | 0
2016-12-21 | 12.4586 | 1 | 6.5949
2016-12-21 01:00 | 11.4531 | 1 | 6.1193
2016-12-21 02:00 | 13.605 | 1 | 7.1372
2016-12-21 03:00 | 10.4662 | 1 | 5.6525
2016-12-21 04:00 | 9.4907 | 1 | 5.1911
2016-12-21 05:00 | 0 | 0 | 0
2016-12-21 06:00 | 0 | 0 | 0
2016-12-21 07:00 | 7.5 | 1 | 4.2495
2016-12-21 08:00 | 7.5 | 1 | 4.2495
2016-12-21 09:00 | 30 | 2 | 15.594
2016-12-21 10:00 | 30 | 2 | 15.594
2016-12-21 11:00 | 30 | 2 | 15.594
2016-12-21 12:00 | 25.1214 | 2 | 13.2864
2016-12-21 13:00 | 23.3939 | 2 | 12.4693
2016-12-21 14:00 | 13.6311 | 1 | 7.1495
2016-12-21 15:00 | 15 | 1 | 7.797
2016-12-21 16:00 | 15 | 1 | 7.797
2016-12-21 17:00 | 30 | 2 | 15.594
2016-12-21 18:00 | 30 | 2 | 15.594
2016-12-21 19:00 | 30 | 2 | 15.594
2016-12-21 20:00 | 0 | 0 | 0
2016-12-21 21:00 | 0 | 0 | 0
2016-12-21 22:00 | 0 | 0 | 0
2016-12-21 23:00 | 0 | 0 | 0
2016-12-22 | 15 | 1 | 7.797
2016-12-22 01:00 | 13.678 | 1 | 7.1717
2016-12-22 02:00 | 13.044 | 1 | 6.8718
2016-12-22 03:00 | 12.41 | 1 | 6.5719
2016-12-22 04:00 | 12.6256 | 1 | 6.6739
2016-12-22 05:00 | 0 | 0 | 0
2016-12-22 06:00 | 0 | 0 | 0
2016-12-22 07:00 | 0 | 0 | 0
2016-12-22 08:00 | 0 | 0 | 0
2016-12-22 09:00 | 30 | 2 | 15.594
2016-12-22 10:00 | 30 | 2 | 15.594
2016-12-22 11:00 | 30 | 2 | 15.594
2016-12-22 12:00 | 25.0125 | 2 | 13.2349
2016-12-22 13:00 | 22.7002 | 2 | 12.1412
2016-12-22 14:00 | 14.6934 | 1 | 7.652
2016-12-22 15:00 | 15 | 1 | 7.797
2016-12-22 16:00 | 15 | 1 | 7.797
2016-12-22 17:00 | 30 | 2 | 15.594
2016-12-22 18:00 | 30 | 2 | 15.594
2016-12-22 19:00 | 30 | 2 | 15.594
2016-12-22 20:00 | 0 | 0 | 0
2016-12-22 21:00 | 0 | 0 | 0
2016-12-22 22:00 | 0 | 0 | 0
2016-12-22 23:00 | 0 | 0 | 0
2016-12-23 | 15 | 1 | 7.797
2016-12-23 01:00 | 14.185 | 1 | 7.4115
2016-12-23 02:00 | 14.8449 | 1 | 7.7237
2016-12-23 03:00 | 12.662 | 1 | 6.6911
2016-12-23 04:00 | 11.735 | 1 | 6.2527
2016-12-23 05:00 | 0 | 0 | 0
2016-12-23 06:00 | 0 | 0 | 0
2016-12-23 07:00 | 0 | 0 | 0
2016-12-23 08:00 | 0 | 0 | 0
2016-12-23 09:00 | 30 | 2 | 15.594
2016-12-23 10:00 | 30 | 2 | 15.594
2016-12-23 11:00 | 30 | 2 | 15.594
2016-12-23 12:00 | 24.1829 | 2 | 12.8425
2016-12-23 13:00 | 15 | 1 | 7.797
2016-12-23 14:00 | 14.9279 | 1 | 7.7629
2016-12-23 15:00 | 15 | 1 | 7.797
2016-12-23 16:00 | 15 | 1 | 7.797
2016-12-23 17:00 | 30 | 2 | 15.594
2016-12-23 18:00 | 30 | 2 | 15.594
2016-12-23 19:00 | 30 | 2 | 15.594
2016-12-23 20:00 | 0 | 0 | 0
2016-12-23 21:00 | 0 | 0 | 0
2016-12-23 22:00 | 0 | 0 | 0
2016-12-23 23:00 | 0 | 0 | 0
2016-12-24 | 15 | 1 | 7.797
2016-12-24 01:00 | 15 | 1 | 7.797
2016-12-24 02:00 | 13.534 | 1 | 7.1036
2016-12-24 03:00 | 12.9066 | 1 | 6.8068
2016-12-24 04:00 | 15 | 1 | 7.797
2016-12-24 05:00 | 0 | 0 | 0
2016-12-24 06:00 | 0 | 0 | 0
2016-12-24 07:00 | 0 | 0 | 0
2016-12-24 08:00 | 0 | 0 | 0
2016-12-24 09:00 | 30 | 2 | 15.594
2016-12-24 10:00 | 30 | 2 | 15.594
2016-12-24 11:00 | 30 | 2 | 15.594
2016-12-24 12:00 | 26.9963 | 2 | 14.1733
2016-12-24 13:00 | 24.6287 | 2 | 13.0534
2016-12-24 14:00 | 12.4066 | 1 | 6.5703
2016-12-24 15:00 | 15 | 1 | 7.797
2016-12-24 16:00 | 15 | 1 | 7.797
2016-12-24 17:00 | 30 | 2 | 15.594
2016-12-24 18:00 | 30 | 2 | 15.594
2016-12-24 19:00 | 30 | 2 | 15.594
2016-12-24 20:00 | 0 | 0 | 0
2016-12-24 21:00 | 0 | 0 | 0
2016-12-24 22:00 | 0 | 0 | 0
2016-12-24 23:00 | 0 | 0 | 0
2016-12-25 | 7.5 | 1 | 4.2495
2016-12-25 01:00 | 7.5 | 1 | 4.2495
2016-12-25 02:00 | 7.5 | 1 | 4.2495
2016-12-25 03:00 | 7.5 | 1 | 4.2495
2016-12-25 04:00 | 7.5 | 1 | 4.2495
2016-12-25 05:00 | 9.5895 | 1 | 5.2378
2016-12-25 06:00 | 10.066 | 1 | 5.4632
2016-12-25 07:00 | 8.747 | 1 | 4.8393
2016-12-25 08:00 | 9.128 | 1 | 5.0195
2016-12-25 09:00 | 30 | 2 | 15.594
2016-12-25 10:00 | 30 | 2 | 15.594
2016-12-25 11:00 | 30 | 2 | 15.594
2016-12-25 12:00 | 26.4959 | 2 | 13.9366
2016-12-25 13:00 | 24.5213 | 2 | 13.0026
2016-12-25 14:00 | 11.8133 | 1 | 6.2897
2016-12-25 15:00 | 15 | 1 | 7.797
2016-12-25 16:00 | 15 | 1 | 7.797
2016-12-25 17:00 | 30 | 2 | 15.594
2016-12-25 18:00 | 30 | 2 | 15.594
2016-12-25 19:00 | 30 | 2 | 15.594
2016-12-25 20:00 | 0 | 0 | 0
2016-12-25 21:00 | 0 | 0 | 0
2016-12-25 22:00 | 0 | 0 | 0
2016-12-25 23:00 | 0 | 0 | 0
2016-12-26 | 9.1045 | 1 | 5.0084
2016-12-26 01:00 | 9.415 | 1 | 5.1553
2016-12-26 02:00 | 7.5 | 1 | 4.2495
2016-12-26 03:00 | 7.5 | 1 | 4.2495
2016-12-26 04:00 | 7.5 | 1 | 4.2495
2016-12-26 05:00 | 11.513 | 1 | 6.1476
2016-12-26 06:00 | 10.405 | 1 | 5.6236
2016-12-26 07:00 | 9.239 | 1 | 5.072
2016-12-26 08:00 | 0 | 0 | 0
2016-12-26 09:00 | 30 | 2 | 15.594
2016-12-26 10:00 | 30 | 2 | 15.594
2016-12-26 11:00 | 30 | 2 | 15.594
2016-12-26 12:00 | 26.9572 | 2 | 14.1547
2016-12-26 13:00 | 15 | 1 | 7.797
2016-12-26 14:00 | 15 | 1 | 7.797
2016-12-26 15:00 | 15 | 1 | 7.797
2016-12-26 16:00 | 14.2836 | 1 | 7.4582
2016-12-26 17:00 | 30 | 2 | 15.594
2016-12-26 18:00 | 30 | 2 | 15.594
2016-12-26 19:00 | 30 | 2 | 15.594
2016-12-26 20:00 | 7.5 | 1 | 4.2495
2016-12-26 21:00 | 0 | 0 | 0
2016-12-26 22:00 | 0 | 0 | 0
2016-12-26 23:00 | 0 | 0 | 0
2016-12-27 | 9.8635 | 1 | 5.3674
2016-12-27 01:00 | 8.5252 | 1 | 4.7344
2016-12-27 02:00 | 7.8147 | 1 | 4.3983
2016-12-27 03:00 | 9.2721 | 1 | 5.0877
2016-12-27 04:00 | 7.5 | 1 | 4.2495
2016-12-27 05:00 | 11.706 | 1 | 6.2389
2016-12-27 06:00 | 10.307 | 1 | 5.5772
2016-12-27 07:00 | 8.789 | 1 | 4.8592
2016-12-27 08:00 | 0 | 0 | 0
2016-12-27 09:00 | 30 | 2 | 15.594
2016-12-27 10:00 | 30 | 2 | 15.594
2016-12-27 11:00 | 30 | 2 | 15.594
2016-12-27 12:00 | 26.0324 | 2 | 13.7173
2016-12-27 13:00 | 15 | 1 | 7.797
2016-12-27 14:00 | 15 | 1 | 7.797
2016-12-27 15:00 | 15 | 1 | 7.797
2016-12-27 16:00 | 14.0403 | 1 | 7.3431
2016-12-27 17:00 | 30 | 2 | 15.594
2016-12-27 18:00 | 30 | 2 | 15.594
2016-12-27 19:00 | 30 | 2 | 15.594
2016-12-27 20:00 | 0 | 0 | 0
2016-12-27 21:00 | 0 | 0 | 0
2016-12-27 22:00 | 0 | 0 | 0
2016-12-27 23:00 | 0 | 0 | 0
2016-12-28 | 10.6499 | 1 | 5.7394
2016-12-28 01:00 | 12.0256 | 1 | 6.3901
2016-12-28 02:00 | 13.386 | 1 | 7.0336
2016-12-28 03:00 | 12.769 | 1 | 6.7417
2016-12-28 04:00 | 12.812 | 1 | 6.7621
2016-12-28 05:00 | 0 | 0 | 0
2016-12-28 06:00 | 0 | 0 | 0
2016-12-28 07:00 | 9.049 | 1 | 4.9822
2016-12-28 08:00 | 7.5 | 1 | 4.2495
2016-12-28 09:00 | 30 | 2 | 15.594
2016-12-28 10:00 | 30 | 2 | 15.594
2016-12-28 11:00 | 30 | 2 | 15.594
2016-12-28 12:00 | 26.0616 | 2 | 13.7311
2016-12-28 13:00 | 15 | 1 | 7.797
2016-12-28 14:00 | 22.5 | 2 | 12.0465
2016-12-28 15:00 | 14.9828 | 1 | 7.7888
2016-12-28 16:00 | 13.2944 | 1 | 6.9902
2016-12-28 17:00 | 30 | 2 | 15.594
2016-12-28 18:00 | 30 | 2 | 15.594
2016-12-28 19:00 | 30 | 2 | 15.594
2016-12-28 20:00 | 0 | 0 | 0
2016-12-28 21:00 | 0 | 0 | 0
2016-12-28 22:00 | 0 | 0 | 0
2016-12-28 23:00 | 0 | 0 | 0
2016-12-29 | 10.6716 | 1 | 5.7497
2016-12-29 01:00 | 13.24 | 1 | 6.9645
2016-12-29 02:00 | 12.847 | 1 | 6.7786
2016-12-29 03:00 | 12.711 | 1 | 6.7143
2016-12-29 04:00 | 9.2389 | 1 | 5.072
2016-12-29 05:00 | 7.5 | 1 | 4.2495
2016-12-29 06:00 | 0 | 0 | 0
2016-12-29 07:00 | 0 | 0 | 0
2016-12-29 08:00 | 9.06 | 1 | 4.9874
2016-12-29 09:00 | 30 | 2 | 15.594
2016-12-29 10:00 | 30 | 2 | 15.594
2016-12-29 11:00 | 30 | 2 | 15.594
2016-12-29 12:00 | 25.4668 | 2 | 13.4498
2016-12-29 13:00 | 15 | 1 | 7.797
2016-12-29 14:00 | 22.5 | 2 | 12.0465
2016-12-29 15:00 | 15 | 1 | 7.797
2016-12-29 16:00 | 13.3704 | 1 | 7.0262
2016-12-29 17:00 | 30 | 2 | 15.594
2016-12-29 18:00 | 30 | 2 | 15.594
2016-12-29 19:00 | 30 | 2 | 15.594
2016-12-29 20:00 | 0 | 0 | 0
2016-12-29 21:00 | 15 | 1 | 7.797
2016-12-29 22:00 | 0 | 0 | 0
2016-12-29 23:00 | 0 | 0 | 0
2016-12-30 | 12.0324 | 1 | 6.3933
2016-12-30 01:00 | 10.6885 | 1 | 5.7577
2016-12-30 02:00 | 12.4287 | 1 | 6.5808
2016-12-30 03:00 | 12.46 | 1 | 6.5956
2016-12-30 04:00 | 12.211 | 1 | 6.4778
2016-12-30 05:00 | 0 | 0 | 0
2016-12-30 06:00 | 0 | 0 | 0
2016-12-30 07:00 | 9.377 | 1 | 5.1373
2016-12-30 08:00 | 0 | 0 | 0
2016-12-30 09:00 | 30 | 2 | 15.594
2016-12-30 10:00 | 30 | 2 | 15.594
2016-12-30 11:00 | 30 | 2 | 15.594
2016-12-30 12:00 | 23.6341 | 2 | 12.5829
2016-12-30 13:00 | 15 | 1 | 7.797
2016-12-30 14:00 | 22.5 | 2 | 12.0465
2016-12-30 15:00 | 14.4701 | 1 | 7.5464
2016-12-30 16:00 | 12.6897 | 1 | 6.7042
2016-12-30 17:00 | 30 | 2 | 15.594
2016-12-30 18:00 | 30 | 2 | 15.594
2016-12-30 19:00 | 30 | 2 | 15.594
2016-12-30 20:00 | 0 | 0 | 0
2016-12-30 21:00 | 0 | 0 | 0
2016-12-30 22:00 | 0 | 0 | 0
2016-12-30 23:00 | 0 | 0 | 0
2016-12-31 | 15 | 1 | 7.797
2016-12-31 01:00 | 15 | 1 | 7.797
2016-12-31 02:00 | 13.966 | 1 | 7.3079
2016-12-31 03:00 | 13.099 | 1 | 6.8978
2016-12-31 04:00 | 12.567 | 1 | 6.6462
2016-12-31 05:00 | 0 | 0 | 0
2016-12-31 06:00 | 10.3118 | 1 | 5.5795
2016-12-31 07:00 | 0 | 0 | 0
2016-12-31 08:00 | 0 | 0 | 0
2016-12-31 09:00 | 30 | 2 | 15.594
2016-12-31 10:00 | 30 | 2 | 15.594
2016-12-31 11:00 | 30 | 2 | 15.594
2016-12-31 12:00 | 15 | 1 | 7.797
2016-12-31 13:00 | 15 | 1 | 7.797
2016-12-31 14:00 | 22.5 | 2 | 12.0465
2016-12-31 15:00 | 14.2514 | 1 | 7.4429
2016-12-31 16:00 | 12.7541 | 1 | 6.7347
2016-12-31 17:00 | 30 | 2 | 15.594
2016-12-31 18:00 | 30 | 2 | 15.594
2016-12-31 19:00 | 30 | 2 | 15.594
2016-12-31 20:00 | 0 | 0 | 0
2016-12-31 21:00 | 0 | 0 | 0
2016-12-31 22:00 | 0 | 0 | 0
2016-12-31 23:00 | 0 | 0 | 0
2017-01-01 | 15 | 1 | 7.797
2017-01-01 01:00 | 13.39 | 1 | 7.0355
2017-01-01 02:00 | 12.449 | 1 | 6.5904
2017-01-01 03:00 | 13.3138 | 1 | 6.9994
2017-01-01 04:00 | 15 | 1 | 7.797
2017-01-01 05:00 | 0 | 0 | 0
2017-01-01 06:00 | 0 | 0 | 0
2017-01-01 07:00 | 0 | 0 | 0
2017-01-01 08:00 | 0 | 0 | 0
2017-01-01 09:00 | 30 | 2 | 15.594
2017-01-01 10:00 | 30 | 2 | 15.594
2017-01-01 11:00 | 30 | 2 | 15.594
2017-01-01 12:00 | 23.7293 | 2 | 12.628
2017-01-01 13:00 | 15 | 1 | 7.797
2017-01-01 14:00 | 15 | 1 | 7.797
2017-01-01 15:00 | 15 | 1 | 7.797
2017-01-01 16:00 | 15 | 1 | 7.797
2017-01-01 17:00 | 30 | 2 | 15.594
2017-01-01 18:00 | 30 | 2 | 15.594
2017-01-01 19:00 | 30 | 2 | 15.594
2017-01-01 20:00 | 0 | 0 | 0
2017-01-01 21:00 | 0 | 0 | 0
2017-01-01 22:00 | 0 | 0 | 0
2017-01-01 23:00 | 0 | 0 | 0
2017-01-02 | 11.5865 | 1 | 6.1824
2017-01-02 01:00 | 11.2972 | 1 | 6.0456
2017-01-02 02:00 | 11.5998 | 1 | 6.1887
2017-01-02 03:00 | 12.914 | 1 | 6.8103
2017-01-02 04:00 | 12.199 | 1 | 6.4721
2017-01-02 05:00 | 0 | 0 | 0
2017-01-02 06:00 | 0 | 0 | 0
2017-01-02 07:00 | 0 | 0 | 0
2017-01-02 08:00 | 0 | 0 | 0
2017-01-02 09:00 | 30 | 2 | 15.594
2017-01-02 10:00 | 30 | 2 | 15.594
2017-01-02 11:00 | 30 | 2 | 15.594
2017-01-02 12:00 | 15 | 1 | 7.797
2017-01-02 13:00 | 15 | 1 | 7.797
2017-01-02 14:00 | 22.5 | 2 | 12.0465
2017-01-02 15:00 | 15 | 1 | 7.797
2017-01-02 16:00 | 14.4179 | 1 | 7.5217
2017-01-02 17:00 | 30 | 2 | 15.594
2017-01-02 18:00 | 30 | 2 | 15.594
2017-01-02 19:00 | 30 | 2 | 15.594
2017-01-02 20:00 | 0 | 0 | 0
2017-01-02 21:00 | 0 | 0 | 0
2017-01-02 22:00 | 0 | 0 | 0
2017-01-02 23:00 | 0 | 0 | 0
2017-01-03 | 14.0875 | 1 | 7.3654
2017-01-03 01:00 | 13.75 | 1 | 7.2057
2017-01-03 02:00 | 11.081 | 1 | 5.9433
2017-01-03 03:00 | 12.682 | 1 | 6.7006
2017-01-03 04:00 | 12.283 | 1 | 6.5119
2017-01-03 05:00 | 0 | 0 | 0
2017-01-03 06:00 | 0 | 0 | 0
2017-01-03 07:00 | 0 | 0 | 0
2017-01-03 08:00 | 0 | 0 | 0
2017-01-03 09:00 | 30 | 2 | 15.594
2017-01-03 10:00 | 30 | 2 | 15.594
2017-01-03 11:00 | 30 | 2 | 15.594
2017-01-03 12:00 | 22.8606 | 2 | 12.217
2017-01-03 13:00 | 15 | 1 | 7.797
2017-01-03 14:00 | 22.5 | 2 | 12.0465
2017-01-03 15:00 | 14.751 | 1 | 7.6792
2017-01-03 16:00 | 13.2714 | 1 | 6.9794
2017-01-03 17:00 | 30 | 2 | 15.594
2017-01-03 18:00 | 30 | 2 | 15.594
2017-01-03 19:00 | 30 | 2 | 15.594
2017-01-03 20:00 | 0 | 0 | 0
2017-01-03 21:00 | 0 | 0 | 0
2017-01-03 22:00 | 0 | 0 | 0
2017-01-03 23:00 | 0 | 0 | 0
2017-01-04 | 13.4119 | 1 | 7.0458
2017-01-04 01:00 | 11.2481 | 1 | 6.0223
2017-01-04 02:00 | 10.2876 | 1 | 5.568
2017-01-04 03:00 | 12.323 | 1 | 6.5308
2017-01-04 04:00 | 11.551 | 1 | 6.1656
2017-01-04 05:00 | 0 | 0 | 0
2017-01-04 06:00 | 0 | 0 | 0
2017-01-04 07:00 | 0 | 0 | 0
2017-01-04 08:00 | 0 | 0 | 0
2017-01-04 09:00 | 30 | 2 | 15.594
2017-01-04 10:00 | 30 | 2 | 15.594
2017-01-04 11:00 | 30 | 2 | 15.594
2017-01-04 12:00 | 22.9956 | 2 | 12.2809
2017-01-04 13:00 | 15 | 1 | 7.797
2017-01-04 14:00 | 22.5 | 2 | 12.0465
2017-01-04 15:00 | 15 | 1 | 7.797
2017-01-04 16:00 | 14.1056 | 1 | 7.3739
2017-01-04 17:00 | 30 | 2 | 15.594
2017-01-04 18:00 | 30 | 2 | 15.594
2017-01-04 19:00 | 30 | 2 | 15.594
2017-01-04 20:00 | 0 | 0 | 0
2017-01-04 21:00 | 0 | 0 | 0
2017-01-04 22:00 | 0 | 0 | 0
2017-01-04 23:00 | 0 | 0 | 0
2017-01-05 | 15 | 1 | 7.797
2017-01-05 01:00 | 14.01 | 1 | 7.3287
2017-01-05 02:00 | 11.4875 | 1 | 6.1356
2017-01-05 03:00 | 12.021 | 1 | 6.3879
2017-01-05 04:00 | 11.407 | 1 | 6.0975
2017-01-05 05:00 | 0 | 0 | 0
2017-01-05 06:00 | 0 | 0 | 0
2017-01-05 07:00 | 0 | 0 | 0
2017-01-05 08:00 | 0 | 0 | 0
2017-01-05 09:00 | 30 | 2 | 15.594
2017-01-05 10:00 | 30 | 2 | 15.594
2017-01-05 11:00 | 30 | 2 | 15.594
2017-01-05 12:00 | 15 | 1 | 7.797
2017-01-05 13:00 | 15 | 1 | 7.797
2017-01-05 14:00 | 22.5 | 2 | 12.0465
2017-01-05 15:00 | 14.8431 | 1 | 7.7228
2017-01-05 16:00 | 13.4387 | 1 | 7.0585
2017-01-05 17:00 | 30 | 2 | 15.594
2017-01-05 18:00 | 30 | 2 | 15.594
2017-01-05 19:00 | 30 | 2 | 15.594
2017-01-05 20:00 | 0 | 0 | 0
2017-01-05 21:00 | 0 | 0 | 0
2017-01-05 22:00 | 0 | 0 | 0
2017-01-05 23:00 | 0 | 0 | 0
2017-01-06 | 15 | 1 | 7.797
2017-01-06 01:00 | 14.748 | 1 | 7.6778
2017-01-06 02:00 | 13.076 | 1 | 6.8869
2017-01-06 03:00 | 12.483 | 1 | 6.6065
2017-01-06 04:00 | 14.5508 | 1 | 7.5845
2017-01-06 05:00 | 0 | 0 | 0
2017-01-06 06:00 | 0 | 0 | 0
2017-01-06 07:00 | 0 | 0 | 0
2017-01-06 08:00 | 0 | 0 | 0
2017-01-06 09:00 | 30 | 2 | 15.594
2017-01-06 10:00 | 30 | 2 | 15.594
2017-01-06 11:00 | 30 | 2 | 15.594
2017-01-06 12:00 | 15 | 1 | 7.797
2017-01-06 13:00 | 15 | 1 | 7.797
2017-01-06 14:00 | 15 | 1 | 7.797
2017-01-06 15:00 | 15 | 1 | 7.797
2017-01-06 16:00 | 15 | 1 | 7.797
2017-01-06 17:00 | 30 | 2 | 15.594
2017-01-06 18:00 | 30 | 2 | 15.594
2017-01-06 19:00 | 30 | 2 | 15.594
2017-01-06 20:00 | 0 | 0 | 0
2017-01-06 21:00 | 0 | 0 | 0
2017-01-06 22:00 | 0 | 0 | 0
2017-01-06 23:00 | 0 | 0 | 0
2017-01-07 | 12.7478 | 1 | 6.7317
2017-01-07 01:00 | 11.6651 | 1 | 6.2196
2017-01-07 02:00 | 13.07 | 1 | 6.8841
2017-01-07 03:00 | 12.449 | 1 | 6.5904
2017-01-07 04:00 | 9.2345 | 1 | 5.0699
2017-01-07 05:00 | 0 | 0 | 0
2017-01-07 06:00 | 7.5 | 1 | 4.2495
2017-01-07 07:00 | 0 | 0 | 0
2017-01-07 08:00 | 0 | 0 | 0
2017-01-07 09:00 | 30 | 2 | 15.594
2017-01-07 10:00 | 30 | 2 | 15.594
2017-01-07 11:00 | 30 | 2 | 15.594
2017-01-07 12:00 | 23.694 | 2 | 12.6113
2017-01-07 13:00 | 15 | 1 | 7.797
2017-01-07 14:00 | 22.5 | 2 | 12.0465
2017-01-07 15:00 | 13.5315 | 1 | 7.1024
2017-01-07 16:00 | 12.098 | 1 | 6.4243
2017-01-07 17:00 | 30 | 2 | 15.594
2017-01-07 18:00 | 30 | 2 | 15.594
2017-01-07 19:00 | 30 | 2 | 15.594
2017-01-07 20:00 | 0 | 0 | 0
2017-01-07 21:00 | 0 | 0 | 0
2017-01-07 22:00 | 0 | 0 | 0
2017-01-07 23:00 | 0 | 0 | 0
2017-01-08 | 15 | 1 | 7.797
2017-01-08 01:00 | 13.957 | 1 | 7.3037
2017-01-08 02:00 | 12.832 | 1 | 6.7715
2017-01-08 03:00 | 12.191 | 1 | 6.4683
2017-01-08 04:00 | 13.794 | 1 | 7.2266
2017-01-08 05:00 | 0 | 0 | 0
2017-01-08 06:00 | 0 | 0 | 0
2017-01-08 07:00 | 0 | 0 | 0
2017-01-08 08:00 | 0 | 0 | 0
2017-01-08 09:00 | 30 | 2 | 15.594
2017-01-08 10:00 | 30 | 2 | 15.594
2017-01-08 11:00 | 30 | 2 | 15.594
2017-01-08 12:00 | 23.021 | 2 | 12.2929
2017-01-08 13:00 | 15 | 1 | 7.797
2017-01-08 14:00 | 22.5 | 2 | 12.0465
2017-01-08 15:00 | 15 | 1 | 7.797
2017-01-08 16:00 | 13.6628 | 1 | 7.1645
2017-01-08 17:00 | 30 | 2 | 15.594
2017-01-08 18:00 | 30 | 2 | 15.594
2017-01-08 19:00 | 30 | 2 | 15.594
2017-01-08 20:00 | 0 | 0 | 0
2017-01-08 21:00 | 0 | 0 | 0
2017-01-08 22:00 | 0 | 0 | 0
2017-01-08 23:00 | 0 | 0 | 0
2017-01-09 | 15 | 1 | 7.797
2017-01-09 01:00 | 14.058 | 1 | 7.3514
2017-01-09 02:00 | 14.213 | 1 | 7.4247
2017-01-09 03:00 | 12.881 | 1 | 6.7947
2017-01-09 04:00 | 14.4755 | 1 | 7.5489
2017-01-09 05:00 | 0 | 0 | 0
2017-01-09 06:00 | 0 | 0 | 0
2017-01-09 07:00 | 0 | 0 | 0
2017-01-09 08:00 | 0 | 0 | 0
2017-01-09 09:00 | 30 | 2 | 15.594
2017-01-09 10:00 | 30 | 2 | 15.594
2017-01-09 11:00 | 30 | 2 | 15.594
2017-01-09 12:00 | 22.6641 | 2 | 12.1241
2017-01-09 13:00 | 15 | 1 | 7.797
2017-01-09 14:00 | 22.5 | 2 | 12.0465
2017-01-09 15:00 | 13.5722 | 1 | 7.1217
2017-01-09 16:00 | 11.8163 | 1 | 6.2911
2017-01-09 17:00 | 30 | 2 | 15.594
2017-01-09 18:00 | 30 | 2 | 15.594
2017-01-09 19:00 | 30 | 2 | 15.594
2017-01-09 20:00 | 0 | 0 | 0
2017-01-09 21:00 | 0 | 0 | 0
2017-01-09 22:00 | 0 | 0 | 0
2017-01-09 23:00 | 0 | 0 | 0
2017-01-10 | 15 | 1 | 7.797
2017-01-10 01:00 | 14.478 | 1 | 7.5501
2017-01-10 02:00 | 13.403 | 1 | 7.0416
2017-01-10 03:00 | 12.295 | 1 | 6.5175
2017-01-10 04:00 | 13.5862 | 1 | 7.1283
2017-01-10 05:00 | 0 | 0 | 0
2017-01-10 06:00 | 0 | 0 | 0
2017-01-10 07:00 | 0 | 0 | 0
2017-01-10 08:00 | 0 | 0 | 0
2017-01-10 09:00 | 30 | 2 | 15.594
2017-01-10 10:00 | 30 | 2 | 15.594
2017-01-10 11:00 | 30 | 2 | 15.594
2017-01-10 12:00 | 22.8368 | 2 | 12.2058
2017-01-10 13:00 | 15 | 1 | 7.797
2017-01-10 14:00 | 22.5 | 2 | 12.0465
2017-01-10 15:00 | 13.484 | 1 | 7.0799
2017-01-10 16:00 | 11.7442 | 1 | 6.257
2017-01-10 17:00 | 30 | 2 | 15.594
2017-01-10 18:00 | 30 | 2 | 15.594
2017-01-10 19:00 | 30 | 2 | 15.594
2017-01-10 20:00 | 0 | 0 | 0
2017-01-10 21:00 | 0 | 0 | 0
2017-01-10 22:00 | 0 | 0 | 0
2017-01-10 23:00 | 0 | 0 | 0
2017-01-11 | 13.6337 | 1 | 7.1507
2017-01-11 01:00 | 12.3188 | 1 | 6.5288
2017-01-11 02:00 | 13.168 | 1 | 6.9305
2017-01-11 03:00 | 11.961 | 1 | 6.3596
2017-01-11 04:00 | 11.409 | 1 | 6.0985
2017-01-11 05:00 | 0 | 0 | 0
2017-01-11 06:00 | 0 | 0 | 0
2017-01-11 07:00 | 0 | 0 | 0
2017-01-11 08:00 | 0 | 0 | 0
2017-01-11 09:00 | 30 | 2 | 15.594
2017-01-11 10:00 | 30 | 2 | 15.594
2017-01-11 11:00 | 30 | 2 | 15.594
2017-01-11 12:00 | 15 | 1 | 7.797
2017-01-11 13:00 | 15 | 1 | 7.797
2017-01-11 14:00 | 22.5 | 2 | 12.0465
2017-01-11 15:00 | 14.1186 | 1 | 7.3801
2017-01-11 16:00 | 12.3389 | 1 | 6.5383
2017-01-11 17:00 | 30 | 2 | 15.594
2017-01-11 18:00 | 30 | 2 | 15.594
2017-01-11 19:00 | 30 | 2 | 15.594
2017-01-11 20:00 | 0 | 0 | 0
2017-01-11 21:00 | 0 | 0 | 0
2017-01-11 22:00 | 0 | 0 | 0
2017-01-11 23:00 | 0 | 0 | 0
2017-01-12 | 15 | 1 | 7.797
2017-01-12 01:00 | 13.9899 | 1 | 7.3192
2017-01-12 02:00 | 12.917 | 1 | 6.8118
2017-01-12 03:00 | 12.0927 | 1 | 6.4219
2017-01-12 04:00 | 11.4924 | 1 | 6.1379
2017-01-12 05:00 | 0 | 0 | 0
2017-01-12 06:00 | 0 | 0 | 0
2017-01-12 07:00 | 0 | 0 | 0
2017-01-12 08:00 | 0 | 0 | 0
2017-01-12 09:00 | 30 | 2 | 15.594
2017-01-12 10:00 | 30 | 2 | 15.594
2017-01-12 11:00 | 30 | 2 | 15.594
2017-01-12 12:00 | 15 | 1 | 7.797
2017-01-12 13:00 | 15 | 1 | 7.797
2017-01-12 14:00 | 15 | 1 | 7.797
2017-01-12 15:00 | 14.5714 | 1 | 7.5943
2017-01-12 16:00 | 13.3995 | 1 | 7.04
2017-01-12 17:00 | 30 | 2 | 15.594
2017-01-12 18:00 | 30 | 2 | 15.594
2017-01-12 19:00 | 30 | 2 | 15.594
2017-01-12 20:00 | 0 | 0 | 0
2017-01-12 21:00 | 0 | 0 | 0
2017-01-12 22:00 | 0 | 0 | 0
2017-01-12 23:00 | 0 | 0 | 0
2017-01-13 | 14.2693 | 1 | 7.4514
2017-01-13 01:00 | 13.8059 | 1 | 7.2322
2017-01-13 02:00 | 12.8988 | 1 | 6.8031
2017-01-13 03:00 | 11.3808 | 1 | 6.0851
2017-01-13 04:00 | 10.7173 | 1 | 5.7713
2017-01-13 05:00 | 0 | 0 | 0
2017-01-13 06:00 | 0 | 0 | 0
2017-01-13 07:00 | 0 | 0 | 0
2017-01-13 08:00 | 0 | 0 | 0
2017-01-13 09:00 | 30 | 2 | 15.594
2017-01-13 10:00 | 30 | 2 | 15.594
2017-01-13 11:00 | 30 | 2 | 15.594
2017-01-13 12:00 | 15 | 1 | 7.797
2017-01-13 13:00 | 15 | 1 | 7.797
2017-01-13 14:00 | 22.5 | 2 | 12.0465
2017-01-13 15:00 | 13.3266 | 1 | 7.0055
2017-01-13 16:00 | 11.5009 | 1 | 6.1419
2017-01-13 17:00 | 30 | 2 | 15.594
2017-01-13 18:00 | 30 | 2 | 15.594
2017-01-13 19:00 | 30 | 2 | 15.594
2017-01-13 20:00 | 0 | 0 | 0
2017-01-13 21:00 | 0 | 0 | 0
2017-01-13 22:00 | 0 | 0 | 0
2017-01-13 23:00 | 0 | 0 | 0
2017-01-14 | 15 | 1 | 7.797
2017-01-14 01:00 | 14.3852 | 1 | 7.5062
2017-01-14 02:00 | 13.4184 | 1 | 7.0489
2017-01-14 03:00 | 12.455 | 1 | 6.5932
2017-01-14 04:00 | 11.9081 | 1 | 6.3345
2017-01-14 05:00 | 0 | 0 | 0
2017-01-14 06:00 | 0 | 0 | 0
2017-01-14 07:00 | 0 | 0 | 0
2017-01-14 08:00 | 0 | 0 | 0
2017-01-14 09:00 | 30 | 2 | 15.594
2017-01-14 10:00 | 30 | 2 | 15.594
2017-01-14 11:00 | 30 | 2 | 15.594
2017-01-14 12:00 | 15 | 1 | 7.797
2017-01-14 13:00 | 15 | 1 | 7.797
2017-01-14 14:00 | 22.5 | 2 | 12.0465
2017-01-14 15:00 | 11.6759 | 1 | 6.2247
2017-01-14 16:00 | 10.0988 | 1 | 5.4787
2017-01-14 17:00 | 30 | 2 | 15.594
2017-01-14 18:00 | 30 | 2 | 15.594
2017-01-14 19:00 | 30 | 2 | 15.594
2017-01-14 20:00 | 0 | 0 | 0
2017-01-14 21:00 | 0 | 0 | 0
2017-01-14 22:00 | 0 | 0 | 0
2017-01-14 23:00 | 0 | 0 | 0
2017-01-15 | 15 | 1 | 7.797
2017-01-15 01:00 | 14.3719 | 1 | 7.4999
2017-01-15 02:00 | 13.516 | 1 | 7.095
2017-01-15 03:00 | 12.8286 | 1 | 6.7699
2017-01-15 04:00 | 12.2416 | 1 | 6.4923
2017-01-15 05:00 | 0 | 0 | 0
2017-01-15 06:00 | 0 | 0 | 0
2017-01-15 07:00 | 0 | 0 | 0
2017-01-15 08:00 | 0 | 0 | 0
2017-01-15 09:00 | 30 | 2 | 15.594
2017-01-15 10:00 | 30 | 2 | 15.594
2017-01-15 11:00 | 30 | 2 | 15.594
2017-01-15 12:00 | 15 | 1 | 7.797
2017-01-15 13:00 | 15 | 1 | 7.797
2017-01-15 14:00 | 22.5 | 2 | 12.0465
2017-01-15 15:00 | 13.2023 | 1 | 6.9467
2017-01-15 16:00 | 11.7848 | 1 | 6.2762
2017-01-15 17:00 | 30 | 2 | 15.594
2017-01-15 18:00 | 30 | 2 | 15.594
2017-01-15 19:00 | 30 | 2 | 15.594
2017-01-15 20:00 | 0 | 0 | 0
2017-01-15 21:00 | 0 | 0 | 0
2017-01-15 22:00 | 0 | 0 | 0
2017-01-15 23:00 | 0 | 0 | 0
2017-01-16 | 15 | 1 | 7.797
2017-01-16 01:00 | 14.1286 | 1 | 7.3848
2017-01-16 02:00 | 13.262 | 1 | 6.9749
2017-01-16 03:00 | 12.721 | 1 | 6.719
2017-01-16 04:00 | 12.274 | 1 | 6.5076
2017-01-16 05:00 | 0 | 0 | 0
2017-01-16 06:00 | 0 | 0 | 0
2017-01-16 07:00 | 0 | 0 | 0
2017-01-16 08:00 | 0 | 0 | 0
2017-01-16 09:00 | 30 | 2 | 15.594
2017-01-16 10:00 | 30 | 2 | 15.594
2017-01-16 11:00 | 30 | 2 | 15.594
2017-01-16 12:00 | 15 | 1 | 7.797
2017-01-16 13:00 | 15 | 1 | 7.797
2017-01-16 14:00 | 22.5 | 2 | 12.0465
2017-01-16 15:00 | 11.7756 | 1 | 6.2719
2017-01-16 16:00 | 10.0128 | 1 | 5.4381
2017-01-16 17:00 | 30 | 2 | 15.594
2017-01-16 18:00 | 30 | 2 | 15.594
2017-01-16 19:00 | 30 | 2 | 15.594
2017-01-16 20:00 | 0 | 0 | 0
2017-01-16 21:00 | 0 | 0 | 0
2017-01-16 22:00 | 0 | 0 | 0
2017-01-16 23:00 | 0 | 0 | 0
2017-01-17 | 15 | 1 | 7.797
2017-01-17 01:00 | 14.4772 | 1 | 7.5497
2017-01-17 02:00 | 13.3313 | 1 | 7.0077
2017-01-17 03:00 | 12.4761 | 1 | 6.6032
2017-01-17 04:00 | 11.9334 | 1 | 6.3465
2017-01-17 05:00 | 0 | 0 | 0
2017-01-17 06:00 | 0 | 0 | 0
2017-01-17 07:00 | 0 | 0 | 0
2017-01-17 08:00 | 0 | 0 | 0
2017-01-17 09:00 | 30 | 2 | 15.594
2017-01-17 10:00 | 30 | 2 | 15.594
2017-01-17 11:00 | 30 | 2 | 15.594
2017-01-17 12:00 | 15 | 1 | 7.797
2017-01-17 13:00 | 15 | 1 | 7.797
2017-01-17 14:00 | 22.5 | 2 | 12.0465
2017-01-17 15:00 | 12.0112 | 1 | 6.3833
2017-01-17 16:00 | 10.3773 | 1 | 5.6105
2017-01-17 17:00 | 30 | 2 | 15.594
2017-01-17 18:00 | 30 | 2 | 15.594
2017-01-17 19:00 | 30 | 2 | 15.594
2017-01-17 20:00 | 0 | 0 | 0
2017-01-17 21:00 | 0 | 0 | 0
2017-01-17 22:00 | 0 | 0 | 0
2017-01-17 23:00 | 0 | 0 | 0
2017-01-18 | 15 | 1 | 7.797
2017-01-18 01:00 | 13.9003 | 1 | 7.2768
2017-01-18 02:00 | 13.677 | 1 | 7.1712
2017-01-18 03:00 | 12.1243 | 1 | 6.4368
2017-01-18 04:00 | 11.837 | 1 | 6.3009
2017-01-18 05:00 | 0 | 0 | 0
2017-01-18 06:00 | 0 | 0 | 0
2017-01-18 07:00 | 0 | 0 | 0
2017-01-18 08:00 | 0 | 0 | 0
2017-01-18 09:00 | 30 | 2 | 15.594
2017-01-18 10:00 | 30 | 2 | 15.594
2017-01-18 11:00 | 30 | 2 | 15.594
2017-01-18 12:00 | 15 | 1 | 7.797
2017-01-18 13:00 | 15 | 1 | 7.797
2017-01-18 14:00 | 22.5 | 2 | 12.0465
2017-01-18 15:00 | 14.5215 | 1 | 7.5707
2017-01-18 16:00 | 12.8439 | 1 | 6.7772
2017-01-18 17:00 | 30 | 2 | 15.594
2017-01-18 18:00 | 30 | 2 | 15.594
2017-01-18 19:00 | 30 | 2 | 15.594
2017-01-18 20:00 | 0 | 0 | 0
2017-01-18 21:00 | 0 | 0 | 0
2017-01-18 22:00 | 0 | 0 | 0
2017-01-18 23:00 | 0 | 0 | 0
2017-01-19 | 15 | 1 | 7.797
2017-01-19 01:00 | 14.248 | 1 | 7.4413
2017-01-19 02:00 | 12.901 | 1 | 6.8042
2017-01-19 03:00 | 12.622 | 1 | 6.6722
2017-01-19 04:00 | 12.6024 | 1 | 6.6629
2017-01-19 05:00 | 0 | 0 | 0
2017-01-19 06:00 | 0 | 0 | 0
2017-01-19 07:00 | 0 | 0 | 0
2017-01-19 08:00 | 0 | 0 | 0
2017-01-19 09:00 | 30 | 2 | 15.594
2017-01-19 10:00 | 30 | 2 | 15.594
2017-01-19 11:00 | 30 | 2 | 15.594
2017-01-19 12:00 | 23.8767 | 2 | 12.6977
2017-01-19 13:00 | 15 | 1 | 7.797
2017-01-19 14:00 | 22.5 | 2 | 12.0465
2017-01-19 15:00 | 14.434 | 1 | 7.5293
2017-01-19 16:00 | 12.8163 | 1 | 6.7641
2017-01-19 17:00 | 30 | 2 | 15.594
2017-01-19 18:00 | 30 | 2 | 15.594
2017-01-19 19:00 | 30 | 2 | 15.594
2017-01-19 20:00 | 0 | 0 | 0
2017-01-19 21:00 | 0 | 0 | 0
2017-01-19 22:00 | 0 | 0 | 0
2017-01-19 23:00 | 0 | 0 | 0
2017-01-20 | 12.7612 | 1 | 6.738
2017-01-20 01:00 | 14.256 | 1 | 7.4451
2017-01-20 02:00 | 13.531 | 1 | 7.1022
2017-01-20 03:00 | 10.0514 | 1 | 5.4563
2017-01-20 04:00 | 8.837 | 1 | 4.8819
2017-01-20 05:00 | 0 | 0 | 0
2017-01-20 06:00 | 0 | 0 | 0
2017-01-20 07:00 | 8.233 | 1 | 4.5962
2017-01-20 08:00 | 0 | 0 | 0
2017-01-20 09:00 | 30 | 2 | 15.594
2017-01-20 10:00 | 30 | 2 | 15.594
2017-01-20 11:00 | 30 | 2 | 15.594
2017-01-20 12:00 | 23.2704 | 2 | 12.4109
2017-01-20 13:00 | 15 | 1 | 7.797
2017-01-20 14:00 | 15 | 1 | 7.797
2017-01-20 15:00 | 13.6305 | 1 | 7.1492
2017-01-20 16:00 | 11.7871 | 1 | 6.2773
2017-01-20 17:00 | 30 | 2 | 15.594
2017-01-20 18:00 | 30 | 2 | 15.594
2017-01-20 19:00 | 30 | 2 | 15.594
2017-01-20 20:00 | 0 | 0 | 0
2017-01-20 21:00 | 0 | 0 | 0
2017-01-20 22:00 | 0 | 0 | 0
2017-01-20 23:00 | 0 | 0 | 0
2017-01-21 | 15 | 1 | 7.797
2017-01-21 01:00 | 15 | 1 | 7.797
2017-01-21 02:00 | 14.7822 | 1 | 7.694
2017-01-21 03:00 | 13.313 | 1 | 6.999
2017-01-21 04:00 | 12.358 | 1 | 6.5473
2017-01-21 05:00 | 0 | 0 | 0
2017-01-21 06:00 | 0 | 0 | 0
2017-01-21 07:00 | 0 | 0 | 0
2017-01-21 08:00 | 0 | 0 | 0
2017-01-21 09:00 | 30 | 2 | 15.594
2017-01-21 10:00 | 30 | 2 | 15.594
2017-01-21 11:00 | 30 | 2 | 15.594
2017-01-21 12:00 | 15 | 1 | 7.797
2017-01-21 13:00 | 15 | 1 | 7.797
2017-01-21 14:00 | 15 | 1 | 7.797
2017-01-21 15:00 | 15 | 1 | 7.797
2017-01-21 16:00 | 15 | 1 | 7.797
2017-01-21 17:00 | 30 | 2 | 15.594
2017-01-21 18:00 | 30 | 2 | 15.594
2017-01-21 19:00 | 30 | 2 | 15.594
2017-01-21 20:00 | 0 | 0 | 0
2017-01-21 21:00 | 0 | 0 | 0
2017-01-21 22:00 | 0 | 0 | 0
2017-01-21 23:00 | 0 | 0 | 0
2017-01-22 | 11.359 | 1 | 6.0748
2017-01-22 01:00 | 12.0895 | 1 | 6.4203
2017-01-22 02:00 | 12.781 | 1 | 6.7474
2017-01-22 03:00 | 12.013 | 1 | 6.3841
2017-01-22 04:00 | 11.493 | 1 | 6.1382
2017-01-22 05:00 | 0 | 0 | 0
2017-01-22 06:00 | 0 | 0 | 0
2017-01-22 07:00 | 0 | 0 | 0
2017-01-22 08:00 | 0 | 0 | 0
2017-01-22 09:00 | 30 | 2 | 15.594
2017-01-22 10:00 | 30 | 2 | 15.594
2017-01-22 11:00 | 30 | 2 | 15.594
2017-01-22 12:00 | 22.519 | 2 | 12.0555
2017-01-22 13:00 | 15 | 1 | 7.797
2017-01-22 14:00 | 22.5 | 2 | 12.0465
2017-01-22 15:00 | 13.6536 | 1 | 7.1601
2017-01-22 16:00 | 12.0895 | 1 | 6.4203
2017-01-22 17:00 | 30 | 2 | 15.594
2017-01-22 18:00 | 30 | 2 | 15.594
2017-01-22 19:00 | 30 | 2 | 15.594
2017-01-22 20:00 | 0 | 0 | 0
2017-01-22 21:00 | 0 | 0 | 0
2017-01-22 22:00 | 0 | 0 | 0
2017-01-22 23:00 | 0 | 0 | 0
2017-01-23 | 15 | 1 | 7.797
2017-01-23 01:00 | 14.3318 | 1 | 7.481
2017-01-23 02:00 | 13.4015 | 1 | 7.0409
2017-01-23 03:00 | 12.4059 | 1 | 6.57
2017-01-23 04:00 | 11.5633 | 1 | 6.1715
2017-01-23 05:00 | 0 | 0 | 0
2017-01-23 06:00 | 0 | 0 | 0
2017-01-23 07:00 | 0 | 0 | 0
2017-01-23 08:00 | 0 | 0 | 0
2017-01-23 09:00 | 30 | 2 | 15.594
2017-01-23 10:00 | 30 | 2 | 15.594
2017-01-23 11:00 | 30 | 2 | 15.594
2017-01-23 12:00 | 15 | 1 | 7.797
2017-01-23 13:00 | 15 | 1 | 7.797
2017-01-23 14:00 | 22.5 | 2 | 12.0465
2017-01-23 15:00 | 15 | 1 | 7.797
2017-01-23 16:00 | 15 | 1 | 7.797
2017-01-23 17:00 | 30 | 2 | 15.594
2017-01-23 18:00 | 30 | 2 | 15.594
2017-01-23 19:00 | 30 | 2 | 15.594
2017-01-23 20:00 | 0 | 0 | 0
2017-01-23 21:00 | 0 | 0 | 0
2017-01-23 22:00 | 0 | 0 | 0
2017-01-23 23:00 | 0 | 0 | 0
2017-01-24 | 14.9911 | 1 | 7.7928
2017-01-24 01:00 | 13.4373 | 1 | 7.0579
2017-01-24 02:00 | 12.7801 | 1 | 6.747
2017-01-24 03:00 | 12.2655 | 1 | 6.5036
2017-01-24 04:00 | 11.6132 | 1 | 6.195
2017-01-24 05:00 | 0 | 0 | 0
2017-01-24 06:00 | 0 | 0 | 0
2017-01-24 07:00 | 0 | 0 | 0
2017-01-24 08:00 | 0 | 0 | 0
2017-01-24 09:00 | 30 | 2 | 15.594
2017-01-24 10:00 | 30 | 2 | 15.594
2017-01-24 11:00 | 30 | 2 | 15.594
2017-01-24 12:00 | 15 | 1 | 7.797
2017-01-24 13:00 | 15 | 1 | 7.797
2017-01-24 14:00 | 15 | 1 | 7.797
2017-01-24 15:00 | 15 | 1 | 7.797
2017-01-24 16:00 | 15 | 1 | 7.797
2017-01-24 17:00 | 30 | 2 | 15.594
2017-01-24 18:00 | 30 | 2 | 15.594
2017-01-24 19:00 | 30 | 2 | 15.594
2017-01-24 20:00 | 7.5912 | 1 | 4.2926
2017-01-24 21:00 | 0 | 0 | 0
2017-01-24 22:00 | 0 | 0 | 0
2017-01-24 23:00 | 0 | 0 | 0
2017-01-25 | 13.5721 | 1 | 7.1216
2017-01-25 01:00 | 12.9044 | 1 | 6.8058
2017-01-25 02:00 | 12.3862 | 1 | 6.5607
2017-01-25 03:00 | 11.9369 | 1 | 6.3481
2017-01-25 04:00 | 11.4777 | 1 | 6.1309
2017-01-25 05:00 | 0 | 0 | 0
2017-01-25 06:00 | 0 | 0 | 0
2017-01-25 07:00 | 0 | 0 | 0
2017-01-25 08:00 | 0 | 0 | 0
2017-01-25 09:00 | 30 | 2 | 15.594
2017-01-25 10:00 | 30 | 2 | 15.594
2017-01-25 11:00 | 30 | 2 | 15.594
2017-01-25 12:00 | 15 | 1 | 7.797
2017-01-25 13:00 | 15 | 1 | 7.797
2017-01-25 14:00 | 22.5 | 2 | 12.0465
2017-01-25 15:00 | 13.959 | 1 | 7.3046
2017-01-25 16:00 | 13.1662 | 1 | 6.9296
2017-01-25 17:00 | 30 | 2 | 15.594
2017-01-25 18:00 | 30 | 2 | 15.594
2017-01-25 19:00 | 30 | 2 | 15.594
2017-01-25 20:00 | 0 | 0 | 0
2017-01-25 21:00 | 0 | 0 | 0
2017-01-25 22:00 | 0 | 0 | 0
2017-01-25 23:00 | 0 | 0 | 0
2017-01-26 | 14.2615 | 1 | 7.4477
2017-01-26 01:00 | 14.572 | 1 | 7.5946
2017-01-26 02:00 | 13.676 | 1 | 7.1707
2017-01-26 03:00 | 12.426 | 1 | 6.5795
2017-01-26 04:00 | 11.7 | 1 | 6.2361
2017-01-26 05:00 | 0 | 0 | 0
2017-01-26 06:00 | 0 | 0 | 0
2017-01-26 07:00 | 0 | 0 | 0
2017-01-26 08:00 | 0 | 0 | 0
2017-01-26 09:00 | 30 | 2 | 15.594
2017-01-26 10:00 | 30 | 2 | 15.594
2017-01-26 11:00 | 30 | 2 | 15.594
2017-01-26 12:00 | 23.331 | 2 | 12.4396
2017-01-26 13:00 | 15 | 1 | 7.797
2017-01-26 14:00 | 22.5 | 2 | 12.0465
2017-01-26 15:00 | 14.1493 | 1 | 7.3946
2017-01-26 16:00 | 12.4709 | 1 | 6.6007
2017-01-26 17:00 | 30 | 2 | 15.594
2017-01-26 18:00 | 30 | 2 | 15.594
2017-01-26 19:00 | 30 | 2 | 15.594
2017-01-26 20:00 | 0 | 0 | 0
2017-01-26 21:00 | 0 | 0 | 0
2017-01-26 22:00 | 0 | 0 | 0
2017-01-26 23:00 | 0 | 0 | 0
2017-01-27 | 15 | 1 | 7.797
2017-01-27 01:00 | 15 | 1 | 7.797
2017-01-27 02:00 | 13.822 | 1 | 7.2398
2017-01-27 03:00 | 13.0487 | 1 | 6.874
2017-01-27 04:00 | 15 | 1 | 7.797
2017-01-27 05:00 | 0 | 0 | 0
2017-01-27 06:00 | 0 | 0 | 0
2017-01-27 07:00 | 0 | 0 | 0
2017-01-27 08:00 | 0 | 0 | 0
2017-01-27 09:00 | 30 | 2 | 15.594
2017-01-27 10:00 | 30 | 2 | 15.594
2017-01-27 11:00 | 30 | 2 | 15.594
2017-01-27 12:00 | 23.5643 | 2 | 12.5499
2017-01-27 13:00 | 15 | 1 | 7.797
2017-01-27 14:00 | 22.5 | 2 | 12.0465
2017-01-27 15:00 | 14.873 | 1 | 7.7369
2017-01-27 16:00 | 13.4387 | 1 | 7.0585
2017-01-27 17:00 | 30 | 2 | 15.594
2017-01-27 18:00 | 30 | 2 | 15.594
2017-01-27 19:00 | 30 | 2 | 15.594
2017-01-27 20:00 | 0 | 0 | 0
2017-01-27 21:00 | 0 | 0 | 0
2017-01-27 22:00 | 0 | 0 | 0
2017-01-27 23:00 | 0 | 0 | 0
2017-01-28 | 15 | 1 | 7.797
2017-01-28 01:00 | 13.98 | 1 | 7.3145
2017-01-28 02:00 | 13.9775 | 1 | 7.3134
2017-01-28 03:00 | 13.445 | 1 | 7.0615
2017-01-28 04:00 | 13.0294 | 1 | 6.8649
2017-01-28 05:00 | 0 | 0 | 0
2017-01-28 06:00 | 0 | 0 | 0
2017-01-28 07:00 | 0 | 0 | 0
2017-01-28 08:00 | 0 | 0 | 0
2017-01-28 09:00 | 30 | 2 | 15.594
2017-01-28 10:00 | 30 | 2 | 15.594
2017-01-28 11:00 | 30 | 2 | 15.594
2017-01-28 12:00 | 22.8567 | 2 | 12.2152
2017-01-28 13:00 | 22.7884 | 2 | 12.1829
2017-01-28 14:00 | 11.4629 | 1 | 6.124
2017-01-28 15:00 | 15 | 1 | 7.797
2017-01-28 16:00 | 15 | 1 | 7.797
2017-01-28 17:00 | 30 | 2 | 15.594
2017-01-28 18:00 | 30 | 2 | 15.594
2017-01-28 19:00 | 30 | 2 | 15.594
2017-01-28 20:00 | 0 | 0 | 0
2017-01-28 21:00 | 0 | 0 | 0
2017-01-28 22:00 | 0 | 0 | 0
2017-01-28 23:00 | 0 | 0 | 0
2017-01-29 | 8.9872 | 1 | 4.953
2017-01-29 01:00 | 8.738 | 1 | 4.8351
2017-01-29 02:00 | 8.6123 | 1 | 4.7756
2017-01-29 03:00 | 9.415 | 1 | 5.1553
2017-01-29 04:00 | 12.598 | 1 | 6.6609
2017-01-29 05:00 | 11.655 | 1 | 6.2148
2017-01-29 06:00 | 0 | 0 | 0
2017-01-29 07:00 | 8.176 | 1 | 4.5692
2017-01-29 08:00 | 0 | 0 | 0
2017-01-29 09:00 | 30 | 2 | 15.594
2017-01-29 10:00 | 30 | 2 | 15.594
2017-01-29 11:00 | 30 | 2 | 15.594
2017-01-29 12:00 | 25.4253 | 2 | 13.4302
2017-01-29 13:00 | 23.9557 | 2 | 12.735
2017-01-29 14:00 | 11.9537 | 1 | 6.3561
2017-01-29 15:00 | 15 | 1 | 7.797
2017-01-29 16:00 | 15 | 1 | 7.797
2017-01-29 17:00 | 30 | 2 | 15.594
2017-01-29 18:00 | 30 | 2 | 15.594
2017-01-29 19:00 | 30 | 2 | 15.594
2017-01-29 20:00 | 0 | 0 | 0
2017-01-29 21:00 | 0 | 0 | 0
2017-01-29 22:00 | 0 | 0 | 0
2017-01-29 23:00 | 0 | 0 | 0
2017-01-30 | 14.5307 | 1 | 7.575
2017-01-30 01:00 | 13.493 | 1 | 7.0842
2017-01-30 02:00 | 8.8398 | 1 | 4.8832
2017-01-30 03:00 | 11.681 | 1 | 6.2271
2017-01-30 04:00 | 11.059 | 1 | 5.9329
2017-01-30 05:00 | 0 | 0 | 0
2017-01-30 06:00 | 0 | 0 | 0
2017-01-30 07:00 | 0 | 0 | 0
2017-01-30 08:00 | 0 | 0 | 0
2017-01-30 09:00 | 30 | 2 | 15.594
2017-01-30 10:00 | 30 | 2 | 15.594
2017-01-30 11:00 | 30 | 2 | 15.594
2017-01-30 12:00 | 23.5635 | 2 | 12.5496
2017-01-30 13:00 | 15 | 1 | 7.797
2017-01-30 14:00 | 15 | 1 | 7.797
2017-01-30 15:00 | 15 | 1 | 7.797
2017-01-30 16:00 | 15 | 1 | 7.797
2017-01-30 17:00 | 30 | 2 | 15.594
2017-01-30 18:00 | 30 | 2 | 15.594
2017-01-30 19:00 | 30 | 2 | 15.594
2017-01-30 20:00 | 0 | 0 | 0
2017-01-30 21:00 | 0 | 0 | 0
2017-01-30 22:00 | 0 | 0 | 0
2017-01-30 23:00 | 0 | 0 | 0
2017-01-31 | 15 | 1 | 7.797
2017-01-31 01:00 | 15 | 1 | 7.797
2017-01-31 02:00 | 13.487 | 1 | 7.0814
2017-01-31 03:00 | 14.7333 | 1 | 7.6709
2017-01-31 04:00 | 11.46 | 1 | 6.1226
2017-01-31 05:00 | 0 | 0 | 0
2017-01-31 06:00 | 0 | 0 | 0
2017-01-31 07:00 | 0 | 0 | 0
2017-01-31 08:00 | 0 | 0 | 0
2017-01-31 09:00 | 30 | 2 | 15.594
2017-01-31 10:00 | 30 | 2 | 15.594
2017-01-31 11:00 | 30 | 2 | 15.594
2017-01-31 12:00 | 24.2136 | 2 | 12.857
2017-01-31 13:00 | 15 | 1 | 7.797
2017-01-31 14:00 | 15 | 1 | 7.797
2017-01-31 15:00 | 15 | 1 | 7.797
2017-01-31 16:00 | 15 | 1 | 7.797
2017-01-31 17:00 | 30 | 2 | 15.594
2017-01-31 18:00 | 30 | 2 | 15.594
2017-01-31 19:00 | 30 | 2 | 15.594
2017-01-31 20:00 | 0 | 0 | 0
2017-01-31 21:00 | 0 | 0 | 0
2017-01-31 22:00 | 0 | 0 | 0
2017-01-31 23:00 | 0 | 0 | 0
2017-02-01 | 14.1142 | 1 | 7.378
2017-02-01 01:00 | 13.0729 | 1 | 6.8855
2017-02-01 02:00 | 12.6881 | 1 | 6.7035
2017-02-01 03:00 | 13.075 | 1 | 6.8865
2017-02-01 04:00 | 12.9107 | 1 | 6.8088
2017-02-01 05:00 | 0 | 0 | 0
2017-02-01 06:00 | 0 | 0 | 0
2017-02-01 07:00 | 0 | 0 | 0
2017-02-01 08:00 | 0 | 0 | 0
2017-02-01 09:00 | 30 | 2 | 15.594
2017-02-01 10:00 | 30 | 2 | 15.594
2017-02-01 11:00 | 30 | 2 | 15.594
2017-02-01 12:00 | 24.3993 | 2 | 12.9449
2017-02-01 13:00 | 22.9074 | 2 | 12.2392
2017-02-01 14:00 | 12.9606 | 1 | 6.8324
2017-02-01 15:00 | 15 | 1 | 7.797
2017-02-01 16:00 | 15 | 1 | 7.797
2017-02-01 17:00 | 30 | 2 | 15.594
2017-02-01 18:00 | 30 | 2 | 15.594
2017-02-01 19:00 | 30 | 2 | 15.594
2017-02-01 20:00 | 0 | 0 | 0
2017-02-01 21:00 | 0 | 0 | 0
2017-02-01 22:00 | 0 | 0 | 0
2017-02-01 23:00 | 0 | 0 | 0
2017-02-02 | 11.1385 | 1 | 5.9705
2017-02-02 01:00 | 12.607 | 1 | 6.6651
2017-02-02 02:00 | 12.069 | 1 | 6.4106
2017-02-02 03:00 | 12.111 | 1 | 6.4305
2017-02-02 04:00 | 12.409 | 1 | 6.5715
2017-02-02 05:00 | 0 | 0 | 0
2017-02-02 06:00 | 0 | 0 | 0
2017-02-02 07:00 | 0 | 0 | 0
2017-02-02 08:00 | 0 | 0 | 0
2017-02-02 09:00 | 30 | 2 | 15.594
2017-02-02 10:00 | 30 | 2 | 15.594
2017-02-02 11:00 | 30 | 2 | 15.594
2017-02-02 12:00 | 27.6294 | 2 | 14.4727
2017-02-02 13:00 | 24.5413 | 2 | 13.012
2017-02-02 14:00 | 13.247 | 1 | 6.9679
2017-02-02 15:00 | 15 | 1 | 7.797
2017-02-02 16:00 | 15 | 1 | 7.797
2017-02-02 17:00 | 30 | 2 | 15.594
2017-02-02 18:00 | 30 | 2 | 15.594
2017-02-02 19:00 | 30 | 2 | 15.594
2017-02-02 20:00 | 0 | 0 | 0
2017-02-02 21:00 | 0 | 0 | 0
2017-02-02 22:00 | 0 | 0 | 0
2017-02-02 23:00 | 0 | 0 | 0
2017-02-03 | 14.34 | 1 | 7.4848
2017-02-03 01:00 | 13.073 | 1 | 6.8855
2017-02-03 02:00 | 12.228 | 1 | 6.4858
2017-02-03 03:00 | 11.992 | 1 | 6.3742
2017-02-03 04:00 | 12.1674 | 1 | 6.4572
2017-02-03 05:00 | 0 | 0 | 0
2017-02-03 06:00 | 0 | 0 | 0
2017-02-03 07:00 | 0 | 0 | 0
2017-02-03 08:00 | 0 | 0 | 0
2017-02-03 09:00 | 30 | 2 | 15.594
2017-02-03 10:00 | 30 | 2 | 15.594
2017-02-03 11:00 | 30 | 2 | 15.594
2017-02-03 12:00 | 24.3456 | 2 | 12.9194
2017-02-03 13:00 | 15 | 1 | 7.797
2017-02-03 14:00 | 22.5 | 2 | 12.0465
2017-02-03 15:00 | 15 | 1 | 7.797
2017-02-03 16:00 | 14.2882 | 1 | 7.4603
2017-02-03 17:00 | 30 | 2 | 15.594
2017-02-03 18:00 | 30 | 2 | 15.594
2017-02-03 19:00 | 30 | 2 | 15.594
2017-02-03 20:00 | 0 | 0 | 0
2017-02-03 21:00 | 0 | 0 | 0
2017-02-03 22:00 | 0 | 0 | 0
2017-02-03 23:00 | 0 | 0 | 0
2017-02-04 | 15 | 1 | 7.797
2017-02-04 01:00 | 15 | 1 | 7.797
2017-02-04 02:00 | 14.5044 | 1 | 7.5626
2017-02-04 03:00 | 12.538 | 1 | 6.6325
2017-02-04 04:00 | 12.027 | 1 | 6.3908
2017-02-04 05:00 | 0 | 0 | 0
2017-02-04 06:00 | 0 | 0 | 0
2017-02-04 07:00 | 0 | 0 | 0
2017-02-04 08:00 | 0 | 0 | 0
2017-02-04 09:00 | 30 | 2 | 15.594
2017-02-04 10:00 | 30 | 2 | 15.594
2017-02-04 11:00 | 30 | 2 | 15.594
2017-02-04 12:00 | 23.0432 | 2 | 12.3034
2017-02-04 13:00 | 15 | 1 | 7.797
2017-02-04 14:00 | 22.5 | 2 | 12.0465
2017-02-04 15:00 | 15 | 1 | 7.797
2017-02-04 16:00 | 14.774 | 1 | 7.6901
2017-02-04 17:00 | 30 | 2 | 15.594
2017-02-04 18:00 | 30 | 2 | 15.594
2017-02-04 19:00 | 30 | 2 | 15.594
2017-02-04 20:00 | 0 | 0 | 0
2017-02-04 21:00 | 0 | 0 | 0
2017-02-04 22:00 | 0 | 0 | 0
2017-02-04 23:00 | 0 | 0 | 0
2017-02-05 | 14.863 | 1 | 7.7322
2017-02-05 01:00 | 13.303 | 1 | 6.9943
2017-02-05 02:00 | 12.064 | 1 | 6.4083
2017-02-05 03:00 | 12.125 | 1 | 6.4371
2017-02-05 04:00 | 12.7002 | 1 | 6.7092
2017-02-05 05:00 | 0 | 0 | 0
2017-02-05 06:00 | 0 | 0 | 0
2017-02-05 07:00 | 0 | 0 | 0
2017-02-05 08:00 | 0 | 0 | 0
2017-02-05 09:00 | 30 | 2 | 15.594
2017-02-05 10:00 | 30 | 2 | 15.594
2017-02-05 11:00 | 30 | 2 | 15.594
2017-02-05 12:00 | 23.331 | 2 | 12.4396
2017-02-05 13:00 | 15 | 1 | 7.797
2017-02-05 14:00 | 22.5 | 2 | 12.0465
2017-02-05 15:00 | 15 | 1 | 7.797
2017-02-05 16:00 | 14.3458 | 1 | 7.4876
2017-02-05 17:00 | 30 | 2 | 15.594
2017-02-05 18:00 | 30 | 2 | 15.594
2017-02-05 19:00 | 30 | 2 | 15.594
2017-02-05 20:00 | 0 | 0 | 0
2017-02-05 21:00 | 0 | 0 | 0
2017-02-05 22:00 | 0 | 0 | 0
2017-02-05 23:00 | 0 | 0 | 0
2017-02-06 | 14.8445 | 1 | 7.7235
2017-02-06 01:00 | 13.522 | 1 | 7.0979
2017-02-06 02:00 | 12.689 | 1 | 6.7039
2017-02-06 03:00 | 12.631 | 1 | 6.6765
2017-02-06 04:00 | 11.759 | 1 | 6.264
2017-02-06 05:00 | 0 | 0 | 0
2017-02-06 06:00 | 0 | 0 | 0
2017-02-06 07:00 | 0 | 0 | 0
2017-02-06 08:00 | 0 | 0 | 0
2017-02-06 09:00 | 30 | 2 | 15.594
2017-02-06 10:00 | 30 | 2 | 15.594
2017-02-06 11:00 | 30 | 2 | 15.594
2017-02-06 12:00 | 24.9795 | 2 | 13.2193
2017-02-06 13:00 | 15 | 1 | 7.797
2017-02-06 14:00 | 15 | 1 | 7.797
2017-02-06 15:00 | 15 | 1 | 7.797
2017-02-06 16:00 | 15 | 1 | 7.797
2017-02-06 17:00 | 30 | 2 | 15.594
2017-02-06 18:00 | 30 | 2 | 15.594
2017-02-06 19:00 | 30 | 2 | 15.594
2017-02-06 20:00 | 0 | 0 | 0
2017-02-06 21:00 | 0 | 0 | 0
2017-02-06 22:00 | 0 | 0 | 0
2017-02-06 23:00 | 0 | 0 | 0
2017-02-07 | 15 | 1 | 7.797
2017-02-07 01:00 | 14.246 | 1 | 7.4404
2017-02-07 02:00 | 13.352 | 1 | 7.0175
2017-02-07 03:00 | 11.797 | 1 | 6.282
2017-02-07 04:00 | 10.7315 | 1 | 5.778
2017-02-07 05:00 | 0 | 0 | 0
2017-02-07 06:00 | 0 | 0 | 0
2017-02-07 07:00 | 0 | 0 | 0
2017-02-07 08:00 | 0 | 0 | 0
2017-02-07 09:00 | 30 | 2 | 15.594
2017-02-07 10:00 | 30 | 2 | 15.594
2017-02-07 11:00 | 30 | 2 | 15.594
2017-02-07 12:00 | 24.1399 | 2 | 12.8222
2017-02-07 13:00 | 15 | 1 | 7.797
2017-02-07 14:00 | 15 | 1 | 7.797
2017-02-07 15:00 | 15 | 1 | 7.797
2017-02-07 16:00 | 14.1125 | 1 | 7.3772
2017-02-07 17:00 | 30 | 2 | 15.594
2017-02-07 18:00 | 30 | 2 | 15.594
2017-02-07 19:00 | 30 | 2 | 15.594
2017-02-07 20:00 | 0 | 0 | 0
2017-02-07 21:00 | 0 | 0 | 0
2017-02-07 22:00 | 0 | 0 | 0
2017-02-07 23:00 | 0 | 0 | 0
2017-02-08 | 14.8118 | 1 | 7.708
2017-02-08 01:00 | 13.164 | 1 | 6.9286
2017-02-08 02:00 | 12.099 | 1 | 6.4248
2017-02-08 03:00 | 11.4187 | 1 | 6.103
2017-02-08 04:00 | 11.4208 | 1 | 6.104
2017-02-08 05:00 | 0 | 0 | 0
2017-02-08 06:00 | 0 | 0 | 0
2017-02-08 07:00 | 0 | 0 | 0
2017-02-08 08:00 | 0 | 0 | 0
2017-02-08 09:00 | 30 | 2 | 15.594
2017-02-08 10:00 | 30 | 2 | 15.594
2017-02-08 11:00 | 30 | 2 | 15.594
2017-02-08 12:00 | 22.9872 | 2 | 12.2769
2017-02-08 13:00 | 15 | 1 | 7.797
2017-02-08 14:00 | 13.7097 | 1 | 7.1867
2017-02-08 15:00 | 15 | 1 | 7.797
2017-02-08 16:00 | 15 | 1 | 7.797
2017-02-08 17:00 | 30 | 2 | 15.594
2017-02-08 18:00 | 30 | 2 | 15.594
2017-02-08 19:00 | 30 | 2 | 15.594
2017-02-08 20:00 | 0 | 0 | 0
2017-02-08 21:00 | 0 | 0 | 0
2017-02-08 22:00 | 0 | 0 | 0
2017-02-08 23:00 | 0 | 0 | 0
2017-02-09 | 13.8109 | 1 | 7.2345
2017-02-09 01:00 | 12.8454 | 1 | 6.7779
2017-02-09 02:00 | 12.177 | 1 | 6.4617
2017-02-09 03:00 | 11.6055 | 1 | 6.1914
2017-02-09 04:00 | 11.3773 | 1 | 6.0835
2017-02-09 05:00 | 0 | 0 | 0
2017-02-09 06:00 | 0 | 0 | 0
2017-02-09 07:00 | 0 | 0 | 0
2017-02-09 08:00 | 0 | 0 | 0
2017-02-09 09:00 | 30 | 2 | 15.594
2017-02-09 10:00 | 30 | 2 | 15.594
2017-02-09 11:00 | 30 | 2 | 15.594
2017-02-09 12:00 | 15 | 1 | 7.797
2017-02-09 13:00 | 15 | 1 | 7.797
2017-02-09 14:00 | 15 | 1 | 7.797
2017-02-09 15:00 | 15 | 1 | 7.797
2017-02-09 16:00 | 15 | 1 | 7.797
2017-02-09 17:00 | 30 | 2 | 15.594
2017-02-09 18:00 | 30 | 2 | 15.594
2017-02-09 19:00 | 30 | 2 | 15.594
2017-02-09 20:00 | 0 | 0 | 0
2017-02-09 21:00 | 0 | 0 | 0
2017-02-09 22:00 | 0 | 0 | 0
2017-02-09 23:00 | 0 | 0 | 0
2017-02-10 | 13.4925 | 1 | 7.084
2017-02-10 01:00 | 13.518 | 1 | 7.096
2017-02-10 02:00 | 12.022 | 1 | 6.3884
2017-02-10 03:00 | 11.229 | 1 | 6.0133
2017-02-10 04:00 | 11.592 | 1 | 6.185
2017-02-10 05:00 | 0 | 0 | 0
2017-02-10 06:00 | 0 | 0 | 0
2017-02-10 07:00 | 0 | 0 | 0
2017-02-10 08:00 | 0 | 0 | 0
2017-02-10 09:00 | 30 | 2 | 15.594
2017-02-10 10:00 | 30 | 2 | 15.594
2017-02-10 11:00 | 30 | 2 | 15.594
2017-02-10 12:00 | 24.1514 | 2 | 12.8276
2017-02-10 13:00 | 15 | 1 | 7.797
2017-02-10 14:00 | 15 | 1 | 7.797
2017-02-10 15:00 | 15 | 1 | 7.797
2017-02-10 16:00 | 15 | 1 | 7.797
2017-02-10 17:00 | 30 | 2 | 15.594
2017-02-10 18:00 | 30 | 2 | 15.594
2017-02-10 19:00 | 30 | 2 | 15.594
2017-02-10 20:00 | 0 | 0 | 0
2017-02-10 21:00 | 0 | 0 | 0
2017-02-10 22:00 | 0 | 0 | 0
2017-02-10 23:00 | 0 | 0 | 0
2017-02-11 | 14.505 | 1 | 7.5629
2017-02-11 01:00 | 12.7836 | 1 | 6.7487
2017-02-11 02:00 | 11.2916 | 1 | 6.0429
2017-02-11 03:00 | 10.1403 | 1 | 5.4983
2017-02-11 04:00 | 11.479 | 1 | 6.1316
2017-02-11 05:00 | 0 | 0 | 0
2017-02-11 06:00 | 0 | 0 | 0
2017-02-11 07:00 | 0 | 0 | 0
2017-02-11 08:00 | 0 | 0 | 0
2017-02-11 09:00 | 30 | 2 | 15.594
2017-02-11 10:00 | 30 | 2 | 15.594
2017-02-11 11:00 | 30 | 2 | 15.594
2017-02-11 12:00 | 24.5428 | 2 | 13.0127
2017-02-11 13:00 | 15 | 1 | 7.797
2017-02-11 14:00 | 15 | 1 | 7.797
2017-02-11 15:00 | 15 | 1 | 7.797
2017-02-11 16:00 | 14.7019 | 1 | 7.656
2017-02-11 17:00 | 30 | 2 | 15.594
2017-02-11 18:00 | 30 | 2 | 15.594
2017-02-11 19:00 | 30 | 2 | 15.594
2017-02-11 20:00 | 0 | 0 | 0
2017-02-11 21:00 | 0 | 0 | 0
2017-02-11 22:00 | 0 | 0 | 0
2017-02-11 23:00 | 0 | 0 | 0
2017-02-12 | 12.694 | 1 | 6.7063
2017-02-12 01:00 | 11.8898 | 1 | 6.3259
2017-02-12 02:00 | 11.2853 | 1 | 6.0399
2017-02-12 03:00 | 10.7636 | 1 | 5.7932
2017-02-12 04:00 | 10.2258 | 1 | 5.5388
2017-02-12 05:00 | 0 | 0 | 0
2017-02-12 06:00 | 0 | 0 | 0
2017-02-12 07:00 | 0 | 0 | 0
2017-02-12 08:00 | 0 | 0 | 0
2017-02-12 09:00 | 30 | 2 | 15.594
2017-02-12 10:00 | 30 | 2 | 15.594
2017-02-12 11:00 | 30 | 2 | 15.594
2017-02-12 12:00 | 15 | 1 | 7.797
2017-02-12 13:00 | 15 | 1 | 7.797
2017-02-12 14:00 | 22.5 | 2 | 12.0465
2017-02-12 15:00 | 13.3896 | 1 | 7.0353
2017-02-12 16:00 | 12.1087 | 1 | 6.4294
2017-02-12 17:00 | 30 | 2 | 15.594
2017-02-12 18:00 | 30 | 2 | 15.594
2017-02-12 19:00 | 30 | 2 | 15.594
2017-02-12 20:00 | 0 | 0 | 0
2017-02-12 21:00 | 0 | 0 | 0
2017-02-12 22:00 | 0 | 0 | 0
2017-02-12 23:00 | 0 | 0 | 0
2017-02-13 | 15 | 1 | 7.797
2017-02-13 01:00 | 15 | 1 | 7.797
2017-02-13 02:00 | 14.171 | 1 | 7.4049
2017-02-13 03:00 | 12.9276 | 1 | 6.8167
2017-02-13 04:00 | 11.4426 | 1 | 6.1143
2017-02-13 05:00 | 0 | 0 | 0
2017-02-13 06:00 | 0 | 0 | 0
2017-02-13 07:00 | 0 | 0 | 0
2017-02-13 08:00 | 0 | 0 | 0
2017-02-13 09:00 | 30 | 2 | 15.594
2017-02-13 10:00 | 30 | 2 | 15.594
2017-02-13 11:00 | 30 | 2 | 15.594
2017-02-13 12:00 | 15 | 1 | 7.797
2017-02-13 13:00 | 15 | 1 | 7.797
2017-02-13 14:00 | 22.5 | 2 | 12.0465
2017-02-13 15:00 | 15 | 1 | 7.797
2017-02-13 16:00 | 14.817 | 1 | 7.7104
2017-02-13 17:00 | 30 | 2 | 15.594
2017-02-13 18:00 | 30 | 2 | 15.594
2017-02-13 19:00 | 30 | 2 | 15.594
2017-02-13 20:00 | 0 | 0 | 0
2017-02-13 21:00 | 0 | 0 | 0
2017-02-13 22:00 | 0 | 0 | 0
2017-02-13 23:00 | 0 | 0 | 0
2017-02-14 | 15 | 1 | 7.797
2017-02-14 01:00 | 15 | 1 | 7.797
2017-02-14 02:00 | 12.9397 | 1 | 6.8225
2017-02-14 03:00 | 12.095 | 1 | 6.4229
2017-02-14 04:00 | 12.059 | 1 | 6.4059
2017-02-14 05:00 | 0 | 0 | 0
2017-02-14 06:00 | 0 | 0 | 0
2017-02-14 07:00 | 0 | 0 | 0
2017-02-14 08:00 | 0 | 0 | 0
2017-02-14 09:00 | 30 | 2 | 15.594
2017-02-14 10:00 | 30 | 2 | 15.594
2017-02-14 11:00 | 30 | 2 | 15.594
2017-02-14 12:00 | 15 | 1 | 7.797
2017-02-14 13:00 | 15 | 1 | 7.797
2017-02-14 14:00 | 15 | 1 | 7.797
2017-02-14 15:00 | 15 | 1 | 7.797
2017-02-14 16:00 | 15 | 1 | 7.797
2017-02-14 17:00 | 30 | 2 | 15.594
2017-02-14 18:00 | 30 | 2 | 15.594
2017-02-14 19:00 | 30 | 2 | 15.594
2017-02-14 20:00 | 0 | 0 | 0
2017-02-14 21:00 | 0 | 0 | 0
2017-02-14 22:00 | 0 | 0 | 0
2017-02-14 23:00 | 0 | 0 | 0
2017-02-15 | 15 | 1 | 7.797
2017-02-15 01:00 | 15 | 1 | 7.797
2017-02-15 02:00 | 15 | 1 | 7.797
2017-02-15 03:00 | 14.0784 | 1 | 7.3611
2017-02-15 04:00 | 12.875 | 1 | 6.7919
2017-02-15 05:00 | 0 | 0 | 0
2017-02-15 06:00 | 0 | 0 | 0
2017-02-15 07:00 | 0 | 0 | 0
2017-02-15 08:00 | 0 | 0 | 0
2017-02-15 09:00 | 30 | 2 | 15.594
2017-02-15 10:00 | 30 | 2 | 15.594
2017-02-15 11:00 | 30 | 2 | 15.594
2017-02-15 12:00 | 25.0501 | 2 | 13.2527
2017-02-15 13:00 | 22.8437 | 2 | 12.2091
2017-02-15 14:00 | 14.5347 | 1 | 7.5769
2017-02-15 15:00 | 15 | 1 | 7.797
2017-02-15 16:00 | 15 | 1 | 7.797
2017-02-15 17:00 | 30 | 2 | 15.594
2017-02-15 18:00 | 30 | 2 | 15.594
2017-02-15 19:00 | 30 | 2 | 15.594
2017-02-15 20:00 | 0 | 0 | 0
2017-02-15 21:00 | 0 | 0 | 0
2017-02-15 22:00 | 0 | 0 | 0
2017-02-15 23:00 | 0 | 0 | 0
2017-02-16 | 15 | 1 | 7.797
2017-02-16 01:00 | 15 | 1 | 7.797
2017-02-16 02:00 | 14.1846 | 1 | 7.4113
2017-02-16 03:00 | 13.183 | 1 | 6.9376
2017-02-16 04:00 | 12.804 | 1 | 6.7583
2017-02-16 05:00 | 0 | 0 | 0
2017-02-16 06:00 | 0 | 0 | 0
2017-02-16 07:00 | 0 | 0 | 0
2017-02-16 08:00 | 0 | 0 | 0
2017-02-16 09:00 | 30 | 2 | 15.594
2017-02-16 10:00 | 30 | 2 | 15.594
2017-02-16 11:00 | 30 | 2 | 15.594
2017-02-16 12:00 | 15 | 1 | 7.797
2017-02-16 13:00 | 15 | 1 | 7.797
2017-02-16 14:00 | 22.5 | 2 | 12.0465
2017-02-16 15:00 | 12.4395 | 1 | 6.5859
2017-02-16 16:00 | 10.9813 | 1 | 5.8962
2017-02-16 17:00 | 30 | 2 | 15.594
2017-02-16 18:00 | 30 | 2 | 15.594
2017-02-16 19:00 | 30 | 2 | 15.594
2017-02-16 20:00 | 0 | 0 | 0
2017-02-16 21:00 | 0 | 0 | 0
2017-02-16 22:00 | 0 | 0 | 0
2017-02-16 23:00 | 0 | 0 | 0
2017-02-17 | 15 | 1 | 7.797
2017-02-17 01:00 | 14.2778 | 1 | 7.4554
2017-02-17 02:00 | 13.6936 | 1 | 7.1791
2017-02-17 03:00 | 14.7042 | 1 | 7.6571
2017-02-17 04:00 | 12.2388 | 1 | 6.4909
2017-02-17 05:00 | 0 | 0 | 0
2017-02-17 06:00 | 0 | 0 | 0
2017-02-17 07:00 | 0 | 0 | 0
2017-02-17 08:00 | 0 | 0 | 0
2017-02-17 09:00 | 30 | 2 | 15.594
2017-02-17 10:00 | 30 | 2 | 15.594
2017-02-17 11:00 | 30 | 2 | 15.594
2017-02-17 12:00 | 15 | 1 | 7.797
2017-02-17 13:00 | 15 | 1 | 7.797
2017-02-17 14:00 | 22.5 | 2 | 12.0465
2017-02-17 15:00 | 13.0012 | 1 | 6.8516
2017-02-17 16:00 | 11.7488 | 1 | 6.2592
2017-02-17 17:00 | 30 | 2 | 15.594
2017-02-17 18:00 | 30 | 2 | 15.594
2017-02-17 19:00 | 30 | 2 | 15.594
2017-02-17 20:00 | 0 | 0 | 0
2017-02-17 21:00 | 0 | 0 | 0
2017-02-17 22:00 | 0 | 0 | 0
2017-02-17 23:00 | 0 | 0 | 0
2017-02-18 | 15 | 1 | 7.797
2017-02-18 01:00 | 15 | 1 | 7.797
2017-02-18 02:00 | 14.4758 | 1 | 7.549
2017-02-18 03:00 | 13.9316 | 1 | 7.2917
2017-02-18 04:00 | 12.988 | 1 | 6.8453
2017-02-18 05:00 | 0 | 0 | 0
2017-02-18 06:00 | 0 | 0 | 0
2017-02-18 07:00 | 0 | 0 | 0
2017-02-18 08:00 | 0 | 0 | 0
2017-02-18 09:00 | 30 | 2 | 15.594
2017-02-18 10:00 | 30 | 2 | 15.594
2017-02-18 11:00 | 30 | 2 | 15.594
2017-02-18 12:00 | 15 | 1 | 7.797
2017-02-18 13:00 | 15 | 1 | 7.797
2017-02-18 14:00 | 22.5 | 2 | 12.0465
2017-02-18 15:00 | 15 | 1 | 7.797
2017-02-18 16:00 | 14.5446 | 1 | 7.5816
2017-02-18 17:00 | 30 | 2 | 15.594
2017-02-18 18:00 | 30 | 2 | 15.594
2017-02-18 19:00 | 30 | 2 | 15.594
2017-02-18 20:00 | 0 | 0 | 0
2017-02-18 21:00 | 0 | 0 | 0
2017-02-18 22:00 | 0 | 0 | 0
2017-02-18 23:00 | 0 | 0 | 0
2017-02-19 | 13.4115 | 1 | 7.0456
2017-02-19 01:00 | 13.834 | 1 | 7.2455
2017-02-19 02:00 | 12.223 | 1 | 6.4835
2017-02-19 03:00 | 11.785 | 1 | 6.2763
2017-02-19 04:00 | 11.947 | 1 | 6.3529
2017-02-19 05:00 | 0 | 0 | 0
2017-02-19 06:00 | 0 | 0 | 0
2017-02-19 07:00 | 0 | 0 | 0
2017-02-19 08:00 | 0 | 0 | 0
2017-02-19 09:00 | 30 | 2 | 15.594
2017-02-19 10:00 | 30 | 2 | 15.594
2017-02-19 11:00 | 30 | 2 | 15.594
2017-02-19 12:00 | 15 | 1 | 7.797
2017-02-19 13:00 | 15 | 1 | 7.797
2017-02-19 14:00 | 14.5207 | 1 | 7.5703
2017-02-19 15:00 | 15 | 1 | 7.797
2017-02-19 16:00 | 15 | 1 | 7.797
2017-02-19 17:00 | 30 | 2 | 15.594
2017-02-19 18:00 | 30 | 2 | 15.594
2017-02-19 19:00 | 30 | 2 | 15.594
2017-02-19 20:00 | 0 | 0 | 0
2017-02-19 21:00 | 0 | 0 | 0
2017-02-19 22:00 | 0 | 0 | 0
2017-02-19 23:00 | 0 | 0 | 0
2017-02-20 | 13.2645 | 1 | 6.9761
2017-02-20 01:00 | 11.649 | 1 | 6.212
2017-02-20 02:00 | 12.189 | 1 | 6.4674
2017-02-20 03:00 | 11.797 | 1 | 6.282
2017-02-20 04:00 | 11.908 | 1 | 6.3345
2017-02-20 05:00 | 0 | 0 | 0
2017-02-20 06:00 | 0 | 0 | 0
2017-02-20 07:00 | 0 | 0 | 0
2017-02-20 08:00 | 0 | 0 | 0
2017-02-20 09:00 | 30 | 2 | 15.594
2017-02-20 10:00 | 30 | 2 | 15.594
2017-02-20 11:00 | 30 | 2 | 15.594
2017-02-20 12:00 | 15 | 1 | 7.797
2017-02-20 13:00 | 15 | 1 | 7.797
2017-02-20 14:00 | 22.5 | 2 | 12.0465
2017-02-20 15:00 | 13.9529 | 1 | 7.3017
2017-02-20 16:00 | 12.6428 | 1 | 6.6821
2017-02-20 17:00 | 30 | 2 | 15.594
2017-02-20 18:00 | 30 | 2 | 15.594
2017-02-20 19:00 | 30 | 2 | 15.594
2017-02-20 20:00 | 0 | 0 | 0
2017-02-20 21:00 | 0 | 0 | 0
2017-02-20 22:00 | 0 | 0 | 0
2017-02-20 23:00 | 0 | 0 | 0
2017-02-21 | 14.782 | 1 | 7.6939
2017-02-21 01:00 | 13.5259 | 1 | 7.0998
2017-02-21 02:00 | 12.4564 | 1 | 6.5939
2017-02-21 03:00 | 12.296 | 1 | 6.518
2017-02-21 04:00 | 11.358 | 1 | 6.0743
2017-02-21 05:00 | 0 | 0 | 0
2017-02-21 06:00 | 0 | 0 | 0
2017-02-21 07:00 | 0 | 0 | 0
2017-02-21 08:00 | 0 | 0 | 0
2017-02-21 09:00 | 30 | 2 | 15.594
2017-02-21 10:00 | 30 | 2 | 15.594
2017-02-21 11:00 | 30 | 2 | 15.594
2017-02-21 12:00 | 15 | 1 | 7.797
2017-02-21 13:00 | 15 | 1 | 7.797
2017-02-21 14:00 | 22.5 | 2 | 12.0465
2017-02-21 15:00 | 14.5852 | 1 | 7.6008
2017-02-21 16:00 | 13.4824 | 1 | 7.0792
2017-02-21 17:00 | 30 | 2 | 15.594
2017-02-21 18:00 | 30 | 2 | 15.594
2017-02-21 19:00 | 30 | 2 | 15.594
2017-02-21 20:00 | 0 | 0 | 0
2017-02-21 21:00 | 0 | 0 | 0
2017-02-21 22:00 | 0 | 0 | 0
2017-02-21 23:00 | 0 | 0 | 0
2017-02-22 | 14.922 | 1 | 7.7601
2017-02-22 01:00 | 13.753 | 1 | 7.2072
2017-02-22 02:00 | 12.7523 | 1 | 6.7338
2017-02-22 03:00 | 12.699 | 1 | 6.7086
2017-02-22 04:00 | 12.019 | 1 | 6.387
2017-02-22 05:00 | 0 | 0 | 0
2017-02-22 06:00 | 0 | 0 | 0
2017-02-22 07:00 | 0 | 0 | 0
2017-02-22 08:00 | 0 | 0 | 0
2017-02-22 09:00 | 30 | 2 | 15.594
2017-02-22 10:00 | 30 | 2 | 15.594
2017-02-22 11:00 | 30 | 2 | 15.594
2017-02-22 12:00 | 15 | 1 | 7.797
2017-02-22 13:00 | 15 | 1 | 7.797
2017-02-22 14:00 | 15 | 1 | 7.797
2017-02-22 15:00 | 15 | 1 | 7.797
2017-02-22 16:00 | 15 | 1 | 7.797
2017-02-22 17:00 | 30 | 2 | 15.594
2017-02-22 18:00 | 30 | 2 | 15.594
2017-02-22 19:00 | 30 | 2 | 15.594
2017-02-22 20:00 | 0 | 0 | 0
2017-02-22 21:00 | 0 | 0 | 0
2017-02-22 22:00 | 0 | 0 | 0
2017-02-22 23:00 | 0 | 0 | 0
2017-02-23 | 15 | 1 | 7.797
2017-02-23 01:00 | 14.377 | 1 | 7.5023
2017-02-23 02:00 | 14.5281 | 1 | 7.5738
2017-02-23 03:00 | 12.913 | 1 | 6.8098
2017-02-23 04:00 | 12.147 | 1 | 6.4475
2017-02-23 05:00 | 0 | 0 | 0
2017-02-23 06:00 | 0 | 0 | 0
2017-02-23 07:00 | 0 | 0 | 0
2017-02-23 08:00 | 0 | 0 | 0
2017-02-23 09:00 | 30 | 2 | 15.594
2017-02-23 10:00 | 30 | 2 | 15.594
2017-02-23 11:00 | 30 | 2 | 15.594
2017-02-23 12:00 | 15 | 1 | 7.797
2017-02-23 13:00 | 15 | 1 | 7.797
2017-02-23 14:00 | 22.5 | 2 | 12.0465
2017-02-23 15:00 | 15 | 1 | 7.797
2017-02-23 16:00 | 14.6052 | 1 | 7.6103
2017-02-23 17:00 | 30 | 2 | 15.594
2017-02-23 18:00 | 30 | 2 | 15.594
2017-02-23 19:00 | 30 | 2 | 15.594
2017-02-23 20:00 | 0 | 0 | 0
2017-02-23 21:00 | 0 | 0 | 0
2017-02-23 22:00 | 0 | 0 | 0
2017-02-23 23:00 | 0 | 0 | 0
2017-02-24 | 13.1691 | 1 | 6.931
2017-02-24 01:00 | 12.6931 | 1 | 6.7058
2017-02-24 02:00 | 12.1103 | 1 | 6.4302
2017-02-24 03:00 | 12.379 | 1 | 6.5573
2017-02-24 04:00 | 11.588 | 1 | 6.1831
2017-02-24 05:00 | 0 | 0 | 0
2017-02-24 06:00 | 0 | 0 | 0
2017-02-24 07:00 | 0 | 0 | 0
2017-02-24 08:00 | 0 | 0 | 0
2017-02-24 09:00 | 30 | 2 | 15.594
2017-02-24 10:00 | 30 | 2 | 15.594
2017-02-24 11:00 | 30 | 2 | 15.594
2017-02-24 12:00 | 15 | 1 | 7.797
2017-02-24 13:00 | 15 | 1 | 7.797
2017-02-24 14:00 | 22.5 | 2 | 12.0465
2017-02-24 15:00 | 14.2859 | 1 | 7.4592
2017-02-24 16:00 | 13.4187 | 1 | 7.0491
2017-02-24 17:00 | 30 | 2 | 15.594
2017-02-24 18:00 | 30 | 2 | 15.594
2017-02-24 19:00 | 30 | 2 | 15.594
2017-02-24 20:00 | 0 | 0 | 0
2017-02-24 21:00 | 0 | 0 | 0
2017-02-24 22:00 | 0 | 0 | 0
2017-02-24 23:00 | 0 | 0 | 0
2017-02-25 | 15 | 1 | 7.797
2017-02-25 01:00 | 13.875 | 1 | 7.2649
2017-02-25 02:00 | 12.833 | 1 | 6.772
2017-02-25 03:00 | 12.3838 | 1 | 6.5596
2017-02-25 04:00 | 15 | 1 | 7.797
2017-02-25 05:00 | 0 | 0 | 0
2017-02-25 06:00 | 0 | 0 | 0
2017-02-25 07:00 | 0 | 0 | 0
2017-02-25 08:00 | 0 | 0 | 0
2017-02-25 09:00 | 30 | 2 | 15.594
2017-02-25 10:00 | 30 | 2 | 15.594
2017-02-25 11:00 | 30 | 2 | 15.594
2017-02-25 12:00 | 22.7577 | 2 | 12.1684
2017-02-25 13:00 | 15 | 1 | 7.797
2017-02-25 14:00 | 14.513 | 1 | 7.5666
2017-02-25 15:00 | 15 | 1 | 7.797
2017-02-25 16:00 | 15 | 1 | 7.797
2017-02-25 17:00 | 30 | 2 | 15.594
2017-02-25 18:00 | 30 | 2 | 15.594
2017-02-25 19:00 | 30 | 2 | 15.594
2017-02-25 20:00 | 0 | 0 | 0
2017-02-25 21:00 | 0 | 0 | 0
2017-02-25 22:00 | 0 | 0 | 0
2017-02-25 23:00 | 0 | 0 | 0
2017-02-26 | 12.7183 | 1 | 6.7178
2017-02-26 01:00 | 12.0022 | 1 | 6.379
2017-02-26 02:00 | 11.4103 | 1 | 6.0991
2017-02-26 03:00 | 11.7597 | 1 | 6.2643
2017-02-26 04:00 | 11.532 | 1 | 6.1566
2017-02-26 05:00 | 11.69 | 1 | 6.2314
2017-02-26 06:00 | 0 | 0 | 0
2017-02-26 07:00 | 0 | 0 | 0
2017-02-26 08:00 | 0 | 0 | 0
2017-02-26 09:00 | 30 | 2 | 15.594
2017-02-26 10:00 | 30 | 2 | 15.594
2017-02-26 11:00 | 30 | 2 | 15.594
2017-02-26 12:00 | 15 | 1 | 7.797
2017-02-26 13:00 | 15 | 1 | 7.797
2017-02-26 14:00 | 15 | 1 | 7.797
2017-02-26 15:00 | 15 | 1 | 7.797
2017-02-26 16:00 | 14.7917 | 1 | 7.6985
2017-02-26 17:00 | 30 | 2 | 15.594
2017-02-26 18:00 | 30 | 2 | 15.594
2017-02-26 19:00 | 30 | 2 | 15.594
2017-02-26 20:00 | 0 | 0 | 0
2017-02-26 21:00 | 0 | 0 | 0
2017-02-26 22:00 | 0 | 0 | 0
2017-02-26 23:00 | 0 | 0 | 0
2017-02-27 | 15 | 1 | 7.797
2017-02-27 01:00 | 14.375 | 1 | 7.5014
2017-02-27 02:00 | 12.836 | 1 | 6.7734
2017-02-27 03:00 | 12.175 | 1 | 6.4608
2017-02-27 04:00 | 14.7757 | 1 | 7.6909
2017-02-27 05:00 | 0 | 0 | 0
2017-02-27 06:00 | 0 | 0 | 0
2017-02-27 07:00 | 0 | 0 | 0
2017-02-27 08:00 | 0 | 0 | 0
2017-02-27 09:00 | 30 | 2 | 15.594
2017-02-27 10:00 | 30 | 2 | 15.594
2017-02-27 11:00 | 30 | 2 | 15.594
2017-02-27 12:00 | 15 | 1 | 7.797
2017-02-27 13:00 | 15 | 1 | 7.797
2017-02-27 14:00 | 22.5 | 2 | 12.0465
2017-02-27 15:00 | 15 | 1 | 7.797
2017-02-27 16:00 | 14.8669 | 1 | 7.734
2017-02-27 17:00 | 30 | 2 | 15.594
2017-02-27 18:00 | 30 | 2 | 15.594
2017-02-27 19:00 | 30 | 2 | 15.594
2017-02-27 20:00 | 0 | 0 | 0
2017-02-27 21:00 | 0 | 0 | 0
2017-02-27 22:00 | 0 | 0 | 0
2017-02-27 23:00 | 0 | 0 | 0
2017-02-28 | 13.5202 | 1 | 7.097
2017-02-28 01:00 | 13.4163 | 1 | 7.0479
2017-02-28 02:00 | 13.1551 | 1 | 6.9243
2017-02-28 03:00 | 12.6292 | 1 | 6.6756
2017-02-28 04:00 | 12.0204 | 1 | 6.3877
2017-02-28 05:00 | 0 | 0 | 0
2017-02-28 06:00 | 0 | 0 | 0
2017-02-28 07:00 | 0 | 0 | 0
2017-02-28 08:00 | 0 | 0 | 0
2017-02-28 09:00 | 30 | 2 | 15.594
2017-02-28 10:00 | 30 | 2 | 15.594
2017-02-28 11:00 | 30 | 2 | 15.594
2017-02-28 12:00 | 22.6702 | 2 | 12.127
2017-02-28 13:00 | 15 | 1 | 7.797
2017-02-28 14:00 | 22.5 | 2 | 12.0465
2017-02-28 15:00 | 14.9413 | 1 | 7.7692
2017-02-28 16:00 | 13.7249 | 1 | 7.1939
2017-02-28 17:00 | 30 | 2 | 15.594
2017-02-28 18:00 | 30 | 2 | 15.594
2017-02-28 19:00 | 30 | 2 | 15.594
2017-02-28 20:00 | 0 | 0 | 0
2017-02-28 21:00 | 0 | 0 | 0
2017-02-28 22:00 | 0 | 0 | 0
2017-02-28 23:00 | 0 | 0 | 0
2017-03-01 | 13.7301 | 1 | 7.1963
2017-03-01 01:00 | 13.0694 | 1 | 6.8838
2017-03-01 02:00 | 12.46 | 1 | 6.5956
2017-03-01 03:00 | 12.0843 | 1 | 6.4179
2017-03-01 04:00 | 12.2507 | 1 | 6.4966
2017-03-01 05:00 | 0 | 0 | 0
2017-03-01 06:00 | 0 | 0 | 0
2017-03-01 07:00 | 0 | 0 | 0
2017-03-01 08:00 | 0 | 0 | 0
2017-03-01 09:00 | 30 | 2 | 15.594
2017-03-01 10:00 | 30 | 2 | 15.594
2017-03-01 11:00 | 30 | 2 | 15.594
2017-03-01 12:00 | 15 | 1 | 7.797
2017-03-01 13:00 | 15 | 1 | 7.797
2017-03-01 14:00 | 22.5 | 2 | 12.0465
2017-03-01 15:00 | 13.3803 | 1 | 7.0309
2017-03-01 16:00 | 12.4679 | 1 | 6.5993
2017-03-01 17:00 | 30 | 2 | 15.594
2017-03-01 18:00 | 30 | 2 | 15.594
2017-03-01 19:00 | 30 | 2 | 15.594
2017-03-01 20:00 | 0 | 0 | 0
2017-03-01 21:00 | 0 | 0 | 0
2017-03-01 22:00 | 0 | 0 | 0
2017-03-01 23:00 | 0 | 0 | 0
2017-03-02 | 13.6585 | 1 | 7.1625
2017-03-02 01:00 | 12.592 | 1 | 6.658
2017-03-02 02:00 | 11.7613 | 1 | 6.2651
2017-03-02 03:00 | 11.1006 | 1 | 5.9526
2017-03-02 04:00 | 10.678 | 1 | 5.7527
2017-03-02 05:00 | 0 | 0 | 0
2017-03-02 06:00 | 0 | 0 | 0
2017-03-02 07:00 | 0 | 0 | 0
2017-03-02 08:00 | 0 | 0 | 0
2017-03-02 09:00 | 30 | 2 | 15.594
2017-03-02 10:00 | 30 | 2 | 15.594
2017-03-02 11:00 | 30 | 2 | 15.594
2017-03-02 12:00 | 22.8452 | 2 | 12.2098
2017-03-02 13:00 | 15 | 1 | 7.797
2017-03-02 14:00 | 15 | 1 | 7.797
2017-03-02 15:00 | 15 | 1 | 7.797
2017-03-02 16:00 | 14.1094 | 1 | 7.3758
2017-03-02 17:00 | 30 | 2 | 15.594
2017-03-02 18:00 | 30 | 2 | 15.594
2017-03-02 19:00 | 30 | 2 | 15.594
2017-03-02 20:00 | 0 | 0 | 0
2017-03-02 21:00 | 0 | 0 | 0
2017-03-02 22:00 | 0 | 0 | 0
2017-03-02 23:00 | 0 | 0 | 0
2017-03-03 | 11.7003 | 1 | 6.2362
2017-03-03 01:00 | 11.5424 | 1 | 6.1616
2017-03-03 02:00 | 9.3313 | 1 | 5.1157
2017-03-03 03:00 | 8.5266 | 1 | 4.7351
2017-03-03 04:00 | 8.1559 | 1 | 4.5597
2017-03-03 05:00 | 0 | 0 | 0
2017-03-03 06:00 | 0 | 0 | 0
2017-03-03 07:00 | 0 | 0 | 0
2017-03-03 08:00 | 0 | 0 | 0
2017-03-03 09:00 | 30 | 2 | 15.594
2017-03-03 10:00 | 30 | 2 | 15.594
2017-03-03 11:00 | 30 | 2 | 15.594
2017-03-03 12:00 | 23.43 | 2 | 12.4864
2017-03-03 13:00 | 15 | 1 | 7.797
2017-03-03 14:00 | 22.5 | 2 | 12.0465
2017-03-03 15:00 | 15 | 1 | 7.797
2017-03-03 16:00 | 13.8623 | 1 | 7.2589
2017-03-03 17:00 | 30 | 2 | 15.594
2017-03-03 18:00 | 30 | 2 | 15.594
2017-03-03 19:00 | 30 | 2 | 15.594
2017-03-03 20:00 | 0 | 0 | 0
2017-03-03 21:00 | 0 | 0 | 0
2017-03-03 22:00 | 0 | 0 | 0
2017-03-03 23:00 | 0 | 0 | 0
2017-03-04 | 14.935 | 1 | 7.7662
2017-03-04 01:00 | 14.1086 | 1 | 7.3753
2017-03-04 02:00 | 13.3601 | 1 | 7.0213
2017-03-04 03:00 | 12.6158 | 1 | 6.6693
2017-03-04 04:00 | 11.9151 | 1 | 6.3378
2017-03-04 05:00 | 0 | 0 | 0
2017-03-04 06:00 | 0 | 0 | 0
2017-03-04 07:00 | 0 | 0 | 0
2017-03-04 08:00 | 0 | 0 | 0
2017-03-04 09:00 | 30 | 2 | 15.594
2017-03-04 10:00 | 30 | 2 | 15.594
2017-03-04 11:00 | 30 | 2 | 15.594
2017-03-04 12:00 | 15 | 1 | 7.797
2017-03-04 13:00 | 15 | 1 | 7.797
2017-03-04 14:00 | 22.5 | 2 | 12.0465
2017-03-04 15:00 | 13.8431 | 1 | 7.2498
2017-03-04 16:00 | 12.7933 | 1 | 6.7532
2017-03-04 17:00 | 30 | 2 | 15.594
2017-03-04 18:00 | 30 | 2 | 15.594
2017-03-04 19:00 | 30 | 2 | 15.594
2017-03-04 20:00 | 0 | 0 | 0
2017-03-04 21:00 | 0 | 0 | 0
2017-03-04 22:00 | 0 | 0 | 0
2017-03-04 23:00 | 0 | 0 | 0
2017-03-05 | 15 | 1 | 7.797
2017-03-05 01:00 | 15 | 1 | 7.797
2017-03-05 02:00 | 14.534 | 1 | 7.5766
2017-03-05 03:00 | 13.8558 | 1 | 7.2558
2017-03-05 04:00 | 13.1417 | 1 | 6.918
2017-03-05 05:00 | 0 | 0 | 0
2017-03-05 06:00 | 0 | 0 | 0
2017-03-05 07:00 | 0 | 0 | 0
2017-03-05 08:00 | 0 | 0 | 0
2017-03-05 09:00 | 30 | 2 | 15.594
2017-03-05 10:00 | 30 | 2 | 15.594
2017-03-05 11:00 | 30 | 2 | 15.594
2017-03-05 12:00 | 15 | 1 | 7.797
2017-03-05 13:00 | 15 | 1 | 7.797
2017-03-05 14:00 | 22.5 | 2 | 12.0465
2017-03-05 15:00 | 15 | 1 | 7.797
2017-03-05 16:00 | 14.0718 | 1 | 7.358
2017-03-05 17:00 | 30 | 2 | 15.594
2017-03-05 18:00 | 30 | 2 | 15.594
2017-03-05 19:00 | 30 | 2 | 15.594
2017-03-05 20:00 | 0 | 0 | 0
2017-03-05 21:00 | 0 | 0 | 0
2017-03-05 22:00 | 0 | 0 | 0
2017-03-05 23:00 | 0 | 0 | 0
2017-03-06 | 14.633 | 1 | 7.6234
2017-03-06 01:00 | 14.1254 | 1 | 7.3833
2017-03-06 02:00 | 12.79 | 1 | 6.7516
2017-03-06 03:00 | 11.9102 | 1 | 6.3355
2017-03-06 04:00 | 11.5367 | 1 | 6.1588
2017-03-06 05:00 | 0 | 0 | 0
2017-03-06 06:00 | 0 | 0 | 0
2017-03-06 07:00 | 0 | 0 | 0
2017-03-06 08:00 | 0 | 0 | 0
2017-03-06 09:00 | 30 | 2 | 15.594
2017-03-06 10:00 | 30 | 2 | 15.594
2017-03-06 11:00 | 30 | 2 | 15.594
2017-03-06 12:00 | 15 | 1 | 7.797
2017-03-06 13:00 | 15 | 1 | 7.797
2017-03-06 14:00 | 22.5 | 2 | 12.0465
2017-03-06 15:00 | 15 | 1 | 7.797
2017-03-06 16:00 | 15 | 1 | 7.797
2017-03-06 17:00 | 30 | 2 | 15.594
2017-03-06 18:00 | 30 | 2 | 15.594
2017-03-06 19:00 | 30 | 2 | 15.594
2017-03-06 20:00 | 0 | 0 | 0
2017-03-06 21:00 | 0 | 0 | 0
2017-03-06 22:00 | 0 | 0 | 0
2017-03-06 23:00 | 0 | 0 | 0
2017-03-07 | 12.6105 | 1 | 6.6668
2017-03-07 01:00 | 12.601 | 1 | 6.6623
2017-03-07 02:00 | 11.691 | 1 | 6.2318
2017-03-07 03:00 | 11.524 | 1 | 6.1529
2017-03-07 04:00 | 11.373 | 1 | 6.0814
2017-03-07 05:00 | 0 | 0 | 0
2017-03-07 06:00 | 0 | 0 | 0
2017-03-07 07:00 | 0 | 0 | 0
2017-03-07 08:00 | 0 | 0 | 0
2017-03-07 09:00 | 30 | 2 | 15.594
2017-03-07 10:00 | 30 | 2 | 15.594
2017-03-07 11:00 | 30 | 2 | 15.594
2017-03-07 12:00 | 25.1637 | 2 | 13.3064
2017-03-07 13:00 | 23.2589 | 2 | 12.4054
2017-03-07 14:00 | 13.7715 | 1 | 7.2159
2017-03-07 15:00 | 15 | 1 | 7.797
2017-03-07 16:00 | 15 | 1 | 7.797
2017-03-07 17:00 | 30 | 2 | 15.594
2017-03-07 18:00 | 30 | 2 | 15.594
2017-03-07 19:00 | 30 | 2 | 15.594
2017-03-07 20:00 | 0 | 0 | 0
2017-03-07 21:00 | 0 | 0 | 0
2017-03-07 22:00 | 0 | 0 | 0
2017-03-07 23:00 | 0 | 0 | 0
2017-03-08 | 12.4598 | 1 | 6.5955
2017-03-08 01:00 | 10.8247 | 1 | 5.8221
2017-03-08 02:00 | 11.988 | 1 | 6.3723
2017-03-08 03:00 | 11.585 | 1 | 6.1817
2017-03-08 04:00 | 11.228 | 1 | 6.0128
2017-03-08 05:00 | 0 | 0 | 0
2017-03-08 06:00 | 0 | 0 | 0
2017-03-08 07:00 | 0 | 0 | 0
2017-03-08 08:00 | 0 | 0 | 0
2017-03-08 09:00 | 30 | 2 | 15.594
2017-03-08 10:00 | 30 | 2 | 15.594
2017-03-08 11:00 | 30 | 2 | 15.594
2017-03-08 12:00 | 15 | 1 | 7.797
2017-03-08 13:00 | 15 | 1 | 7.797
2017-03-08 14:00 | 22.5 | 2 | 12.0465
2017-03-08 15:00 | 14.7441 | 1 | 7.676
2017-03-08 16:00 | 13.6259 | 1 | 7.1471
2017-03-08 17:00 | 30 | 2 | 15.594
2017-03-08 18:00 | 30 | 2 | 15.594
2017-03-08 19:00 | 30 | 2 | 15.594
2017-03-08 20:00 | 0 | 0 | 0
2017-03-08 21:00 | 0 | 0 | 0
2017-03-08 22:00 | 0 | 0 | 0
2017-03-08 23:00 | 0 | 0 | 0
2017-03-09 | 14.2483 | 1 | 7.4414
2017-03-09 01:00 | 13.5321 | 1 | 7.1027
2017-03-09 02:00 | 12.9564 | 1 | 6.8304
2017-03-09 03:00 | 12.3378 | 1 | 6.5378
2017-03-09 04:00 | 11.8316 | 1 | 6.2983
2017-03-09 05:00 | 0 | 0 | 0
2017-03-09 06:00 | 0 | 0 | 0
2017-03-09 07:00 | 0 | 0 | 0
2017-03-09 08:00 | 0 | 0 | 0
2017-03-09 09:00 | 30 | 2 | 15.594
2017-03-09 10:00 | 30 | 2 | 15.594
2017-03-09 11:00 | 30 | 2 | 15.594
2017-03-09 12:00 | 15 | 1 | 7.797
2017-03-09 13:00 | 15 | 1 | 7.797
2017-03-09 14:00 | 22.5 | 2 | 12.0465
2017-03-09 15:00 | 13.573 | 1 | 7.122
2017-03-09 16:00 | 12.4963 | 1 | 6.6127
2017-03-09 17:00 | 30 | 2 | 15.594
2017-03-09 18:00 | 30 | 2 | 15.594
2017-03-09 19:00 | 30 | 2 | 15.594
2017-03-09 20:00 | 0 | 0 | 0
2017-03-09 21:00 | 0 | 0 | 0
2017-03-09 22:00 | 0 | 0 | 0
2017-03-09 23:00 | 0 | 0 | 0
2017-03-10 | 15 | 1 | 7.797
2017-03-10 01:00 | 14.5811 | 1 | 7.5989
2017-03-10 02:00 | 13.7322 | 1 | 7.1973
2017-03-10 03:00 | 12.8047 | 1 | 6.7586
2017-03-10 04:00 | 12.1468 | 1 | 6.4474
2017-03-10 05:00 | 0 | 0 | 0
2017-03-10 06:00 | 0 | 0 | 0
2017-03-10 07:00 | 0 | 0 | 0
2017-03-10 08:00 | 0 | 0 | 0
2017-03-10 09:00 | 30 | 2 | 15.594
2017-03-10 10:00 | 30 | 2 | 15.594
2017-03-10 11:00 | 30 | 2 | 15.594
2017-03-10 12:00 | 15 | 1 | 7.797
2017-03-10 13:00 | 15 | 1 | 7.797
2017-03-10 14:00 | 22.5 | 2 | 12.0465
2017-03-10 15:00 | 15 | 1 | 7.797
2017-03-10 16:00 | 14.86 | 1 | 7.7308
2017-03-10 17:00 | 30 | 2 | 15.594
2017-03-10 18:00 | 30 | 2 | 15.594
2017-03-10 19:00 | 30 | 2 | 15.594
2017-03-10 20:00 | 0 | 0 | 0
2017-03-10 21:00 | 0 | 0 | 0
2017-03-10 22:00 | 0 | 0 | 0
2017-03-10 23:00 | 0 | 0 | 0
2017-03-11 | 12.559 | 1 | 6.6424
2017-03-11 01:00 | 12.262 | 1 | 6.5019
2017-03-11 02:00 | 11.9502 | 1 | 6.3545
2017-03-11 03:00 | 11.4405 | 1 | 6.1133
2017-03-11 04:00 | 10.8858 | 1 | 5.851
2017-03-11 05:00 | 0 | 0 | 0
2017-03-11 06:00 | 0 | 0 | 0
2017-03-11 07:00 | 0 | 0 | 0
2017-03-11 08:00 | 0 | 0 | 0
2017-03-11 09:00 | 30 | 2 | 15.594
2017-03-11 10:00 | 30 | 2 | 15.594
2017-03-11 11:00 | 30 | 2 | 15.594
2017-03-11 12:00 | 15 | 1 | 7.797
2017-03-11 13:00 | 15 | 1 | 7.797
2017-03-11 14:00 | 22.5 | 2 | 12.0465
2017-03-11 15:00 | 14.5561 | 1 | 7.587
2017-03-11 16:00 | 13.4832 | 1 | 7.0795
2017-03-11 17:00 | 30 | 2 | 15.594
2017-03-11 18:00 | 30 | 2 | 15.594
2017-03-11 19:00 | 30 | 2 | 15.594
2017-03-11 20:00 | 0 | 0 | 0
2017-03-11 21:00 | 0 | 0 | 0
2017-03-11 22:00 | 0 | 0 | 0
2017-03-11 23:00 | 0 | 0 | 0
2017-03-12 | 14.8444 | 1 | 7.7234
2017-03-12 01:00 | 14.0117 | 1 | 7.3295
2017-03-12 02:00 | 13.1487 | 1 | 6.9214
2017-03-12 03:00 | 12.5049 | 1 | 6.6168
2017-03-12 04:00 | 12.1096 | 1 | 6.4298
2017-03-12 05:00 | 0 | 0 | 0
2017-03-12 06:00 | 0 | 0 | 0
2017-03-12 07:00 | 0 | 0 | 0
2017-03-12 08:00 | 0 | 0 | 0
2017-03-12 09:00 | 30 | 2 | 15.594
2017-03-12 10:00 | 30 | 2 | 15.594
2017-03-12 11:00 | 30 | 2 | 15.594
2017-03-12 12:00 | 23.4239 | 2 | 12.4835
2017-03-12 13:00 | 15 | 1 | 7.797
2017-03-12 14:00 | 22.5 | 2 | 12.0465
2017-03-12 15:00 | 15 | 1 | 7.797
2017-03-12 16:00 | 15 | 1 | 7.797
2017-03-12 17:00 | 30 | 2 | 15.594
2017-03-12 18:00 | 30 | 2 | 15.594
2017-03-12 19:00 | 30 | 2 | 15.594
2017-03-12 20:00 | 0 | 0 | 0
2017-03-12 21:00 | 0 | 0 | 0
2017-03-12 22:00 | 0 | 0 | 0
2017-03-12 23:00 | 0 | 0 | 0
2017-03-13 | 12.1328 | 1 | 6.4408
2017-03-13 01:00 | 11.2635 | 1 | 6.0297
2017-03-13 02:00 | 10.5375 | 1 | 5.6863
2017-03-13 03:00 | 9.8775 | 1 | 5.3741
2017-03-13 04:00 | 9.7287 | 1 | 5.3037
2017-03-13 05:00 | 0 | 0 | 0
2017-03-13 06:00 | 0 | 0 | 0
2017-03-13 07:00 | 0 | 0 | 0
2017-03-13 08:00 | 0 | 0 | 0
2017-03-13 09:00 | 30 | 2 | 15.594
2017-03-13 10:00 | 30 | 2 | 15.594
2017-03-13 11:00 | 30 | 2 | 15.594
2017-03-13 12:00 | 15 | 1 | 7.797
2017-03-13 13:00 | 15 | 1 | 7.797
2017-03-13 14:00 | 22.5 | 2 | 12.0465
2017-03-13 15:00 | 13.5331 | 1 | 7.1031
2017-03-13 16:00 | 12.0726 | 1 | 6.4124
2017-03-13 17:00 | 30 | 2 | 15.594
2017-03-13 18:00 | 30 | 2 | 15.594
2017-03-13 19:00 | 30 | 2 | 15.594
2017-03-13 20:00 | 0 | 0 | 0
2017-03-13 21:00 | 0 | 0 | 0
2017-03-13 22:00 | 0 | 0 | 0
2017-03-13 23:00 | 0 | 0 | 0
2017-03-14 | 15 | 1 | 7.797
2017-03-14 01:00 | 14.5944 | 1 | 7.6052
2017-03-14 02:00 | 13.5356 | 1 | 7.1043
2017-03-14 03:00 | 12.6193 | 1 | 6.6709
2017-03-14 04:00 | 11.8351 | 1 | 6.3
2017-03-14 05:00 | 0 | 0 | 0
2017-03-14 06:00 | 0 | 0 | 0
2017-03-14 07:00 | 0 | 0 | 0
2017-03-14 08:00 | 0 | 0 | 0
2017-03-14 09:00 | 30 | 2 | 15.594
2017-03-14 10:00 | 30 | 2 | 15.594
2017-03-14 11:00 | 30 | 2 | 15.594
2017-03-14 12:00 | 15 | 1 | 7.797
2017-03-14 13:00 | 15 | 1 | 7.797
2017-03-14 14:00 | 23.7832 | 2 | 12.6534
2017-03-14 15:00 | 10.7534 | 1 | 5.7884
2017-03-14 16:00 | 9.4265 | 1 | 5.1607
2017-03-14 17:00 | 30 | 2 | 15.594
2017-03-14 18:00 | 30 | 2 | 15.594
2017-03-14 19:00 | 30 | 2 | 15.594
2017-03-14 20:00 | 0 | 0 | 0
2017-03-14 21:00 | 0 | 0 | 0
2017-03-14 22:00 | 0 | 0 | 0
2017-03-14 23:00 | 0 | 0 | 0
2017-03-15 | 15 | 1 | 7.797
2017-03-15 01:00 | 15 | 1 | 7.797
2017-03-15 02:00 | 14.5123 | 1 | 7.5663
2017-03-15 03:00 | 13.9379 | 1 | 7.2946
2017-03-15 04:00 | 13.0631 | 1 | 6.8808
2017-03-15 05:00 | 0 | 0 | 0
2017-03-15 06:00 | 0 | 0 | 0
2017-03-15 07:00 | 0 | 0 | 0
2017-03-15 08:00 | 0 | 0 | 0
2017-03-15 09:00 | 30 | 2 | 15.594
2017-03-15 10:00 | 30 | 2 | 15.594
2017-03-15 11:00 | 30 | 2 | 15.594
2017-03-15 12:00 | 15 | 1 | 7.797
2017-03-15 13:00 | 15 | 1 | 7.797
2017-03-15 14:00 | 22.5 | 2 | 12.0465
2017-03-15 15:00 | 15 | 1 | 7.797
2017-03-15 16:00 | 14.9551 | 1 | 7.7758
2017-03-15 17:00 | 30 | 2 | 15.594
2017-03-15 18:00 | 30 | 2 | 15.594
2017-03-15 19:00 | 30 | 2 | 15.594
2017-03-15 20:00 | 0 | 0 | 0
2017-03-15 21:00 | 0 | 0 | 0
2017-03-15 22:00 | 0 | 0 | 0
2017-03-15 23:00 | 0 | 0 | 0
2017-03-16 | 14.4343 | 1 | 7.5294
2017-03-16 01:00 | 13.9056 | 1 | 7.2794
2017-03-16 02:00 | 13.3397 | 1 | 7.0117
2017-03-16 03:00 | 12.6846 | 1 | 6.7018
2017-03-16 04:00 | 12.111 | 1 | 6.4305
2017-03-16 05:00 | 0 | 0 | 0
2017-03-16 06:00 | 0 | 0 | 0
2017-03-16 07:00 | 0 | 0 | 0
2017-03-16 08:00 | 0 | 0 | 0
2017-03-16 09:00 | 30 | 2 | 15.594
2017-03-16 10:00 | 30 | 2 | 15.594
2017-03-16 11:00 | 30 | 2 | 15.594
2017-03-16 12:00 | 15 | 1 | 7.797
2017-03-16 13:00 | 15 | 1 | 7.797
2017-03-16 14:00 | 22.5 | 2 | 12.0465
2017-03-16 15:00 | 15 | 1 | 7.797
2017-03-16 16:00 | 14.5975 | 1 | 7.6066
2017-03-16 17:00 | 30 | 2 | 15.594
2017-03-16 18:00 | 30 | 2 | 15.594
2017-03-16 19:00 | 30 | 2 | 15.594
2017-03-16 20:00 | 0 | 0 | 0
2017-03-16 21:00 | 0 | 0 | 0
2017-03-16 22:00 | 0 | 0 | 0
2017-03-16 23:00 | 0 | 0 | 0
2017-03-17 | 13.735 | 1 | 7.1987
2017-03-17 01:00 | 13.3144 | 1 | 6.9997
2017-03-17 02:00 | 12.8103 | 1 | 6.7613
2017-03-17 03:00 | 12.1763 | 1 | 6.4614
2017-03-17 04:00 | 11.5914 | 1 | 6.1847
2017-03-17 05:00 | 0 | 0 | 0
2017-03-17 06:00 | 0 | 0 | 0
2017-03-17 07:00 | 0 | 0 | 0
2017-03-17 08:00 | 0 | 0 | 0
2017-03-17 09:00 | 30 | 2 | 15.594
2017-03-17 10:00 | 30 | 2 | 15.594
2017-03-17 11:00 | 30 | 2 | 15.594
2017-03-17 12:00 | 22.618 | 2 | 12.1023
2017-03-17 13:00 | 15 | 1 | 7.797
2017-03-17 14:00 | 15 | 1 | 7.797
2017-03-17 15:00 | 15 | 1 | 7.797
2017-03-17 16:00 | 15 | 1 | 7.797
2017-03-17 17:00 | 30 | 2 | 15.594
2017-03-17 18:00 | 30 | 2 | 15.594
2017-03-17 19:00 | 30 | 2 | 15.594
2017-03-17 20:00 | 0 | 0 | 0
2017-03-17 21:00 | 0 | 0 | 0
2017-03-17 22:00 | 0 | 0 | 0
2017-03-17 23:00 | 0 | 0 | 0
2017-03-18 | 11.4257 | 1 | 6.1064
2017-03-18 01:00 | 11.8625 | 1 | 6.313
2017-03-18 02:00 | 11.599 | 1 | 6.1883
2017-03-18 03:00 | 11.089 | 1 | 5.9471
2017-03-18 04:00 | 9.9983 | 1 | 5.4312
2017-03-18 05:00 | 0 | 0 | 0
2017-03-18 06:00 | 7.5 | 1 | 4.2495
2017-03-18 07:00 | 0 | 0 | 0
2017-03-18 08:00 | 0 | 0 | 0
2017-03-18 09:00 | 30 | 2 | 15.594
2017-03-18 10:00 | 30 | 2 | 15.594
2017-03-18 11:00 | 30 | 2 | 15.594
2017-03-18 12:00 | 15 | 1 | 7.797
2017-03-18 13:00 | 15 | 1 | 7.797
2017-03-18 14:00 | 22.5 | 2 | 12.0465
2017-03-18 15:00 | 15 | 1 | 7.797
2017-03-18 16:00 | 14.3212 | 1 | 7.4759
2017-03-18 17:00 | 30 | 2 | 15.594
2017-03-18 18:00 | 30 | 2 | 15.594
2017-03-18 19:00 | 30 | 2 | 15.594
2017-03-18 20:00 | 0 | 0 | 0
2017-03-18 21:00 | 0 | 0 | 0
2017-03-18 22:00 | 0 | 0 | 0
2017-03-18 23:00 | 0 | 0 | 0
2017-03-19 | 13.601 | 1 | 7.1353
2017-03-19 01:00 | 11.751 | 1 | 6.2602
2017-03-19 02:00 | 11.341 | 1 | 6.0663
2017-03-19 03:00 | 10.719 | 1 | 5.7721
2017-03-19 04:00 | 11.3218 | 1 | 6.0572
2017-03-19 05:00 | 0 | 0 | 0
2017-03-19 06:00 | 0 | 0 | 0
2017-03-19 07:00 | 0 | 0 | 0
2017-03-19 08:00 | 0 | 0 | 0
2017-03-19 09:00 | 30 | 2 | 15.594
2017-03-19 10:00 | 30 | 2 | 15.594
2017-03-19 11:00 | 30 | 2 | 15.594
2017-03-19 12:00 | 23.4193 | 2 | 12.4813
2017-03-19 13:00 | 15 | 1 | 7.797
2017-03-19 14:00 | 22.5 | 2 | 12.0465
2017-03-19 15:00 | 15 | 1 | 7.797
2017-03-19 16:00 | 15 | 1 | 7.797
2017-03-19 17:00 | 30 | 2 | 15.594
2017-03-19 18:00 | 30 | 2 | 15.594
2017-03-19 19:00 | 30 | 2 | 15.594
2017-03-19 20:00 | 0 | 0 | 0
2017-03-19 21:00 | 0 | 0 | 0
2017-03-19 22:00 | 0 | 0 | 0
2017-03-19 23:00 | 0 | 0 | 0
2017-03-20 | 12.9127 | 1 | 6.8097
2017-03-20 01:00 | 11.3773 | 1 | 6.0835
2017-03-20 02:00 | 10.9532 | 1 | 5.8829
2017-03-20 03:00 | 10.541 | 1 | 5.6879
2017-03-20 04:00 | 10.0931 | 1 | 5.476
2017-03-20 05:00 | 0 | 0 | 0
2017-03-20 06:00 | 0 | 0 | 0
2017-03-20 07:00 | 0 | 0 | 0
2017-03-20 08:00 | 0 | 0 | 0
2017-03-20 09:00 | 30 | 2 | 15.594
2017-03-20 10:00 | 30 | 2 | 15.594
2017-03-20 11:00 | 30 | 2 | 15.594
2017-03-20 12:00 | 24.1192 | 2 | 12.8124
2017-03-20 13:00 | 15 | 1 | 7.797
2017-03-20 14:00 | 15 | 1 | 7.797
2017-03-20 15:00 | 15 | 1 | 7.797
2017-03-20 16:00 | 15 | 1 | 7.797
2017-03-20 17:00 | 30 | 2 | 15.594
2017-03-20 18:00 | 30 | 2 | 15.594
2017-03-20 19:00 | 30 | 2 | 15.594
2017-03-20 20:00 | 0 | 0 | 0
2017-03-20 21:00 | 0 | 0 | 0
2017-03-20 22:00 | 0 | 0 | 0
2017-03-20 23:00 | 0 | 0 | 0
2017-03-21 | 13.1817 | 1 | 6.937

## Cost Time Series
| Battery Flow Out 1 (USD) | Battery Flow In 1 (USD) | Generator Cost 1 (USD)
2016-03-21 01:00 | 0 | 0 | 6.7556
2016-03-21 02:00 | 0 | 0 | 6.6072
2016-03-21 03:00 | 0 | 0 | 6.4109
2016-03-21 04:00 | 0 | 0 | 6.1336
2016-03-21 05:00 | 0.35661 | 0 | 0
2016-03-21 06:00 | 0.32886 | 0 | 0
2016-03-21 07:00 | 0.30166 | 0 | 0
2016-03-21 08:00 | 0.28871 | 0 | 0
2016-03-21 09:00 | 0 | 0 | 15.594
2016-03-21 10:00 | 0 | 0 | 15.594
2016-03-21 11:00 | 0 | 0 | 15.594
2016-03-21 12:00 | 0 | 0 | 12.1473
2016-03-21 13:00 | 0 | 0 | 7.797
2016-03-21 14:00 | 0 | 0 | 7.797
2016-03-21 15:00 | 0 | 0.046183 | 7.797
2016-03-21 16:00 | 0 | 0 | 7.797
2016-03-21 17:00 | 0 | 0 | 15.594
2016-03-21 18:00 | 0 | 0.73593 | 15.594
2016-03-21 19:00 | 0 | 0.63155 | 15.594
2016-03-21 20:00 | 0.72527 | 0 | 0
2016-03-21 21:00 | 0.75165 | 0 | 0
2016-03-21 22:00 | 0.70133 | 0 | 0
2016-03-21 23:00 | 0.63137 | 0 | 0
2016-03-22 | 0.053281 | 0 | 6.5502
2016-03-22 01:00 | 0.0087438 | 0 | 6.0841
2016-03-22 02:00 | 0.020023 | 0 | 5.7673
2016-03-22 03:00 | 0 | 0 | 5.853
2016-03-22 04:00 | 0 | 0 | 5.9457
2016-03-22 05:00 | 0.38791 | 0 | 0
2016-03-22 06:00 | 0.37488 | 0 | 0
2016-03-22 07:00 | 0.31998 | 0 | 0
2016-03-22 08:00 | 0.29459 | 0 | 0
2016-03-22 09:00 | 0 | 0.83228 | 15.594
2016-03-22 10:00 | 0 | 0.83561 | 15.594
2016-03-22 11:00 | 0 | 0.83072 | 15.594
2016-03-22 12:00 | 0 | 0 | 12.1368
2016-03-22 13:00 | 0 | 0.23813 | 7.797
2016-03-22 14:00 | 0 | 0.49946 | 12.0465
2016-03-22 15:00 | 0 | 0.21697 | 7.797
2016-03-22 16:00 | 0 | 0.22166 | 7.7544
2016-03-22 17:00 | 0 | 0 | 15.594
2016-03-22 18:00 | 0 | 0.75499 | 15.594
2016-03-22 19:00 | 0 | 0 | 15.594
2016-03-22 20:00 | 0.7161 | 0 | 0
2016-03-22 21:00 | 0.70836 | 0 | 0
2016-03-22 22:00 | 0.68498 | 0 | 0
2016-03-22 23:00 | 0.60192 | 0 | 0
2016-03-23 | 0.02172 | 0 | 6.9267
2016-03-23 01:00 | 0 | 0.026105 | 6.6105
2016-03-23 02:00 | 0 | 0.037098 | 6.3116
2016-03-23 03:00 | 0 | 0.019183 | 5.9573
2016-03-23 04:00 | 0 | 0 | 5.5777
2016-03-23 05:00 | 0.35039 | 0 | 0
2016-03-23 06:00 | 0.35257 | 0 | 0
2016-03-23 07:00 | 0.30458 | 0 | 0
2016-03-23 08:00 | 0.27909 | 0 | 0
2016-03-23 09:00 | 0 | 0.85899 | 15.594
2016-03-23 10:00 | 0 | 0 | 15.594
2016-03-23 11:00 | 0 | 0.82965 | 15.594
2016-03-23 12:00 | 0 | 0 | 7.797
2016-03-23 13:00 | 0 | 0 | 7.797
2016-03-23 14:00 | 0 | 0.51001 | 12.0465
2016-03-23 15:00 | 0 | 0.22241 | 7.797
2016-03-23 16:00 | 0 | 0.21285 | 7.6843
2016-03-23 17:00 | 0 | 0.77715 | 15.594
2016-03-23 18:00 | 0 | 0.74892 | 15.594
2016-03-23 19:00 | 0 | 0.51204 | 15.594
2016-03-23 20:00 | 0.76065 | 0 | 0
2016-03-23 21:00 | 0.77049 | 0 | 0
2016-03-23 22:00 | 0.6865 | 0 | 0
2016-03-23 23:00 | 0.59026 | 0 | 0
2016-03-24 | 0.044006 | 0 | 6.3149
2016-03-24 01:00 | 0.0073614 | 0 | 6.0313
2016-03-24 02:00 | 0.00067151 | 0 | 5.8141
2016-03-24 03:00 | 0 | 0.00239 | 5.5557
2016-03-24 04:00 | 0.025559 | 0 | 5.293
2016-03-24 05:00 | 0.37189 | 0 | 0
2016-03-24 06:00 | 0.35627 | 0 | 0
2016-03-24 07:00 | 0.30784 | 0 | 0
2016-03-24 08:00 | 0.29852 | 0 | 0
2016-03-24 09:00 | 0 | 0.82362 | 15.594
2016-03-24 10:00 | 0 | 0.82995 | 15.594
2016-03-24 11:00 | 0 | 0.46019 | 15.594
2016-03-24 12:00 | 0 | 0.56742 | 12.2152
2016-03-24 13:00 | 0 | 0 | 7.797
2016-03-24 14:00 | 0 | 0 | 7.797
2016-03-24 15:00 | 0 | 0.24283 | 7.797
2016-03-24 16:00 | 0 | 0.23699 | 7.797
2016-03-24 17:00 | 0 | 0.77996 | 15.594
2016-03-24 18:00 | 0 | 0.73256 | 15.594
2016-03-24 19:00 | 0 | 0 | 15.594
2016-03-24 20:00 | 0.70163 | 0 | 0
2016-03-24 21:00 | 0.73889 | 0 | 0
2016-03-24 22:00 | 0.71184 | 0 | 0
2016-03-24 23:00 | 0.63348 | 0 | 0
2016-03-25 | 0.068283 | 0 | 6.6975
2016-03-25 01:00 | 0 | 0 | 6.5407
2016-03-25 02:00 | 0 | 0 | 6.2834
2016-03-25 03:00 | 0 | 0 | 6.1141
2016-03-25 04:00 | 0 | 0 | 6.0549
2016-03-25 05:00 | 0.39161 | 0 | 0
2016-03-25 06:00 | 0.39102 | 0 | 0
2016-03-25 07:00 | 0.3374 | 0 | 0
2016-03-25 08:00 | 0.29489 | 0 | 0
2016-03-25 09:00 | 0 | 0.83379 | 15.594
2016-03-25 10:00 | 0 | 0.85729 | 15.594
2016-03-25 11:00 | 0 | 0.86173 | 15.594
2016-03-25 12:00 | 0 | 0.58702 | 12.6171
2016-03-25 13:00 | 0 | 0.24331 | 7.797
2016-03-25 14:00 | 0 | 0.2449 | 7.797
2016-03-25 15:00 | 0 | 0.257 | 7.797
2016-03-25 16:00 | 0 | 0 | 7.797
2016-03-25 17:00 | 0 | 0 | 15.594
2016-03-25 18:00 | 0 | 0.22985 | 15.594
2016-03-25 19:00 | 0 | 0.61535 | 15.594
2016-03-25 20:00 | 0.71854 | 0 | 0
2016-03-25 21:00 | 0.74862 | 0 | 0
2016-03-25 22:00 | 0.73397 | 0 | 0
2016-03-25 23:00 | 0.65927 | 0 | 0
2016-03-26 | 0 | 0 | 7.6939
2016-03-26 01:00 | 0 | 0 | 6.8046
2016-03-26 02:00 | 0 | 0 | 6.5095
2016-03-26 03:00 | 0 | 0 | 6.1079
2016-03-26 04:00 | 0 | 0.037738 | 6.3997
2016-03-26 05:00 | 0.40511 | 0 | 0
2016-03-26 06:00 | 0.38894 | 0 | 0
2016-03-26 07:00 | 0.34255 | 0 | 0
2016-03-26 08:00 | 0.3061 | 0 | 0
2016-03-26 09:00 | 0 | 0 | 15.594
2016-03-26 10:00 | 0 | 0.84819 | 15.594
2016-03-26 11:00 | 0 | 0.6769 | 15.594
2016-03-26 12:00 | 0 | 0.59528 | 12.6585
2016-03-26 13:00 | 0 | 0.25793 | 7.797
2016-03-26 14:00 | 0 | 0 | 12.0465
2016-03-26 15:00 | 0 | 0.23765 | 7.797
2016-03-26 16:00 | 0 | 0 | 7.6727
2016-03-26 17:00 | 0 | 0.77426 | 15.594
2016-03-26 18:00 | 0 | 0.74033 | 15.594
2016-03-26 19:00 | 0 | 0.5997 | 15.594
2016-03-26 20:00 | 0.74707 | 0 | 0
2016-03-26 21:00 | 0.78425 | 0 | 0
2016-03-26 22:00 | 0.74333 | 0 | 0
2016-03-26 23:00 | 0.63703 | 0 | 0
2016-03-27 | 0 | 0 | 7.3429
2016-03-27 01:00 | 0 | 0.029129 | 7.1122
2016-03-27 02:00 | 0 | 0 | 6.4447
2016-03-27 03:00 | 0 | 0 | 6.2981
2016-03-27 04:00 | 0 | 0 | 6.0748
2016-03-27 05:00 | 0.3845 | 0 | 0
2016-03-27 06:00 | 0.37059 | 0 | 0
2016-03-27 07:00 | 0.32708 | 0 | 0
2016-03-27 08:00 | 0.30148 | 0 | 0
2016-03-27 09:00 | 0 | 0 | 15.594
2016-03-27 10:00 | 0 | 0.82876 | 15.594
2016-03-27 11:00 | 0 | 0.023751 | 15.594
2016-03-27 12:00 | 0 | 0.59829 | 12.889
2016-03-27 13:00 | 0 | 0.25219 | 7.797
2016-03-27 14:00 | 0 | 0.52422 | 12.0465
2016-03-27 15:00 | 0 | 0.22063 | 7.3874
2016-03-27 16:00 | 0 | 0.16537 | 6.7391
2016-03-27 17:00 | 0 | 0.78399 | 15.594
2016-03-27 18:00 | 0 | 0.73889 | 15.594
2016-03-27 19:00 | 0 | 0.59415 | 15.594
2016-03-27 20:00 | 0.73678 | 0 | 0
2016-03-27 21:00 | 0.75136 | 0 | 0
2016-03-27 22:00 | 0.72239 | 0 | 0
2016-03-27 23:00 | 0.66112 | 0 | 0
2016-03-28 | 0.039994 | 0 | 7.1774
2016-03-28 01:00 | 0 | 0.012261 | 6.8025
2016-03-28 02:00 | 0 | 0.029792 | 6.4916
2016-03-28 03:00 | 0 | 0.0057751 | 6.2253
2016-03-28 04:00 | 0 | 0.0063671 | 6.0223
2016-03-28 05:00 | 0.39716 | 0 | 0
2016-03-28 06:00 | 0.3633 | 0 | 0
2016-03-28 07:00 | 0.31531 | 0 | 0
2016-03-28 08:00 | 0.28901 | 0 | 0
2016-03-28 09:00 | 0 | 0.018779 | 15.594
2016-03-28 10:00 | 0 | 0.84205 | 15.594
2016-03-28 11:00 | 0 | 0.85488 | 15.594
2016-03-28 12:00 | 0 | 0.25822 | 7.797
2016-03-28 13:00 | 0 | 0.22603 | 7.797
2016-03-28 14:00 | 0 | 0.51034 | 12.0465
2016-03-28 15:00 | 0 | 0.22955 | 7.797
2016-03-28 16:00 | 0 | 0.23132 | 7.797
2016-03-28 17:00 | 0 | 0.77792 | 15.594
2016-03-28 18:00 | 0 | 0.73512 | 15.594
2016-03-28 19:00 | 0 | 0 | 15.594
2016-03-28 20:00 | 0.70008 | 0 | 0
2016-03-28 21:00 | 0.71062 | 0 | 0
2016-03-28 22:00 | 0.68091 | 0 | 0
2016-03-28 23:00 | 0.60362 | 0 | 0
2016-03-29 | 0.096667 | 0 | 6.1937
2016-03-29 01:00 | 0.041699 | 0 | 5.9622
2016-03-29 02:00 | 0.02133 | 0 | 5.761
2016-03-29 03:00 | 0.0067482 | 0 | 5.7771
2016-03-29 04:00 | 0 | 0 | 5.8293
2016-03-29 05:00 | 0.38495 | 0 | 0
2016-03-29 06:00 | 0.38236 | 0 | 0
2016-03-29 07:00 | 0.33474 | 0 | 0
2016-03-29 08:00 | 0.30532 | 0 | 0
2016-03-29 09:00 | 0 | 0 | 15.594
2016-03-29 10:00 | 0 | 0.8604 | 15.594
2016-03-29 11:00 | 0 | 0.8517 | 15.594
2016-03-29 12:00 | 0 | 0.27731 | 7.797
2016-03-29 13:00 | 0 | 0.25145 | 7.797
2016-03-29 14:00 | 0 | 0 | 12.0465
2016-03-29 15:00 | 0 | 0.11899 | 7.797
2016-03-29 16:00 | 0 | 0.2229 | 7.5053
2016-03-29 17:00 | 0 | 0.7841 | 15.594
2016-03-29 18:00 | 0 | 0.74044 | 15.594
2016-03-29 19:00 | 0 | 0.62293 | 15.594
2016-03-29 20:00 | 0.69934 | 0 | 0
2016-03-29 21:00 | 0.7091 | 0 | 0
2016-03-29 22:00 | 0.72686 | 0 | 0
2016-03-29 23:00 | 0.66907 | 0 | 0
2016-03-30 | 0.050449 | 0 | 6.9335
2016-03-30 01:00 | 0 | 0 | 6.6244
2016-03-30 02:00 | 0 | 0 | 6.2981
2016-03-30 03:00 | 0 | 0 | 6.1164
2016-03-30 04:00 | 0 | 0 | 5.9154
2016-03-30 05:00 | 0.39361 | 0 | 0
2016-03-30 06:00 | 0.38362 | 0 | 0
2016-03-30 07:00 | 0.33999 | 0 | 0
2016-03-30 08:00 | 0.297 | 0 | 0
2016-03-30 09:00 | 0 | 0.84094 | 15.594
2016-03-30 10:00 | 0 | 0 | 15.594
2016-03-30 11:00 | 0 | 0.85936 | 15.594
2016-03-30 12:00 | 0 | 0.29563 | 7.797
2016-03-30 13:00 | 0 | 0.25948 | 7.797
2016-03-30 14:00 | 0 | 0.51341 | 12.0465
2016-03-30 15:00 | 0 | 0.21797 | 7.797
2016-03-30 16:00 | 0 | 0.2341 | 7.797
2016-03-30 17:00 | 0 | 0.77559 | 15.594
2016-03-30 18:00 | 0 | 0.73376 | 15.594
2016-03-30 19:00 | 0 | 0 | 15.594
2016-03-30 20:00 | 0.74067 | 0 | 0
2016-03-30 21:00 | 0.75824 | 0 | 0
2016-03-30 22:00 | 0.7299 | 0 | 0
2016-03-30 23:00 | 0.62974 | 0 | 0
2016-03-31 | 0.037499 | 0 | 7.2609
2016-03-31 01:00 | 0 | 0 | 6.5549
2016-03-31 02:00 | 0 | 0 | 6.0857
2016-03-31 03:00 | 0 | 0 | 5.7726
2016-03-31 04:00 | 0 | 0 | 5.7319
2016-03-31 05:00 | 0.37555 | 0 | 0
2016-03-31 06:00 | 0.36926 | 0 | 0
2016-03-31 07:00 | 0.33463 | 0 | 0
2016-03-31 08:00 | 0.29356 | 0 | 0
2016-03-31 09:00 | 0 | 0.84264 | 15.594
2016-03-31 10:00 | 0 | 0.85481 | 15.594
2016-03-31 11:00 | 0 | 0 | 15.594
2016-03-31 12:00 | 0 | 0.60452 | 12.8069
2016-03-31 13:00 | 0 | 0 | 12.1866
2016-03-31 14:00 | 0 | 0 | 6.7619
2016-03-31 15:00 | 0 | 0.26492 | 7.797
2016-03-31 16:00 | 0 | 0 | 7.797
2016-03-31 17:00 | 0 | 0.80412 | 15.594
2016-03-31 18:00 | 0 | 0.75332 | 15.594
2016-03-31 19:00 | 0 | 0.60591 | 15.594
2016-03-31 20:00 | 0.66004 | 0 | 0
2016-03-31 21:00 | 0.6862 | 0 | 0
2016-03-31 22:00 | 0.67481 | 0 | 0
2016-03-31 23:00 | 0.61335 | 0 | 0
2016-04-01 | 0.14244 | 0 | 5.5484
2016-04-01 01:00 | 0.079875 | 0 | 5.2774
2016-04-01 02:00 | 0.063677 | 0 | 5.0569
2016-04-01 03:00 | 0.061393 | 0 | 4.8733
2016-04-01 04:00 | 0.041683 | 0 | 4.9422
2016-04-01 05:00 | 0.34976 | 0 | 0
2016-04-01 06:00 | 0.3481 | 0 | 0
2016-04-01 07:00 | 0.29382 | 0 | 0
2016-04-01 08:00 | 0.25389 | 0 | 0
2016-04-01 09:00 | 0 | 0.87653 | 15.594
2016-04-01 10:00 | 0 | 0 | 15.594
2016-04-01 11:00 | 0 | 0.88086 | 15.594
2016-04-01 12:00 | 0 | 0.62087 | 12.4672
2016-04-01 13:00 | 0 | 0.296 | 7.797
2016-04-01 14:00 | 0 | 0 | 12.0465
2016-04-01 15:00 | 0 | 0.27006 | 7.797
2016-04-01 16:00 | 0 | 0.28028 | 7.797
2016-04-01 17:00 | 0 | 0.83024 | 15.594
2016-04-01 18:00 | 0 | 0.088799 | 15.594
2016-04-01 19:00 | 0 | 0.5866 | 15.594
2016-04-01 20:00 | 0.64643 | 0 | 0
2016-04-01 21:00 | 0.67936 | 0 | 0
2016-04-01 22:00 | 0.67825 | 0 | 0
2016-04-01 23:00 | 0.57953 | 0 | 0
2016-04-02 | 0.045926 | 0 | 6.4063
2016-04-02 01:00 | 0 | 0.015839 | 6.3657
2016-04-02 02:00 | 0 | 0.032107 | 6.219
2016-04-02 03:00 | 0 | 0.030132 | 5.7411
2016-04-02 04:00 | 0 | 0.0024892 | 5.2874
2016-04-02 05:00 | 0.34739 | 0 | 0
2016-04-02 06:00 | 0.3357 | 0 | 0
2016-04-02 07:00 | 0.29023 | 0 | 0
2016-04-02 08:00 | 0.25844 | 0 | 0
2016-04-02 09:00 | 0 | 0.87335 | 15.594
2016-04-02 10:00 | 0 | 0.46346 | 15.594
2016-04-02 11:00 | 0 | 0.86095 | 15.594
2016-04-02 12:00 | 0 | 0.59131 | 12.4218
2016-04-02 13:00 | 0 | 0.27276 | 7.797
2016-04-02 14:00 | 0 | 0 | 12.0465
2016-04-02 15:00 | 0 | 0.2328 | 7.797
2016-04-02 16:00 | 0 | 0.21582 | 7.6357
2016-04-02 17:00 | 0 | 0 | 15.594
2016-04-02 18:00 | 0 | 0 | 15.594
2016-04-02 19:00 | 0 | 0.58749 | 15.594
2016-04-02 20:00 | 0.63773 | 0 | 0
2016-04-02 21:00 | 0.66951 | 0 | 0
2016-04-02 22:00 | 0.64262 | 0 | 0
2016-04-02 23:00 | 0.5745 | 0 | 0
2016-04-03 | 0.028266 | 0 | 6.5497
2016-04-03 01:00 | 0 | 0.014513 | 6.2362
2016-04-03 02:00 | 0 | 0.0081384 | 5.9556
2016-04-03 03:00 | 0.0044132 | 0 | 5.6849
2016-04-03 04:00 | 0.015735 | 0 | 5.4508
2016-04-03 05:00 | 0.38273 | 0 | 0
2016-04-03 06:00 | 0.36338 | 0 | 0
2016-04-03 07:00 | 0.29985 | 0 | 0
2016-04-03 08:00 | 0.26126 | 0 | 0
2016-04-03 09:00 | 0 | 0 | 15.594
2016-04-03 10:00 | 0 | 0.88474 | 15.594
2016-04-03 11:00 | 0 | 0 | 15.594
2016-04-03 12:00 | 0 | 0.30355 | 7.797
2016-04-03 13:00 | 0 | 0.2846 | 7.797
2016-04-03 14:00 | 0 | 0.51918 | 12.0465
2016-04-03 15:00 | 0 | 0.21689 | 7.797
2016-04-03 16:00 | 0 | 0.22026 | 7.797
2016-04-03 17:00 | 0 | 0.78862 | 15.594
2016-04-03 18:00 | 0 | 0.77374 | 15.594
2016-04-03 19:00 | 0 | 0 | 15.594
2016-04-03 20:00 | 0.64798 | 0 | 0
2016-04-03 21:00 | 0.66951 | 0 | 0
2016-04-03 22:00 | 0.65701 | 0 | 0
2016-04-03 23:00 | 0.55681 | 0 | 0
2016-04-04 | 0.014987 | 0 | 6.6391
2016-04-04 01:00 | 0 | 0.0081439 | 6.4939
2016-04-04 02:00 | 0 | 0.021697 | 6.3219
2016-04-04 03:00 | 0.0041928 | 0 | 5.928
2016-04-04 04:00 | 0.019323 | 0 | 5.5634
2016-04-04 05:00 | 0.39183 | 0 | 0
2016-04-04 06:00 | 0.38713 | 0 | 0
2016-04-04 07:00 | 0.31912 | 0 | 0
2016-04-04 08:00 | 0.28079 | 0 | 0
2016-04-04 09:00 | 0 | 0.086517 | 15.594
2016-04-04 10:00 | 0 | 0.8809 | 15.594
2016-04-04 11:00 | 0 | 0 | 15.594
2016-04-04 12:00 | 0 | 0.31543 | 7.797
2016-04-04 13:00 | 0 | 0.31121 | 7.797
2016-04-04 14:00 | 0 | 0.54161 | 12.0465
2016-04-04 15:00 | 0 | 0.25545 | 7.797
2016-04-04 16:00 | 0 | 0.24376 | 7.797
2016-04-04 17:00 | 0 | 0.78359 | 15.594
2016-04-04 18:00 | 0 | 0.75339 | 15.594
2016-04-04 19:00 | 0 | 0.5584 | 15.594
2016-04-04 20:00 | 0.67814 | 0 | 0
2016-04-04 21:00 | 0.69467 | 0 | 0
2016-04-04 22:00 | 0.70034 | 0 | 0
2016-04-04 23:00 | 0.61124 | 0 | 0
2016-04-05 | 0.023763 | 0 | 6.7809
2016-04-05 01:00 | 0 | 0.012105 | 6.5195
2016-04-05 02:00 | 0 | 0.017685 | 6.2711
2016-04-05 03:00 | 0 | 0.012156 | 5.9861
2016-04-05 04:00 | 0.0073433 | 0 | 5.7799
2016-04-05 05:00 | 0.39109 | 0 | 0
2016-04-05 06:00 | 0.36778 | 0 | 0
2016-04-05 07:00 | 0.29918 | 0 | 0
2016-04-05 08:00 | 0.25893 | 0 | 0
2016-04-05 09:00 | 0 | 0.70392 | 15.594
2016-04-05 10:00 | 0 | 0 | 15.594
2016-04-05 11:00 | 0 | 0.88308 | 15.594
2016-04-05 12:00 | 0 | 0.32327 | 7.797
2016-04-05 13:00 | 0 | 0.29311 | 7.797
2016-04-05 14:00 | 0 | 0.25696 | 7.797
2016-04-05 15:00 | 0 | 0.24416 | 7.797
2016-04-05 16:00 | 0 | 0 | 7.797
2016-04-05 17:00 | 0 | 0.7942 | 15.594
2016-04-05 18:00 | 0 | 0.74906 | 15.594
2016-04-05 19:00 | 0 | 0 | 15.594
2016-04-05 20:00 | 0.68369 | 0 | 0
2016-04-05 21:00 | 0.72872 | 0 | 0
2016-04-05 22:00 | 0.71636 | 0 | 0
2016-04-05 23:00 | 0.60647 | 0 | 0
2016-04-06 | 0.044359 | 0 | 6.6969
2016-04-06 01:00 | 0.014985 | 0 | 6.4305
2016-04-06 02:00 | 0.0028868 | 0 | 6.1462
2016-04-06 03:00 | 0 | 0.0012328 | 5.9028
2016-04-06 04:00 | 0.0024625 | 0 | 5.6418
2016-04-06 05:00 | 0.38602 | 0 | 0
2016-04-06 06:00 | 0.35842 | 0 | 0
2016-04-06 07:00 | 0.30192 | 0 | 0
2016-04-06 08:00 | 0.26288 | 0 | 0
2016-04-06 09:00 | 0 | 0.86402 | 15.594
2016-04-06 10:00 | 0 | 0.88178 | 15.594
2016-04-06 11:00 | 0 | 0.87797 | 15.594
2016-04-06 12:00 | 0 | 0 | 7.797
2016-04-06 13:00 | 0 | 0.29837 | 7.797
2016-04-06 14:00 | 0 | 0 | 12.0465
2016-04-06 15:00 | 0 | 0.25619 | 7.797
2016-04-06 16:00 | 0 | 0.24991 | 7.5928
2016-04-06 17:00 | 0 | 0 | 15.594
2016-04-06 18:00 | 0 | 0.76316 | 15.594
2016-04-06 19:00 | 0 | 0.53883 | 15.594
2016-04-06 20:00 | 0.72561 | 0 | 0
2016-04-06 21:00 | 0.73819 | 0 | 0
2016-04-06 22:00 | 0.739 | 0 | 0
2016-04-06 23:00 | 0.6542 | 0 | 0
2016-04-07 | 0.052669 | 0 | 6.838
2016-04-07 01:00 | 0.022279 | 0 | 6.4574
2016-04-07 02:00 | 0.018735 | 0 | 6.0931
2016-04-07 03:00 | 0.011148 | 0 | 5.744
2016-04-07 04:00 | 0.017642 | 0 | 5.4302
2016-04-07 05:00 | 0.37474 | 0 | 0
2016-04-07 06:00 | 0.3498 | 0 | 0
2016-04-07 07:00 | 0.2879 | 0 | 0
2016-04-07 08:00 | 0.26037 | 0 | 0
2016-04-07 09:00 | 0 | 0 | 15.594
2016-04-07 10:00 | 0 | 0.89544 | 15.594
2016-04-07 11:00 | 0 | 0.71591 | 15.594
2016-04-07 12:00 | 0 | 0 | 7.797
2016-04-07 13:00 | 0 | 0.27528 | 7.797
2016-04-07 14:00 | 0 | 0.23821 | 7.797
2016-04-07 15:00 | 0 | 0.23883 | 7.797
2016-04-07 16:00 | 0 | 0.23225 | 7.797
2016-04-07 17:00 | 0 | 0.79058 | 15.594
2016-04-07 18:00 | 0 | 0.76505 | 15.594
2016-04-07 19:00 | 0 | 0.56011 | 15.594
2016-04-07 20:00 | 0.66075 | 0 | 0
2016-04-07 21:00 | 0.68221 | 0 | 0
2016-04-07 22:00 | 0.70396 | 0 | 0
2016-04-07 23:00 | 0.63037 | 0 | 0
2016-04-08 | 0.016582 | 0 | 7.0742
2016-04-08 01:00 | 0.039744 | 0 | 5.5644
2016-04-08 02:00 | 0.043902 | 0 | 5.3296
2016-04-08 03:00 | 0.060285 | 0 | 5.1164
2016-04-08 04:00 | 0.071643 | 0 | 4.9168
2016-04-08 05:00 | 0.40267 | 0 | 0
2016-04-08 06:00 | 0.37884 | 0 | 0
2016-04-08 07:00 | 0.31028 | 0 | 0
2016-04-08 08:00 | 0.26781 | 0 | 0
2016-04-08 09:00 | 0 | 0.8554 | 15.594
2016-04-08 10:00 | 0 | 0.84956 | 15.594
2016-04-08 11:00 | 0 | 0.85592 | 15.594
2016-04-08 12:00 | 0 | 0.28427 | 7.797
2016-04-08 13:00 | 0 | 0.26422 | 7.797
2016-04-08 14:00 | 0 | 0.51352 | 12.0465
2016-04-08 15:00 | 0 | 0.23018 | 7.797
2016-04-08 16:00 | 0 | 0.23565 | 7.797
2016-04-08 17:00 | 0 | 0 | 15.594
2016-04-08 18:00 | 0 | 0.065316 | 15.594
2016-04-08 19:00 | 0 | 0.5762 | 15.594
2016-04-08 20:00 | 0.73271 | 0 | 0
2016-04-08 21:00 | 0.7662 | 0 | 0
2016-04-08 22:00 | 0.74192 | 0 | 0
2016-04-08 23:00 | 0.61087 | 0 | 0
2016-04-09 | 0.0018311 | 0 | 6.7415
2016-04-09 01:00 | 0 | 0 | 6.1396
2016-04-09 02:00 | 0 | 0 | 5.6718
2016-04-09 03:00 | 0 | 0 | 5.7361
2016-04-09 04:00 | 0 | 0 | 5.9977
2016-04-09 05:00 | 0.40319 | 0 | 0
2016-04-09 06:00 | 0.40097 | 0 | 0
2016-04-09 07:00 | 0.32516 | 0 | 0
2016-04-09 08:00 | 0.28619 | 0 | 0
2016-04-09 09:00 | 0 | 0.8584 | 15.594
2016-04-09 10:00 | 0 | 0.87908 | 15.594
2016-04-09 11:00 | 0 | 0.87316 | 15.594
2016-04-09 12:00 | 0 | 0 | 12.2722
2016-04-09 13:00 | 0 | 0.28756 | 7.797
2016-04-09 14:00 | 0 | 0.53754 | 12.0465
2016-04-09 15:00 | 0 | 0 | 7.797
2016-04-09 16:00 | 0 | 0 | 7.734
2016-04-09 17:00 | 0 | 0 | 15.594
2016-04-09 18:00 | 0 | 0.74049 | 15.594
2016-04-09 19:00 | 0 | 0.554 | 15.594
2016-04-09 20:00 | 0.71909 | 0 | 0
2016-04-09 21:00 | 0.76827 | 0 | 0
2016-04-09 22:00 | 0.71898 | 0 | 0
2016-04-09 23:00 | 0.60221 | 0 | 0
2016-04-10 | 0.04438 | 0 | 6.4043
2016-04-10 01:00 | 0 | 0.010027 | 5.9622
2016-04-10 02:00 | 0 | 0.0018587 | 5.6398
2016-04-10 03:00 | 0.0037606 | 0 | 5.3631
2016-04-10 04:00 | 0.026664 | 0 | 5.129
2016-04-10 05:00 | 0.37903 | 0 | 0
2016-04-10 06:00 | 0.35383 | 0 | 0
2016-04-10 07:00 | 0.29733 | 0 | 0
2016-04-10 08:00 | 0.27347 | 0 | 0
2016-04-10 09:00 | 0 | 0.055801 | 15.594
2016-04-10 10:00 | 0 | 0.87313 | 15.594
2016-04-10 11:00 | 0 | 0 | 15.594
2016-04-10 12:00 | 0 | 0.29285 | 7.797
2016-04-10 13:00 | 0 | 0.29123 | 7.797
2016-04-10 14:00 | 0 | 0.54505 | 12.0465
2016-04-10 15:00 | 0 | 0.23314 | 7.797
2016-04-10 16:00 | 0 | 0.19875 | 7.3925
2016-04-10 17:00 | 0 | 0.78481 | 15.594
2016-04-10 18:00 | 0 | 0.773 | 15.594
2016-04-10 19:00 | 0 | 0.57972 | 15.594
2016-04-10 20:00 | 0.70085 | 0 | 0
2016-04-10 21:00 | 0.70281 | 0 | 0
2016-04-10 22:00 | 0.68013 | 0 | 0
2016-04-10 23:00 | 0.53465 | 0 | 0
2016-04-11 | 0 | 0.084188 | 7.7011
2016-04-11 01:00 | 0 | 0.1204 | 7.4371
2016-04-11 02:00 | 0 | 0.11771 | 7.2106
2016-04-11 03:00 | 0 | 0.11394 | 6.9396
2016-04-11 04:00 | 0 | 0.076226 | 6.7035
2016-04-11 05:00 | 0.38365 | 0 | 0
2016-04-11 06:00 | 0.37315 | 0 | 0
2016-04-11 07:00 | 0.32393 | 0 | 0
2016-04-11 08:00 | 0.28697 | 0 | 0
2016-04-11 09:00 | 0 | 0.62391 | 15.594
2016-04-11 10:00 | 0 | 0.86151 | 15.594
2016-04-11 11:00 | 0 | 0.83616 | 15.594
2016-04-11 12:00 | 0 | 0.2731 | 7.797
2016-04-11 13:00 | 0 | 0.28927 | 7.797
2016-04-11 14:00 | 0 | 0 | 12.0465
2016-04-11 15:00 | 0 | 0.22104 | 7.797
2016-04-11 16:00 | 0 | 0 | 7.797
2016-04-11 17:00 | 0 | 0.79935 | 15.594
2016-04-11 18:00 | 0 | 0 | 15.594
2016-04-11 19:00 | 0 | 0 | 15.594
2016-04-11 20:00 | 0.6579 | 0 | 0
2016-04-11 21:00 | 0.69952 | 0 | 0
2016-04-11 22:00 | 0.6488 | 0 | 0
2016-04-11 23:00 | 0.52803 | 0 | 0
2016-04-12 | 0.0056492 | 0 | 6.4647
2016-04-12 01:00 | 0 | 0.036602 | 6.3143
2016-04-12 02:00 | 0 | 0 | 6.1841
2016-04-12 03:00 | 0 | 0 | 6.0333
2016-04-12 04:00 | 0 | 0.0075811 | 5.852
2016-04-12 05:00 | 0.38284 | 0 | 0
2016-04-12 06:00 | 0.35594 | 0 | 0
2016-04-12 07:00 | 0.3024 | 0 | 0
2016-04-12 08:00 | 0.25941 | 0 | 0
2016-04-12 09:00 | 0 | 0.87438 | 15.594
2016-04-12 10:00 | 0 | 0.87816 | 15.594
2016-04-12 11:00 | 0 | 0.014995 | 15.594
2016-04-12 12:00 | 0 | 0.27547 | 7.797
2016-04-12 13:00 | 0 | 0.26544 | 7.797
2016-04-12 14:00 | 0 | 0 | 12.0465
2016-04-12 15:00 | 0 | 0.21186 | 7.797
2016-04-12 16:00 | 0 | 0 | 7.3783
2016-04-12 17:00 | 0 | 0 | 15.594
2016-04-12 18:00 | 0 | 0.74673 | 15.594
2016-04-12 19:00 | 0 | 0.55078 | 15.594
2016-04-12 20:00 | 0.68583 | 0 | 0
2016-04-12 21:00 | 0.71843 | 0 | 0
2016-04-12 22:00 | 0.67514 | 0 | 0
2016-04-12 23:00 | 0.57405 | 0 | 0
2016-04-13 | 0.015284 | 0 | 6.9167
2016-04-13 01:00 | 0 | 0.027436 | 6.6195
2016-04-13 02:00 | 0 | 0 | 6.3528
2016-04-13 03:00 | 0 | 0.047576 | 6.0605
2016-04-13 04:00 | 0 | 0.023412 | 5.832
2016-04-13 05:00 | 0.38151 | 0 | 0
2016-04-13 06:00 | 0.37189 | 0 | 0
2016-04-13 07:00 | 0.30888 | 0 | 0
2016-04-13 08:00 | 0.27184 | 0 | 0
2016-04-13 09:00 | 0 | 0.85544 | 15.594
2016-04-13 10:00 | 0 | 0.8554 | 15.594
2016-04-13 11:00 | 0 | 0.84637 | 15.594
2016-04-13 12:00 | 0 | 0 | 7.797
2016-04-13 13:00 | 0 | 0.27347 | 7.797
2016-04-13 14:00 | 0 | 0.53406 | 12.0465
2016-04-13 15:00 | 0 | 0 | 7.6066
2016-04-13 16:00 | 0 | 0 | 7.0291
2016-04-13 17:00 | 0 | 0 | 15.594
2016-04-13 18:00 | 0 | 0.74673 | 15.594
2016-04-13 19:00 | 0 | 0.56514 | 15.594
2016-04-13 20:00 | 0.68254 | 0 | 0
2016-04-13 21:00 | 0.7242 | 0 | 0
2016-04-13 22:00 | 0.65076 | 0 | 0
2016-04-13 23:00 | 0.58223 | 0 | 0
2016-04-14 | 0.023396 | 0 | 6.7865
2016-04-14 01:00 | 0.00043613 | 0 | 6.3857
2016-04-14 02:00 | 0 | 0.0041369 | 6.0572
2016-04-14 03:00 | 0 | 0.010872 | 5.8141
2016-04-14 04:00 | 0 | 0 | 5.6467
2016-04-14 05:00 | 0.36079 | 0 | 0
2016-04-14 06:00 | 0.36016 | 0 | 0
2016-04-14 07:00 | 0.30891 | 0 | 0
2016-04-14 08:00 | 0.26788 | 0 | 0
2016-04-14 09:00 | 0 | 0.87868 | 15.594
2016-04-14 10:00 | 0 | 0.88034 | 15.594
2016-04-14 11:00 | 0 | 0 | 15.594
2016-04-14 12:00 | 0 | 0.59291 | 12.184
2016-04-14 13:00 | 0 | 0.29955 | 7.797
2016-04-14 14:00 | 0 | 0.53961 | 12.0465
2016-04-14 15:00 | 0 | 0.26111 | 7.797
2016-04-14 16:00 | 0 | 0.23716 | 7.6781
2016-04-14 17:00 | 0 | 0.73851 | 15.594
2016-04-14 18:00 | 0 | 0 | 15.594
2016-04-14 19:00 | 0 | 0 | 15.594
2016-04-14 20:00 | 0.69919 | 0 | 0
2016-04-14 21:00 | 0.71036 | 0 | 0
2016-04-14 22:00 | 0.67939 | 0 | 0
2016-04-14 23:00 | 0.61135 | 0 | 0
2016-04-15 | 0.070775 | 0 | 6.6098
2016-04-15 01:00 | 0.032202 | 0 | 6.3183
2016-04-15 02:00 | 0.013273 | 0 | 6.021
2016-04-15 03:00 | 0.022997 | 0 | 5.7198
2016-04-15 04:00 | 0.034777 | 0 | 5.476
2016-04-15 05:00 | 0.39035 | 0 | 0
2016-04-15 06:00 | 0.37152 | 0 | 0
2016-04-15 07:00 | 0.29507 | 0 | 0
2016-04-15 08:00 | 0.26573 | 0 | 0
2016-04-15 09:00 | 0 | 0.86402 | 15.594
2016-04-15 10:00 | 0 | 0.86258 | 15.594
2016-04-15 11:00 | 0 | 0 | 15.594
2016-04-15 12:00 | 0 | 0.30418 | 7.797
2016-04-15 13:00 | 0 | 0 | 7.797
2016-04-15 14:00 | 0 | 0.54146 | 12.0465
2016-04-15 15:00 | 0 | 0 | 7.797
2016-04-15 16:00 | 0 | 0 | 7.797
2016-04-15 17:00 | 0 | 0.80238 | 15.594
2016-04-15 18:00 | 0 | 0.76331 | 15.594
2016-04-15 19:00 | 0 | 0.51248 | 15.594
2016-04-15 20:00 | 0.68502 | 0 | 0
2016-04-15 21:00 | 0.69775 | 0 | 0
2016-04-15 22:00 | 0.69338 | 0 | 0
2016-04-15 23:00 | 0.62597 | 0 | 0
2016-04-16 | 0.080439 | 0 | 6.5677
2016-04-16 01:00 | 0.02837 | 0 | 6.2173
2016-04-16 02:00 | 0.032077 | 0 | 5.9098
2016-04-16 03:00 | 0.011903 | 0 | 5.6965
2016-04-16 04:00 | 0.001569 | 0 | 5.4621
2016-04-16 05:00 | 0.37292 | 0 | 0
2016-04-16 06:00 | 0.35983 | 0 | 0
2016-04-16 07:00 | 0.31002 | 0 | 0
2016-04-16 08:00 | 0.26229 | 0 | 0
2016-04-16 09:00 | 0 | 0 | 15.594
2016-04-16 10:00 | 0 | 0.27472 | 15.594
2016-04-16 11:00 | 0 | 0.88545 | 15.594
2016-04-16 12:00 | 0 | 0.62189 | 12.282
2016-04-16 13:00 | 0 | 0.30862 | 7.797
2016-04-16 14:00 | 0 | 0.55308 | 12.0465
2016-04-16 15:00 | 0 | 0.28586 | 7.797
2016-04-16 16:00 | 0 | 0.27838 | 7.7918
2016-04-16 17:00 | 0 | 0 | 15.594
2016-04-16 18:00 | 0 | 0.79006 | 15.594
2016-04-16 19:00 | 0 | 0.61305 | 15.594
2016-04-16 20:00 | 0.66293 | 0 | 0
2016-04-16 21:00 | 0.70396 | 0 | 0
2016-04-16 22:00 | 0.70237 | 0 | 0
2016-04-16 23:00 | 0.64077 | 0 | 0
2016-04-17 | 0.02318 | 0 | 6.9785
2016-04-17 01:00 | 0 | 0.020544 | 6.6543
2016-04-17 02:00 | 0 | 0 | 6.4242
2016-04-17 03:00 | 0 | 0.028915 | 6.4132
2016-04-17 04:00 | 0 | 0.060885 | 6.3452
2016-04-17 05:00 | 0.35675 | 0 | 0
2016-04-17 06:00 | 0.34639 | 0 | 0
2016-04-17 07:00 | 0.29622 | 0 | 0
2016-04-17 08:00 | 0.2667 | 0 | 0
2016-04-17 09:00 | 0 | 0.85929 | 15.594
2016-04-17 10:00 | 0 | 0 | 15.594
2016-04-17 11:00 | 0 | 0.87272 | 15.594
2016-04-17 12:00 | 0 | 0 | 12.5013
2016-04-17 13:00 | 0 | 0 | 7.797
2016-04-17 14:00 | 0 | 0.26555 | 7.797
2016-04-17 15:00 | 0 | 0 | 7.797
2016-04-17 16:00 | 0 | 0 | 7.797
2016-04-17 17:00 | 0 | 0.81511 | 15.594
2016-04-17 18:00 | 0 | 0.77885 | 15.594
2016-04-17 19:00 | 0 | 0.17057 | 15.594
2016-04-17 20:00 | 0.68239 | 0 | 0
2016-04-17 21:00 | 0.71725 | 0 | 0
2016-04-17 22:00 | 0.6771 | 0 | 0
2016-04-17 23:00 | 0.57579 | 0 | 0
2016-04-18 | 0 | 0 | 7.2272
2016-04-18 01:00 | 0 | 0.048743 | 6.9117
2016-04-18 02:00 | 0 | 0.052794 | 6.5354
2016-04-18 03:00 | 0 | 0.042004 | 6.1549
2016-04-18 04:00 | 0 | 0.030415 | 5.8251
2016-04-18 05:00 | 0.35194 | 0 | 0
2016-04-18 06:00 | 0.35302 | 0 | 0
2016-04-18 07:00 | 0.29556 | 0 | 0
2016-04-18 08:00 | 0.26858 | 0 | 0
2016-04-18 09:00 | 0 | 0.87461 | 15.594
2016-04-18 10:00 | 0 | 0 | 15.594
2016-04-18 11:00 | 0 | 0.89041 | 15.594
2016-04-18 12:00 | 0 | 0.67556 | 13.1521
2016-04-18 13:00 | 0 | 0.19946 | 7.797
2016-04-18 14:00 | 0 | 0.2819 | 7.797
2016-04-18 15:00 | 0 | 0.25408 | 7.797
2016-04-18 16:00 | 0 | 0 | 7.797
2016-04-18 17:00 | 0 | 0.7878 | 15.594
2016-04-18 18:00 | 0 | 0.76642 | 15.594
2016-04-18 19:00 | 0 | 0 | 15.594
2016-04-18 20:00 | 0.72916 | 0 | 0
2016-04-18 21:00 | 0.74999 | 0 | 0
2016-04-18 22:00 | 0.69841 | 0 | 0
2016-04-18 23:00 | 0.58186 | 0 | 0
2016-04-19 | 0.040296 | 0 | 6.3236
2016-04-19 01:00 | 0.0069623 | 0 | 6.0293
2016-04-19 02:00 | 0 | 0.0024081 | 5.7258
2016-04-19 03:00 | 0.015678 | 0 | 5.4279
2016-04-19 04:00 | 0.023227 | 0 | 5.1403
2016-04-19 05:00 | 0.373 | 0 | 0
2016-04-19 06:00 | 0.37111 | 0 | 0
2016-04-19 07:00 | 0.31043 | 0 | 0
2016-04-19 08:00 | 0.27898 | 0 | 0
2016-04-19 09:00 | 0 | 0 | 15.594
2016-04-19 10:00 | 0 | 0.058638 | 15.594
2016-04-19 11:00 | 0 | 0.85933 | 15.594
2016-04-19 12:00 | 0 | 0.58484 | 12.0519
2016-04-19 13:00 | 0 | 0.2923 | 7.797
2016-04-19 14:00 | 0 | 0.22746 | 7.3285
2016-04-19 15:00 | 0 | 0.25826 | 7.797
2016-04-19 16:00 | 0 | 0.25796 | 7.797
2016-04-19 17:00 | 0 | 0.78211 | 15.594
2016-04-19 18:00 | 0 | 0.74044 | 15.594
2016-04-19 19:00 | 0 | 0.55526 | 15.594
2016-04-19 20:00 | 0.68424 | 0 | 0
2016-04-19 21:00 | 0.70648 | 0 | 0
2016-04-19 22:00 | 0.66848 | 0 | 0
2016-04-19 23:00 | 0.57539 | 0 | 0
2016-04-20 | 0.069642 | 0 | 5.7729
2016-04-20 01:00 | 0.055261 | 0 | 5.4701
2016-04-20 02:00 | 0.065703 | 0 | 5.1871
2016-04-20 03:00 | 0.051902 | 0 | 4.9719
2016-04-20 04:00 | 0.067806 | 0 | 4.8078
2016-04-20 05:00 | 0.37503 | 0 | 0
2016-04-20 06:00 | 0.35039 | 0 | 0
2016-04-20 07:00 | 0.30617 | 0 | 0
2016-04-20 08:00 | 0.28209 | 0 | 0
2016-04-20 09:00 | 0 | 0.73298 | 15.594
2016-04-20 10:00 | 0 | 0.86746 | 15.594
2016-04-20 11:00 | 0 | 0 | 15.594
2016-04-20 12:00 | 0 | 0.64687 | 13.0781
2016-04-20 13:00 | 0 | 0 | 12.4632
2016-04-20 14:00 | 0 | 0 | 6.6899
2016-04-20 15:00 | 0 | 0.2301 | 7.797
2016-04-20 16:00 | 0 | 0.22011 | 7.797
2016-04-20 17:00 | 0 | 0.7575 | 15.594
2016-04-20 18:00 | 0 | 0.74296 | 15.594
2016-04-20 19:00 | 0 | 0.53224 | 15.594
2016-04-20 20:00 | 0.70836 | 0 | 0
2016-04-20 21:00 | 0.7407 | 0 | 0
2016-04-20 22:00 | 0.66763 | 0 | 0
2016-04-20 23:00 | 0.57139 | 0 | 0
2016-04-21 | 0 | 0 | 6.886
2016-04-21 01:00 | 0 | 0 | 6.1368
2016-04-21 02:00 | 0.09618 | 0 | 4.7809
2016-04-21 03:00 | 0.089799 | 0 | 4.6979
2016-04-21 04:00 | 0.0058468 | 0 | 5.6155
2016-04-21 05:00 | 0.38561 | 0 | 0
2016-04-21 06:00 | 0.38558 | 0 | 0
2016-04-21 07:00 | 0.33363 | 0 | 0
2016-04-21 08:00 | 0.28431 | 0 | 0
2016-04-21 09:00 | 0 | 0.8591 | 15.594
2016-04-21 10:00 | 0 | 0.86166 | 15.594
2016-04-21 11:00 | 0 | 0.87834 | 15.594
2016-04-21 12:00 | 0 | 0.74582 | 13.8691
2016-04-21 13:00 | 0 | 0 | 13.3903
2016-04-21 14:00 | 0 | 0.12454 | 5.6869
2016-04-21 15:00 | 0 | 0.27506 | 7.797
2016-04-21 16:00 | 0 | 0.2506 | 7.797
2016-04-21 17:00 | 0 | 0.73512 | 15.594
2016-04-21 18:00 | 0 | 0 | 15.594
2016-04-21 19:00 | 0 | 0 | 15.594
2016-04-21 20:00 | 0.68065 | 0 | 0
2016-04-21 21:00 | 0.71902 | 0 | 0
2016-04-21 22:00 | 0.7027 | 0 | 0
2016-04-21 23:00 | 0.61435 | 0 | 0
2016-04-22 | 0.14416 | 0 | 5.4461
2016-04-22 01:00 | 0.056735 | 0 | 5.726
2016-04-22 02:00 | 0 | 0 | 6.1902
2016-04-22 03:00 | 0 | 0 | 5.6851
2016-04-22 04:00 | 0 | 0 | 5.5772
2016-04-22 05:00 | 0.37392 | 0 | 0
2016-04-22 06:00 | 0.37255 | 0 | 0
2016-04-22 07:00 | 0.31665 | 0 | 0
2016-04-22 08:00 | 0.2883 | 0 | 0
2016-04-22 09:00 | 0 | 0.85348 | 15.594
2016-04-22 10:00 | 0 | 0.85562 | 15.594
2016-04-22 11:00 | 0 | 0.87786 | 15.594
2016-04-22 12:00 | 0 | 0 | 12.6969
2016-04-22 13:00 | 0 | 0.30255 | 7.797
2016-04-22 14:00 | 0 | 0.26011 | 7.797
2016-04-22 15:00 | 0 | 0 | 7.797
2016-04-22 16:00 | 0 | 0.24306 | 7.797
2016-04-22 17:00 | 0 | 0 | 15.594
2016-04-22 18:00 | 0 | 0.75831 | 15.594
2016-04-22 19:00 | 0 | 0.57923 | 15.594
2016-04-22 20:00 | 0.68953 | 0 | 0
2016-04-22 21:00 | 0.72213 | 0 | 0
2016-04-22 22:00 | 0.70126 | 0 | 0
2016-04-22 23:00 | 0.57376 | 0 | 0
2016-04-23 | 0.099013 | 0 | 5.4438
2016-04-23 01:00 | 0.085601 | 0 | 4.9427
2016-04-23 02:00 | 0.069188 | 0 | 4.9221
2016-04-23 03:00 | 0 | 0 | 5.9424
2016-04-23 04:00 | 0 | 0 | 5.7522
2016-04-23 05:00 | 0.38576 | 0 | 0
2016-04-23 06:00 | 0.367 | 0 | 0
2016-04-23 07:00 | 0.30281 | 0 | 0
2016-04-23 08:00 | 0.27299 | 0 | 0
2016-04-23 09:00 | 0 | 0 | 15.594
2016-04-23 10:00 | 0 | 0.74086 | 15.594
2016-04-23 11:00 | 0 | 0.88571 | 15.594
2016-04-23 12:00 | 0 | 0.71342 | 13.5529
2016-04-23 13:00 | 0 | 0.60487 | 12.4305
2016-04-23 14:00 | 0 | 0.22557 | 7.2226
2016-04-23 15:00 | 0 | 0 | 7.797
2016-04-23 16:00 | 0 | 0.22481 | 7.797
2016-04-23 17:00 | 0 | 0.78447 | 15.594
2016-04-23 18:00 | 0 | 0 | 15.594
2016-04-23 19:00 | 0 | 0.55052 | 15.594
2016-04-23 20:00 | 0.68927 | 0 | 0
2016-04-23 21:00 | 0.69464 | 0 | 0
2016-04-23 22:00 | 0.68369 | 0 | 0
2016-04-23 23:00 | 0.58134 | 0 | 0
2016-04-24 | 0.078261 | 0 | 5.7829
2016-04-24 01:00 | 0.046786 | 0 | 5.4176
2016-04-24 02:00 | 0.075465 | 0 | 4.9951
2016-04-24 03:00 | 0.071271 | 0 | 5.1306
2016-04-24 04:00 | 0 | 0 | 5.8326
2016-04-24 05:00 | 0.39283 | 0 | 0
2016-04-24 06:00 | 0.36815 | 0 | 0
2016-04-24 07:00 | 0.31454 | 0 | 0
2016-04-24 08:00 | 0.2728 | 0 | 0
2016-04-24 09:00 | 0 | 0.86469 | 15.594
2016-04-24 10:00 | 0 | 0.87509 | 15.594
2016-04-24 11:00 | 0 | 0.86225 | 15.594
2016-04-24 12:00 | 0 | 0.38525 | 13.1637
2016-04-24 13:00 | 0 | 0 | 12.4534
2016-04-24 14:00 | 0 | 0.19618 | 7.0559
2016-04-24 15:00 | 0 | 0.25549 | 7.797
2016-04-24 16:00 | 0 | 0 | 7.797
2016-04-24 17:00 | 0 | 0 | 15.594
2016-04-24 18:00 | 0 | 0.7467 | 15.594
2016-04-24 19:00 | 0 | 0.5446 | 15.594
2016-04-24 20:00 | 0.67251 | 0 | 0
2016-04-24 21:00 | 0.69467 | 0 | 0
2016-04-24 22:00 | 0.64739 | 0 | 0
2016-04-24 23:00 | 0.57613 | 0 | 0
2016-04-25 | 0.038949 | 0 | 6.1994
2016-04-25 01:00 | 0 | 0.00062821 | 5.9121
2016-04-25 02:00 | 0.0059011 | 0 | 5.6673
2016-04-25 03:00 | 0.042293 | 0 | 5.4717
2016-04-25 04:00 | 0.0351 | 0 | 5.313
2016-04-25 05:00 | 0.38225 | 0 | 0
2016-04-25 06:00 | 0.3639 | 0 | 0
2016-04-25 07:00 | 0.30769 | 0 | 0
2016-04-25 08:00 | 0.27746 | 0 | 0
2016-04-25 09:00 | 0 | 0.86321 | 15.594
2016-04-25 10:00 | 0 | 0.52669 | 15.594
2016-04-25 11:00 | 0 | 0.86632 | 15.594
2016-04-25 12:00 | 0 | 0.63217 | 12.6182
2016-04-25 13:00 | 0 | 0.29637 | 7.797
2016-04-25 14:00 | 0 | 0.26307 | 7.797
2016-04-25 15:00 | 0 | 0.25722 | 7.797
2016-04-25 16:00 | 0 | 0.23802 | 7.797
2016-04-25 17:00 | 0 | 0 | 15.594
2016-04-25 18:00 | 0 | 0 | 15.594
2016-04-25 19:00 | 0 | 0.53746 | 15.594
2016-04-25 20:00 | 0.70441 | 0 | 0
2016-04-25 21:00 | 0.72831 | 0 | 0
2016-04-25 22:00 | 0.65742 | 0 | 0
2016-04-25 23:00 | 0.5738 | 0 | 0
2016-04-26 | 0.053902 | 0 | 6.1794
2016-04-26 01:00 | 0.013261 | 0 | 5.8211
2016-04-26 02:00 | 0.027013 | 0 | 5.4651
2016-04-26 03:00 | 0.025336 | 0 | 5.2685
2016-04-26 04:00 | 0.030041 | 0 | 5.0702
2016-04-26 05:00 | 0.3599 | 0 | 0
2016-04-26 06:00 | 0.35379 | 0 | 0
2016-04-26 07:00 | 0.29607 | 0 | 0
2016-04-26 08:00 | 0.26962 | 0 | 0
2016-04-26 09:00 | 0 | 0 | 15.594
2016-04-26 10:00 | 0 | 0.8675 | 15.594
2016-04-26 11:00 | 0 | 0.87353 | 15.594
2016-04-26 12:00 | 0 | 0.61734 | 12.5133
2016-04-26 13:00 | 0 | 0.27132 | 7.797
2016-04-26 14:00 | 0 | 0.24882 | 7.797
2016-04-26 15:00 | 0 | 0.24346 | 7.797
2016-04-26 16:00 | 0 | 0.25737 | 7.797
2016-04-26 17:00 | 0 | 0 | 15.594
2016-04-26 18:00 | 0 | 0.76453 | 15.594
2016-04-26 19:00 | 0 | 0.23981 | 15.594
2016-04-26 20:00 | 0.71277 | 0 | 0
2016-04-26 21:00 | 0.74037 | 0 | 0
2016-04-26 22:00 | 0.706 | 0 | 0
2016-04-26 23:00 | 0.58904 | 0 | 0
2016-04-27 | 0.02818 | 0 | 6.4591
2016-04-27 01:00 | 0 | 0.0034316 | 6.1253
2016-04-27 02:00 | 0 | 0.0053414 | 5.8314
2016-04-27 03:00 | 0.0035725 | 0 | 5.5169
2016-04-27 04:00 | 0.022344 | 0 | 5.1828
2016-04-27 05:00 | 0.36893 | 0 | 0
2016-04-27 06:00 | 0.36956 | 0 | 0
2016-04-27 07:00 | 0.31321 | 0 | 0
2016-04-27 08:00 | 0.28642 | 0 | 0
2016-04-27 09:00 | 0 | 0.38459 | 15.594
2016-04-27 10:00 | 0 | 0.87372 | 15.594
2016-04-27 11:00 | 0 | 0.86809 | 15.594
2016-04-27 12:00 | 0 | 0 | 12.5405
2016-04-27 13:00 | 0 | 0.29807 | 7.797
2016-04-27 14:00 | 0 | 0 | 7.797
2016-04-27 15:00 | 0 | 0.2546 | 7.797
2016-04-27 16:00 | 0 | 0 | 7.797
2016-04-27 17:00 | 0 | 0.78185 | 15.594
2016-04-27 18:00 | 0 | 0.75125 | 15.594
2016-04-27 19:00 | 0 | 0.51807 | 15.594
2016-04-27 20:00 | 0.74929 | 0 | 0
2016-04-27 21:00 | 0.73767 | 0 | 0
2016-04-27 22:00 | 0.71469 | 0 | 0
2016-04-27 23:00 | 0.6145 | 0 | 0
2016-04-28 | 0.054146 | 0 | 6.6328
2016-04-28 01:00 | 0.017347 | 0 | 6.4102
2016-04-28 02:00 | 0 | 0.0023979 | 6.1665
2016-04-28 03:00 | 0 | 0 | 5.9622
2016-04-28 04:00 | 0 | 0 | 5.8407
2016-04-28 05:00 | 0.38754 | 0 | 0
2016-04-28 06:00 | 0.37788 | 0 | 0
2016-04-28 07:00 | 0.31309 | 0 | 0
2016-04-28 08:00 | 0.26548 | 0 | 0
2016-04-28 09:00 | 0 | 0 | 15.594
2016-04-28 10:00 | 0 | 0.88463 | 15.594
2016-04-28 11:00 | 0 | 0.87431 | 15.594
2016-04-28 12:00 | 0 | 0.29641 | 7.797
2016-04-28 13:00 | 0 | 0.27402 | 7.797
2016-04-28 14:00 | 0 | 0 | 12.0465
2016-04-28 15:00 | 0 | 0.22984 | 7.797
2016-04-28 16:00 | 0 | 0 | 7.3485
2016-04-28 17:00 | 0 | 0.79358 | 15.594
2016-04-28 18:00 | 0 | 0.74311 | 15.594
2016-04-28 19:00 | 0 | 0.51067 | 15.594
2016-04-28 20:00 | 0.71317 | 0 | 0
2016-04-28 21:00 | 0.73534 | 0 | 0
2016-04-28 22:00 | 0.70034 | 0 | 0
2016-04-28 23:00 | 0.61083 | 0 | 0
2016-04-29 | 0.0057909 | 0 | 7.2717
2016-04-29 01:00 | 0 | 0.047095 | 7.0941
2016-04-29 02:00 | 0 | 0 | 6.8436
2016-04-29 03:00 | 0 | 0 | 6.5208
2016-04-29 04:00 | 0 | 0 | 6.1502
2016-04-29 05:00 | 0.37296 | 0 | 0
2016-04-29 06:00 | 0.35494 | 0 | 0
2016-04-29 07:00 | 0.30529 | 0 | 0
2016-04-29 08:00 | 0.27191 | 0 | 0
2016-04-29 09:00 | 0 | 0.8618 | 15.594
2016-04-29 10:00 | 0 | 0.86861 | 15.594
2016-04-29 11:00 | 0 | 0.15448 | 15.594
2016-04-29 12:00 | 0 | 0.6112 | 12.1822
2016-04-29 13:00 | 0 | 0 | 7.797
2016-04-29 14:00 | 0 | 0.24672 | 7.797
2016-04-29 15:00 | 0 | 0.25053 | 7.797
2016-04-29 16:00 | 0 | 0.25156 | 7.797
2016-04-29 17:00 | 0 | 0 | 15.594
2016-04-29 18:00 | 0 | 0.75783 | 15.594
2016-04-29 19:00 | 0 | 0.54031 | 15.594
2016-04-29 20:00 | 0.71943 | 0 | 0
2016-04-29 21:00 | 0.73301 | 0 | 0
2016-04-29 22:00 | 0.67902 | 0 | 0
2016-04-29 23:00 | 0.589 | 0 | 0
2016-04-30 | 0.050993 | 0 | 6.307
2016-04-30 01:00 | 0.028098 | 0 | 5.9304
2016-04-30 02:00 | 0.013763 | 0 | 5.6222
2016-04-30 03:00 | 0.045314 | 0 | 5.3375
2016-04-30 04:00 | 0.050614 | 0 | 5.0948
2016-04-30 05:00 | 0.37107 | 0 | 0
2016-04-30 06:00 | 0.36279 | 0 | 0
2016-04-30 07:00 | 0.30148 | 0 | 0
2016-04-30 08:00 | 0.25397 | 0 | 0
2016-04-30 09:00 | 0 | 0.88944 | 15.594
2016-04-30 10:00 | 0 | 0.88363 | 15.594
2016-04-30 11:00 | 0 | 0.87202 | 15.594
2016-04-30 12:00 | 0 | 0.42884 | 12.318
2016-04-30 13:00 | 0 | 0.29363 | 7.797
2016-04-30 14:00 | 0 | 0.25234 | 7.797
2016-04-30 15:00 | 0 | 0.24838 | 7.797
2016-04-30 16:00 | 0 | 0.24653 | 7.797
2016-04-30 17:00 | 0 | 0 | 15.594
2016-04-30 18:00 | 0 | 0 | 15.594
2016-04-30 19:00 | 0 | 0.53731 | 15.594
2016-04-30 20:00 | 0.69238 | 0 | 0
2016-04-30 21:00 | 0.70981 | 0 | 0
2016-04-30 22:00 | 0.69098 | 0 | 0
2016-04-30 23:00 | 0.59648 | 0 | 0
2016-05-01 | 0.061654 | 0 | 6.287
2016-05-01 01:00 | 0.00077228 | 0 | 5.9353
2016-05-01 02:00 | 0.010591 | 0 | 5.6135
2016-05-01 03:00 | 0.031423 | 0 | 5.404
2016-05-01 04:00 | 0.03099 | 0 | 5.3575
2016-05-01 05:00 | 0.39061 | 0 | 0
2016-05-01 06:00 | 0.37063 | 0 | 0
2016-05-01 07:00 | 0.33874 | 0 | 0
2016-05-01 08:00 | 0.27909 | 0 | 0
2016-05-01 09:00 | 0 | 0.84682 | 15.594
2016-05-01 10:00 | 0 | 0.87105 | 15.594
2016-05-01 11:00 | 0 | 0.40495 | 15.594
2016-05-01 12:00 | 0 | 0 | 12.6904
2016-05-01 13:00 | 0 | 0 | 12.2479
2016-05-01 14:00 | 0 | 0.22915 | 6.7938
2016-05-01 15:00 | 0 | 0.28283 | 7.797
2016-05-01 16:00 | 0 | 0.27809 | 7.797
2016-05-01 17:00 | 0 | 0.78081 | 15.594
2016-05-01 18:00 | 0 | 0.70304 | 15.594
2016-05-01 19:00 | 0 | 0 | 15.594
2016-05-01 20:00 | 0.71003 | 0 | 0
2016-05-01 21:00 | 0.69319 | 0 | 0
2016-05-01 22:00 | 0.62478 | 0 | 0
2016-05-01 23:00 | 0.51944 | 0 | 0
2016-05-02 | 0.011623 | 0 | 6.3325
2016-05-02 01:00 | 0 | 0.0073079 | 5.9795
2016-05-02 02:00 | 0 | 0.0027104 | 5.7055
2016-05-02 03:00 | 0.0014713 | 0 | 5.5617
2016-05-02 04:00 | 0.0057909 | 0 | 5.4143
2016-05-02 05:00 | 0.36648 | 0 | 0
2016-05-02 06:00 | 0.3653 | 0 | 0
2016-05-02 07:00 | 0.33726 | 0 | 0
2016-05-02 08:00 | 0.2671 | 0 | 0
2016-05-02 09:00 | 0 | 0.8608 | 15.594
2016-05-02 10:00 | 0 | 0 | 15.594
2016-05-02 11:00 | 0 | 0.88256 | 15.594
2016-05-02 12:00 | 0 | 0.66223 | 12.7717
2016-05-02 13:00 | 0 | 0 | 12.4929
2016-05-02 14:00 | 0 | 0 | 6.199
2016-05-02 15:00 | 0 | 0.28409 | 7.797
2016-05-02 16:00 | 0 | 0.27428 | 7.797
2016-05-02 17:00 | 0 | 0.79628 | 15.594
2016-05-02 18:00 | 0 | 0.70122 | 15.594
2016-05-02 19:00 | 0 | 0 | 15.594
2016-05-02 20:00 | 0.69249 | 0 | 0
2016-05-02 21:00 | 0.68842 | 0 | 0
2016-05-02 22:00 | 0.67199 | 0 | 0
2016-05-02 23:00 | 0.55385 | 0 | 0
2016-05-03 | 0.079448 | 0 | 5.7228
2016-05-03 01:00 | 0.051772 | 0 | 5.4697
2016-05-03 02:00 | 0.034997 | 0 | 5.2954
2016-05-03 03:00 | 0.016644 | 0 | 5.205
2016-05-03 04:00 | 0.014555 | 0 | 5.1376
2016-05-03 05:00 | 0.37548 | 0 | 0
2016-05-03 06:00 | 0.37163 | 0 | 0
2016-05-03 07:00 | 0.34177 | 0 | 0
2016-05-03 08:00 | 0.27295 | 0 | 0
2016-05-03 09:00 | 0 | 0.85714 | 15.594
2016-05-03 10:00 | 0 | 0.86647 | 15.594
2016-05-03 11:00 | 0 | 0 | 15.594
2016-05-03 12:00 | 0 | 0 | 12.816
2016-05-03 13:00 | 0 | 0.60849 | 12.1169
2016-05-03 14:00 | 0 | 0.2191 | 7.1781
2016-05-03 15:00 | 0 | 0 | 7.797
2016-05-03 16:00 | 0 | 0.26066 | 7.797
2016-05-03 17:00 | 0 | 0.76753 | 15.594
2016-05-03 18:00 | 0 | 0.68624 | 15.594
2016-05-03 19:00 | 0 | 0.46461 | 15.594
2016-05-03 20:00 | 0.72294 | 0 | 0
2016-05-03 21:00 | 0.73741 | 0 | 0
2016-05-03 22:00 | 0.68561 | 0 | 0
2016-05-03 23:00 | 0.58282 | 0 | 0
2016-05-04 | 0.059235 | 0 | 6.2532
2016-05-04 01:00 | 0.039296 | 0 | 5.8274
2016-05-04 02:00 | 0.01281 | 0 | 5.57
2016-05-04 03:00 | 0.016951 | 0 | 5.4272
2016-05-04 04:00 | 0.013162 | 0 | 5.2874
2016-05-04 05:00 | 0.35897 | 0 | 0
2016-05-04 06:00 | 0.3586 | 0 | 0
2016-05-04 07:00 | 0.33041 | 0 | 0
2016-05-04 08:00 | 0.26673 | 0 | 0
2016-05-04 09:00 | 0 | 0.85947 | 15.594
2016-05-04 10:00 | 0 | 0.22255 | 15.594
2016-05-04 11:00 | 0 | 0.85278 | 15.594
2016-05-04 12:00 | 0 | 0.57318 | 12.1753
2016-05-04 13:00 | 0 | 0 | 7.797
2016-05-04 14:00 | 0 | 0.28623 | 7.797
2016-05-04 15:00 | 0 | 0.26203 | 7.797
2016-05-04 16:00 | 0 | 0.24838 | 7.797
2016-05-04 17:00 | 0 | 0.75979 | 15.594
2016-05-04 18:00 | 0 | 0 | 15.594
2016-05-04 19:00 | 0 | 0.38902 | 15.594
2016-05-04 20:00 | 0.75606 | 0 | 0
2016-05-04 21:00 | 0.77641 | 0 | 0
2016-05-04 22:00 | 0.69227 | 0 | 0
2016-05-04 23:00 | 0.56525 | 0 | 0
2016-05-05 | 0.056682 | 0 | 6.2063
2016-05-05 01:00 | 0 | 0 | 6.0858
2016-05-05 02:00 | 0 | 0 | 6.0333
2016-05-05 03:00 | 0 | 0 | 5.8344
2016-05-05 04:00 | 0 | 0.022133 | 5.6331
2016-05-05 05:00 | 0.35724 | 0 | 0
2016-05-05 06:00 | 0.34721 | 0 | 0
2016-05-05 07:00 | 0.31894 | 0 | 0
2016-05-05 08:00 | 0.25323 | 0 | 0
2016-05-05 09:00 | 0 | 0 | 15.594
2016-05-05 10:00 | 0 | 0.86595 | 15.594
2016-05-05 11:00 | 0 | 0 | 15.594
2016-05-05 12:00 | 0 | 0.31742 | 7.797
2016-05-05 13:00 | 0 | 0.3169 | 7.797
2016-05-05 14:00 | 0 | 0.55456 | 12.0465
2016-05-05 15:00 | 0 | 0.27077 | 7.797
2016-05-05 16:00 | 0 | 0.24871 | 7.797
2016-05-05 17:00 | 0 | 0.77733 | 15.594
2016-05-05 18:00 | 0 | 0.70515 | 15.594
2016-05-05 19:00 | 0 | 0.47419 | 15.594
2016-05-05 20:00 | 0.74451 | 0 | 0
2016-05-05 21:00 | 0.73434 | 0 | 0
2016-05-05 22:00 | 0.68246 | 0 | 0
2016-05-05 23:00 | 0.55152 | 0 | 0
2016-05-06 | 0 | 0.010859 | 6.4288
2016-05-06 01:00 | 0 | 0.00035032 | 5.7856
2016-05-06 02:00 | 0.025659 | 0 | 5.2147
2016-05-06 03:00 | 0.024389 | 0 | 4.7494
2016-05-06 04:00 | 0.0431 | 0 | 4.4213
2016-05-06 05:00 | 0.34347 | 0 | 0
2016-05-06 06:00 | 0.33807 | 0 | 0
2016-05-06 07:00 | 0.31095 | 0 | 0
2016-05-06 08:00 | 0.25663 | 0 | 0
2016-05-06 09:00 | 0 | 0.86347 | 15.594
2016-05-06 10:00 | 0 | 0.86821 | 15.594
2016-05-06 11:00 | 0 | 0.87686 | 15.594
2016-05-06 12:00 | 0 | 0.075037 | 12.7452
2016-05-06 13:00 | 0 | 0.32634 | 7.797
2016-05-06 14:00 | 0 | 0 | 7.797
2016-05-06 15:00 | 0 | 0.26747 | 7.797
2016-05-06 16:00 | 0 | 0.24598 | 7.797
2016-05-06 17:00 | 0 | 0 | 15.594
2016-05-06 18:00 | 0 | 0.6929 | 15.594
2016-05-06 19:00 | 0 | 0 | 15.594
2016-05-06 20:00 | 0.70111 | 0 | 0
2016-05-06 21:00 | 0.69545 | 0 | 0
2016-05-06 22:00 | 0.63281 | 0 | 0
2016-05-06 23:00 | 0.52551 | 0 | 0
2016-05-07 | 0.00090689 | 0 | 6.2728
2016-05-07 01:00 | 0 | 0.040484 | 5.9108
2016-05-07 02:00 | 0 | 0.0061554 | 5.5816
2016-05-07 03:00 | 0.0051619 | 0 | 5.3518
2016-05-07 04:00 | 0.0091894 | 0 | 5.1253
2016-05-07 05:00 | 0.36057 | 0 | 0
2016-05-07 06:00 | 0.37329 | 0 | 0
2016-05-07 07:00 | 0.32578 | 0 | 0
2016-05-07 08:00 | 0.2617 | 0 | 0
2016-05-07 09:00 | 0 | 0.8698 | 15.594
2016-05-07 10:00 | 0 | 0.88515 | 15.594
2016-05-07 11:00 | 0 | 0.76438 | 15.594
2016-05-07 12:00 | 0 | 0.68145 | 12.8802
2016-05-07 13:00 | 0 | 0.33707 | 7.797
2016-05-07 14:00 | 0 | 0 | 7.797
2016-05-07 15:00 | 0 | 0.28409 | 7.797
2016-05-07 16:00 | 0 | 0 | 7.797
2016-05-07 17:00 | 0 | 0 | 15.594
2016-05-07 18:00 | 0 | 0 | 15.594
2016-05-07 19:00 | 0 | 0.49717 | 15.594
2016-05-07 20:00 | 0.69009 | 0 | 0
2016-05-07 21:00 | 0.67603 | 0 | 0
2016-05-07 22:00 | 0.62363 | 0 | 0
2016-05-07 23:00 | 0.50868 | 0 | 0
2016-05-08 | 0 | 0 | 6.3926
2016-05-08 01:00 | 0 | 0 | 6.1475
2016-05-08 02:00 | 0 | 0.025513 | 5.8736
2016-05-08 03:00 | 0 | 0.021111 | 5.7553
2016-05-08 04:00 | 0 | 0 | 5.7577
2016-05-08 05:00 | 0.36978 | 0 | 0
2016-05-08 06:00 | 0.35365 | 0 | 0
2016-05-08 07:00 | 0.32512 | 0 | 0
2016-05-08 08:00 | 0.27158 | 0 | 0
2016-05-08 09:00 | 0 | 0.86317 | 15.594
2016-05-08 10:00 | 0 | 0.8722 | 15.594
2016-05-08 11:00 | 0 | 0.8772 | 15.594
2016-05-08 12:00 | 0 | 0 | 7.797
2016-05-08 13:00 | 0 | 0.32504 | 7.797
2016-05-08 14:00 | 0 | 0 | 12.0465
2016-05-08 15:00 | 0 | 0 | 7.797
2016-05-08 16:00 | 0 | 0.25733 | 7.797
2016-05-08 17:00 | 0 | 0.78348 | 15.594
2016-05-08 18:00 | 0 | 0 | 15.594
2016-05-08 19:00 | 0 | 0 | 15.594
2016-05-08 20:00 | 0.72365 | 0 | 0
2016-05-08 21:00 | 0.74007 | 0 | 0
2016-05-08 22:00 | 0.65971 | 0 | 0
2016-05-08 23:00 | 0.5543 | 0 | 0
2016-05-09 | 0 | 0.049441 | 6.923
2016-05-09 01:00 | 0 | 0.081895 | 6.662
2016-05-09 02:00 | 0 | 0.093432 | 6.476
2016-05-09 03:00 | 0 | 0 | 6.3784
2016-05-09 04:00 | 0 | 0.087111 | 6.3309
2016-05-09 05:00 | 0.35801 | 0 | 0
2016-05-09 06:00 | 0.36904 | 0 | 0
2016-05-09 07:00 | 0.32615 | 0 | 0
2016-05-09 08:00 | 0.26259 | 0 | 0
2016-05-09 09:00 | 0 | 0.79694 | 15.594
2016-05-09 10:00 | 0 | 0.87083 | 15.594
2016-05-09 11:00 | 0 | 0.85681 | 15.594
2016-05-09 12:00 | 0 | 0 | 7.797
2016-05-09 13:00 | 0 | 0 | 7.797
2016-05-09 14:00 | 0 | 0 | 12.0465
2016-05-09 15:00 | 0 | 0 | 7.797
2016-05-09 16:00 | 0 | 0.2466 | 7.797
2016-05-09 17:00 | 0 | 0.76172 | 15.594
2016-05-09 18:00 | 0 | 0.68568 | 15.594
2016-05-09 19:00 | 0 | 0.46838 | 15.594
2016-05-09 20:00 | 0.71096 | 0 | 0
2016-05-09 21:00 | 0.71784 | 0 | 0
2016-05-09 22:00 | 0.38317 | 0 | 4.2495
2016-05-09 23:00 | 0.55855 | 0 | 0
2016-05-10 | 0.11018 | 0 | 5.312
2016-05-10 01:00 | 0.10465 | 0 | 4.5345
2016-05-10 02:00 | 0.12291 | 0 | 4.2495
2016-05-10 03:00 | 0.087912 | 0 | 4.2495
2016-05-10 04:00 | 0.079365 | 0 | 4.2495
2016-05-10 05:00 | 0.35749 | 0 | 0
2016-05-10 06:00 | 0.3663 | 0 | 0
2016-05-10 07:00 | 0.34906 | 0 | 0
2016-05-10 08:00 | 0.28161 | 0 | 0
2016-05-10 09:00 | 0 | 0.86018 | 15.594
2016-05-10 10:00 | 0 | 0.87253 | 15.594
2016-05-10 11:00 | 0 | 0 | 15.594
2016-05-10 12:00 | 0 | 0.73616 | 14.0408
2016-05-10 13:00 | 0 | 0.64639 | 12.7721
2016-05-10 14:00 | 0 | 0.23248 | 6.9878
2016-05-10 15:00 | 0 | 0.26862 | 7.797
2016-05-10 16:00 | 0 | 0 | 7.797
2016-05-10 17:00 | 0 | 0.42605 | 15.594
2016-05-10 18:00 | 0 | 0.68783 | 15.594
2016-05-10 19:00 | 0 | 0 | 15.594
2016-05-10 20:00 | 0.74858 | 0 | 0
2016-05-10 21:00 | 0.72128 | 0 | 0
2016-05-10 22:00 | 0.64077 | 0 | 0
2016-05-10 23:00 | 0.53162 | 0 | 0
2016-05-11 | 0.0095429 | 0 | 6.4282
2016-05-11 01:00 | 0 | 0 | 6.2063
2016-05-11 02:00 | 0 | 0.031583 | 5.9147
2016-05-11 03:00 | 0 | 0.021511 | 5.6474
2016-05-11 04:00 | 0.010628 | 0 | 5.3605
2016-05-11 05:00 | 0.39549 | 0 | 0
2016-05-11 06:00 | 0.3848 | 0 | 0
2016-05-11 07:00 | 0.34521 | 0 | 0
2016-05-11 08:00 | 0.28997 | 0 | 0
2016-05-11 09:00 | 0 | 0.84937 | 15.594
2016-05-11 10:00 | 0 | 0.86717 | 15.594
2016-05-11 11:00 | 0 | 0 | 15.594
2016-05-11 12:00 | 0 | 0.37828 | 12.3067
2016-05-11 13:00 | 0 | 0.30181 | 7.797
2016-05-11 14:00 | 0 | 0.29563 | 7.797
2016-05-11 15:00 | 0 | 0.27491 | 7.797
2016-05-11 16:00 | 0 | 0 | 7.797
2016-05-11 17:00 | 0 | 0.78392 | 15.594
2016-05-11 18:00 | 0 | 0.71425 | 15.594
2016-05-11 19:00 | 0 | 0 | 15.594
2016-05-11 20:00 | 0.707 | 0 | 0
2016-05-11 21:00 | 0.70607 | 0 | 0
2016-05-11 22:00 | 0.63947 | 0 | 0
2016-05-11 23:00 | 0.53247 | 0 | 0
2016-05-12 | 0 | 0.049092 | 6.9001
2016-05-12 01:00 | 0 | 0.062267 | 6.5544
2016-05-12 02:00 | 0 | 0.045715 | 6.2671
2016-05-12 03:00 | 0 | 0.057114 | 6.0742
2016-05-12 04:00 | 0 | 0.047088 | 5.8589
2016-05-12 05:00 | 0.37074 | 0 | 0
2016-05-12 06:00 | 0.3636 | 0 | 0
2016-05-12 07:00 | 0.33674 | 0 | 0
2016-05-12 08:00 | 0.27173 | 0 | 0
2016-05-12 09:00 | 0 | 0 | 15.594
2016-05-12 10:00 | 0 | 0 | 15.594
2016-05-12 11:00 | 0 | 0 | 15.594
2016-05-12 12:00 | 0 | 0.3199 | 7.797
2016-05-12 13:00 | 0 | 0.31528 | 7.797
2016-05-12 14:00 | 0 | 0.56159 | 12.0465
2016-05-12 15:00 | 0 | 0 | 7.797
2016-05-12 16:00 | 0 | 0.23774 | 7.7707
2016-05-12 17:00 | 0 | 0.77563 | 15.594
2016-05-12 18:00 | 0 | 0.70511 | 15.594
2016-05-12 19:00 | 0 | 0.50549 | 15.594
2016-05-12 20:00 | 0.65916 | 0 | 0
2016-05-12 21:00 | 0.66341 | 0 | 0
2016-05-12 22:00 | 0.60443 | 0 | 0
2016-05-12 23:00 | 0.52866 | 0 | 0
2016-05-13 | 0 | 0.033734 | 6.7619
2016-05-13 01:00 | 0 | 0.060389 | 6.4504
2016-05-13 02:00 | 0 | 0.06853 | 6.2854
2016-05-13 03:00 | 0 | 0.063836 | 6.2585
2016-05-13 04:00 | 0 | 0.060567 | 6.1897
2016-05-13 05:00 | 0.35272 | 0 | 0
2016-05-13 06:00 | 0.33652 | 0 | 0
2016-05-13 07:00 | 0.30995 | 0 | 0
2016-05-13 08:00 | 0.26429 | 0 | 0
2016-05-13 09:00 | 0 | 0 | 15.594
2016-05-13 10:00 | 0 | 0 | 15.594
2016-05-13 11:00 | 0 | 0.86021 | 15.594
2016-05-13 12:00 | 0 | 0.29989 | 7.797
2016-05-13 13:00 | 0 | 0 | 7.797
2016-05-13 14:00 | 0 | 0.055458 | 12.0465
2016-05-13 15:00 | 0 | 0.27103 | 7.797
2016-05-13 16:00 | 0 | 0.2433 | 7.7467
2016-05-13 17:00 | 0 | 0.77485 | 15.594
2016-05-13 18:00 | 0 | 0.70148 | 15.594
2016-05-13 19:00 | 0 | 0.50128 | 15.594
2016-05-13 20:00 | 0.68394 | 0 | 0
2016-05-13 21:00 | 0.66049 | 0 | 0
2016-05-13 22:00 | 0.60847 | 0 | 0
2016-05-13 23:00 | 0.52407 | 0 | 0
2016-05-14 | 0 | 0.028192 | 6.658
2016-05-14 01:00 | 0 | 0.051616 | 6.4494
2016-05-14 02:00 | 0 | 0 | 6.4853
2016-05-14 03:00 | 0 | 0.067359 | 6.479
2016-05-14 04:00 | 0 | 0.060504 | 6.2362
2016-05-14 05:00 | 0.35797 | 0 | 0
2016-05-14 06:00 | 0.34255 | 0 | 0
2016-05-14 07:00 | 0.30632 | 0 | 0
2016-05-14 08:00 | 0.25382 | 0 | 0
2016-05-14 09:00 | 0 | 0.86957 | 15.594
2016-05-14 10:00 | 0 | 0 | 15.594
2016-05-14 11:00 | 0 | 0.88463 | 15.594
2016-05-14 12:00 | 0 | 0.31783 | 7.797
2016-05-14 13:00 | 0 | 0.30817 | 7.797
2016-05-14 14:00 | 0 | 0.56725 | 12.0465
2016-05-14 15:00 | 0 | 0 | 7.797
2016-05-14 16:00 | 0 | 0.26133 | 7.797
2016-05-14 17:00 | 0 | 0.77996 | 15.594
2016-05-14 18:00 | 0 | 0 | 15.594
2016-05-14 19:00 | 0 | 0.45469 | 15.594
2016-05-14 20:00 | 0.68121 | 0 | 0
2016-05-14 21:00 | 0.70681 | 0 | 0
2016-05-14 22:00 | 0.65675 | 0 | 0
2016-05-14 23:00 | 0.51963 | 0 | 0
2016-05-15 | 0 | 0.01912 | 6.7184
2016-05-15 01:00 | 0 | 0.027146 | 6.3183
2016-05-15 02:00 | 0 | 0.0047706 | 5.8274
2016-05-15 03:00 | 0.02568 | 0 | 5.4216
2016-05-15 04:00 | 0.023234 | 0 | 5.1917
2016-05-15 05:00 | 0.36963 | 0 | 0
2016-05-15 06:00 | 0.34961 | 0 | 0
2016-05-15 07:00 | 0.32301 | 0 | 0
2016-05-15 08:00 | 0.2597 | 0 | 0
2016-05-15 09:00 | 0 | 0.69334 | 15.594
2016-05-15 10:00 | 0 | 0 | 15.594
2016-05-15 11:00 | 0 | 0.89466 | 15.594
2016-05-15 12:00 | 0 | 0.63695 | 12.3288
2016-05-15 13:00 | 0 | 0.33799 | 7.797
2016-05-15 14:00 | 0 | 0.30928 | 7.797
2016-05-15 15:00 | 0 | 0.26788 | 7.797
2016-05-15 16:00 | 0 | 0.24202 | 7.797
2016-05-15 17:00 | 0 | 0.75147 | 15.594
2016-05-15 18:00 | 0 | 0 | 15.594
2016-05-15 19:00 | 0 | 0.44041 | 15.594
2016-05-15 20:00 | 0.70322 | 0 | 0
2016-05-15 21:00 | 0.69974 | 0 | 0
2016-05-15 22:00 | 0.61464 | 0 | 0
2016-05-15 23:00 | 0.52965 | 0 | 0
2016-05-16 | 0.002553 | 0 | 6.4305
2016-05-16 01:00 | 0 | 0 | 6.1871
2016-05-16 02:00 | 0 | 0.03609 | 6.0097
2016-05-16 03:00 | 0 | 0 | 5.677
2016-05-16 04:00 | 0 | 0.020011 | 5.5644
2016-05-16 05:00 | 0.35953 | 0 | 0
2016-05-16 06:00 | 0.35287 | 0 | 0
2016-05-16 07:00 | 0.32312 | 0 | 0
2016-05-16 08:00 | 0.27069 | 0 | 0
2016-05-16 09:00 | 0 | 0.10234 | 15.594
2016-05-16 10:00 | 0 | 0.85833 | 15.594
2016-05-16 11:00 | 0 | 0.85851 | 15.594
2016-05-16 12:00 | 0 | 0.61652 | 12.7583
2016-05-16 13:00 | 0 | 0.58325 | 12.0657
2016-05-16 14:00 | 0 | 0.24617 | 7.2853
2016-05-16 15:00 | 0 | 0.26618 | 7.797
2016-05-16 16:00 | 0 | 0 | 7.797
2016-05-16 17:00 | 0 | 0 | 15.594
2016-05-16 18:00 | 0 | 0.6852 | 15.594
2016-05-16 19:00 | 0 | 0 | 15.594
2016-05-16 20:00 | 0.7148 | 0 | 0
2016-05-16 21:00 | 0.70115 | 0 | 0
2016-05-16 22:00 | 0.62741 | 0 | 0
2016-05-16 23:00 | 0.52847 | 0 | 0
2016-05-17 | 0.070741 | 0 | 5.4136
2016-05-17 01:00 | 0.052687 | 0 | 5.029
2016-05-17 02:00 | 0.057389 | 0 | 4.7849
2016-05-17 03:00 | 0.047853 | 0 | 4.6481
2016-05-17 04:00 | 0.045701 | 0 | 4.5654
2016-05-17 05:00 | 0.34351 | 0 | 0
2016-05-17 06:00 | 0.35139 | 0 | 0
2016-05-17 07:00 | 0.31668 | 0 | 0
2016-05-17 08:00 | 0.2597 | 0 | 0
2016-05-17 09:00 | 0 | 0 | 15.594
2016-05-17 10:00 | 0 | 0.87527 | 15.594
2016-05-17 11:00 | 0 | 0.86998 | 15.594
2016-05-17 12:00 | 0 | 0.61129 | 12.5078
2016-05-17 13:00 | 0 | 0.24022 | 7.797
2016-05-17 14:00 | 0 | 0.27124 | 7.744
2016-05-17 15:00 | 0 | 0.24886 | 7.797
2016-05-17 16:00 | 0 | 0.23303 | 7.797
2016-05-17 17:00 | 0 | 0 | 15.594
2016-05-17 18:00 | 0 | 0.69985 | 15.594
2016-05-17 19:00 | 0 | 0.47549 | 15.594
2016-05-17 20:00 | 0.69971 | 0 | 0
2016-05-17 21:00 | 0.67721 | 0 | 0
2016-05-17 22:00 | 0.61043 | 0 | 0
2016-05-17 23:00 | 0.51785 | 0 | 0
2016-05-18 | 0.11485 | 0 | 4.9221
2016-05-18 01:00 | 0.084628 | 0 | 4.6145
2016-05-18 02:00 | 0.082913 | 0 | 4.3555
2016-05-18 03:00 | 0.083213 | 0 | 4.2495
2016-05-18 04:00 | 0.066711 | 0 | 4.2495
2016-05-18 05:00 | 0.33126 | 0 | 0
2016-05-18 06:00 | 0.33951 | 0 | 0
2016-05-18 07:00 | 0.34077 | 0 | 0
2016-05-18 08:00 | 0.28653 | 0 | 0
2016-05-18 09:00 | 0 | 0.8288 | 15.594
2016-05-18 10:00 | 0 | 0.097486 | 15.594
2016-05-18 11:00 | 0 | 0.84079 | 15.594
2016-05-18 12:00 | 0 | 0.66438 | 13.2432
2016-05-18 13:00 | 0 | 0.57827 | 12.0758
2016-05-18 14:00 | 0 | 0.24603 | 7.4145
2016-05-18 15:00 | 0 | 0.26673 | 7.797
2016-05-18 16:00 | 0 | 0 | 7.797
2016-05-18 17:00 | 0 | 0 | 15.594
2016-05-18 18:00 | 0 | 0.71699 | 15.594
2016-05-18 19:00 | 0 | 0.49077 | 15.594
2016-05-18 20:00 | 0.67706 | 0 | 0
2016-05-18 21:00 | 0.6855 | 0 | 0
2016-05-18 22:00 | 0.6367 | 0 | 0
2016-05-18 23:00 | 0.53524 | 0 | 0
2016-05-19 | 0.05765 | 0 | 5.6491
2016-05-19 01:00 | 0.032949 | 0 | 5.2582
2016-05-19 02:00 | 0.036728 | 0 | 5.0822
2016-05-19 03:00 | 0.019203 | 0 | 4.9945
2016-05-19 04:00 | 0.038621 | 0 | 4.7746
2016-05-19 05:00 | 0.35712 | 0 | 0
2016-05-19 06:00 | 0.34732 | 0 | 0
2016-05-19 07:00 | 0.31838 | 0 | 0
2016-05-19 08:00 | 0.26906 | 0 | 0
2016-05-19 09:00 | 0 | 0.30704 | 15.594
2016-05-19 10:00 | 0 | 0 | 15.594
2016-05-19 11:00 | 0 | 0.84996 | 15.594
2016-05-19 12:00 | 0 | 0.62128 | 12.6559
2016-05-19 13:00 | 0 | 0.2842 | 7.797
2016-05-19 14:00 | 0 | 0 | 12.0465
2016-05-19 15:00 | 0 | 0.24294 | 7.797
2016-05-19 16:00 | 0 | 0.23062 | 7.797
2016-05-19 17:00 | 0 | 0.76904 | 15.594
2016-05-19 18:00 | 0 | 0.70037 | 15.594
2016-05-19 19:00 | 0 | 0 | 15.594
2016-05-19 20:00 | 0.73512 | 0 | 0
2016-05-19 21:00 | 0.71835 | 0 | 0
2016-05-19 22:00 | 0.66874 | 0 | 0
2016-05-19 23:00 | 0.55304 | 0 | 0
2016-05-20 | 0 | 0.0020901 | 6.4601
2016-05-20 01:00 | 0 | 0 | 6.2047
2016-05-20 02:00 | 0 | 0.028916 | 6.0107
2016-05-20 03:00 | 0 | 0.04741 | 5.9061
2016-05-20 04:00 | 0 | 0.025626 | 5.7118
2016-05-20 05:00 | 0.3502 | 0 | 0
2016-05-20 06:00 | 0.34606 | 0 | 0
2016-05-20 07:00 | 0.32393 | 0 | 0
2016-05-20 08:00 | 0.27088 | 0 | 0
2016-05-20 09:00 | 0 | 0.41547 | 15.594
2016-05-20 10:00 | 0 | 0.85969 | 15.594
2016-05-20 11:00 | 0 | 0.85947 | 15.594
2016-05-20 12:00 | 0 | 0.29023 | 7.797
2016-05-20 13:00 | 0 | 0.29733 | 7.797
2016-05-20 14:00 | 0 | 0 | 12.0465
2016-05-20 15:00 | 0 | 0.24701 | 7.797
2016-05-20 16:00 | 0 | 0.23796 | 7.6629
2016-05-20 17:00 | 0 | 0 | 15.594
2016-05-20 18:00 | 0 | 0.70448 | 15.594
2016-05-20 19:00 | 0 | 0 | 15.594
2016-05-20 20:00 | 0.71044 | 0 | 0
2016-05-20 21:00 | 0.72368 | 0 | 0
2016-05-20 22:00 | 0.66356 | 0 | 0
2016-05-20 23:00 | 0.53728 | 0 | 0
2016-05-21 | 0 | 0.051149 | 6.9307
2016-05-21 01:00 | 0 | 0.092654 | 6.8317
2016-05-21 02:00 | 0 | 0.091461 | 6.6826
2016-05-21 03:00 | 0 | 0.093364 | 6.4836
2016-05-21 04:00 | 0 | 0.07414 | 6.3036
2016-05-21 05:00 | 0.35291 | 0 | 0
2016-05-21 06:00 | 0.33426 | 0 | 0
2016-05-21 07:00 | 0.30717 | 0 | 0
2016-05-21 08:00 | 0.26448 | 0 | 0
2016-05-21 09:00 | 0 | 0.85259 | 15.594
2016-05-21 10:00 | 0 | 0 | 15.594
2016-05-21 11:00 | 0 | 0 | 15.594
2016-05-21 12:00 | 0 | 0.61438 | 12.5024
2016-05-21 13:00 | 0 | 0.57968 | 12.1804
2016-05-21 14:00 | 0 | 0.18902 | 6.655
2016-05-21 15:00 | 0 | 0 | 7.797
2016-05-21 16:00 | 0 | 0 | 7.797
2016-05-21 17:00 | 0 | 0.76116 | 15.594
2016-05-21 18:00 | 0 | 0.69012 | 15.594
2016-05-21 19:00 | 0 | 0.47452 | 15.594
2016-05-21 20:00 | 0.68794 | 0 | 0
2016-05-21 21:00 | 0.66826 | 0 | 0
2016-05-21 22:00 | 0.60473 | 0 | 0
2016-05-21 23:00 | 0.49872 | 0 | 0
2016-05-22 | 0.00041645 | 0 | 6.1721
2016-05-22 01:00 | 0 | 0.023378 | 5.8297
2016-05-22 02:00 | 0 | 0.024437 | 5.5169
2016-05-22 03:00 | 0.0072268 | 0 | 5.1632
2016-05-22 04:00 | 0.035193 | 0 | 4.7527
2016-05-22 05:00 | 0.34114 | 0 | 0
2016-05-22 06:00 | 0.33515 | 0 | 0
2016-05-22 07:00 | 0.32012 | 0 | 0
2016-05-22 08:00 | 0.26533 | 0 | 0
2016-05-22 09:00 | 0 | 0.84948 | 15.594
2016-05-22 10:00 | 0 | 0.85141 | 15.594
2016-05-22 11:00 | 0 | 0 | 15.594
2016-05-22 12:00 | 0 | 0 | 12.3833
2016-05-22 13:00 | 0 | 0.28035 | 7.797
2016-05-22 14:00 | 0 | 0.54553 | 12.0465
2016-05-22 15:00 | 0 | 0 | 7.7112
2016-05-22 16:00 | 0 | 0.16549 | 7.0349
2016-05-22 17:00 | 0 | 0.76697 | 15.594
2016-05-22 18:00 | 0 | 0.69393 | 15.594
2016-05-22 19:00 | 0 | 0 | 15.594
2016-05-22 20:00 | 0.67928 | 0 | 0
2016-05-22 21:00 | 0.69601 | 0 | 0
2016-05-22 22:00 | 0.61357 | 0 | 0
2016-05-22 23:00 | 0.5321 | 0 | 0
2016-05-23 | 0 | 0 | 7.0552
2016-05-23 01:00 | 0 | 0.074779 | 6.7649
2016-05-23 02:00 | 0 | 0 | 6.5946
2016-05-23 03:00 | 0 | 0 | 6.5288
2016-05-23 04:00 | 0 | 0.071791 | 6.2897
2016-05-23 05:00 | 0.36752 | 0 | 0
2016-05-23 06:00 | 0.36634 | 0 | 0
2016-05-23 07:00 | 0.32519 | 0 | 0
2016-05-23 08:00 | 0.28027 | 0 | 0
2016-05-23 09:00 | 0 | 0.8476 | 15.594
2016-05-23 10:00 | 0 | 0.87079 | 15.594
2016-05-23 11:00 | 0 | 0.58346 | 15.594
2016-05-23 12:00 | 0 | 0 | 7.797
2016-05-23 13:00 | 0 | 0.31905 | 7.797
2016-05-23 14:00 | 0 | 0.57032 | 12.0465
2016-05-23 15:00 | 0 | 0.27576 | 7.797
2016-05-23 16:00 | 0 | 0 | 7.797
2016-05-23 17:00 | 0 | 0 | 15.594
2016-05-23 18:00 | 0 | 0.69878 | 15.594
2016-05-23 19:00 | 0 | 0.48192 | 15.594
2016-05-23 20:00 | 0.68846 | 0 | 0
2016-05-23 21:00 | 0.69911 | 0 | 0
2016-05-23 22:00 | 0.64561 | 0 | 0
2016-05-23 23:00 | 0.53668 | 0 | 0
2016-05-24 | 0 | 0.058981 | 7.3335
2016-05-24 01:00 | 0 | 0.10085 | 7.1767
2016-05-24 02:00 | 0 | 0.12913 | 7.0974
2016-05-24 03:00 | 0 | 0.14266 | 6.9639
2016-05-24 04:00 | 0 | 0.12803 | 6.7792
2016-05-24 05:00 | 0.35095 | 0 | 0
2016-05-24 06:00 | 0.35598 | 0 | 0
2016-05-24 07:00 | 0.33611 | 0 | 0
2016-05-24 08:00 | 0.28301 | 0 | 0
2016-05-24 09:00 | 0 | 0.84068 | 15.594
2016-05-24 10:00 | 0 | 0.86262 | 15.594
2016-05-24 11:00 | 0 | 0 | 15.594
2016-05-24 12:00 | 0 | 0 | 7.797
2016-05-24 13:00 | 0 | 0 | 7.797
2016-05-24 14:00 | 0 | 0.58453 | 12.0465
2016-05-24 15:00 | 0 | 0 | 7.797
2016-05-24 16:00 | 0 | 0 | 7.7638
2016-05-24 17:00 | 0 | 0.79013 | 15.594
2016-05-24 18:00 | 0 | 0.70093 | 15.594
2016-05-24 19:00 | 0 | 0 | 15.594
2016-05-24 20:00 | 0.70615 | 0 | 0
2016-05-24 21:00 | 0.69016 | 0 | 0
2016-05-24 22:00 | 0.61431 | 0 | 0
2016-05-24 23:00 | 0.51474 | 0 | 0
2016-05-25 | 0 | 0.059325 | 6.7712
2016-05-25 01:00 | 0 | 0.087977 | 6.394
2016-05-25 02:00 | 0 | 0.074118 | 6.1326
2016-05-25 03:00 | 0 | 0.059269 | 5.9267
2016-05-25 04:00 | 0 | 0.032997 | 5.6358
2016-05-25 05:00 | 0.35653 | 0 | 0
2016-05-25 06:00 | 0.34366 | 0 | 0
2016-05-25 07:00 | 0.31887 | 0 | 0
2016-05-25 08:00 | 0.26899 | 0 | 0
2016-05-25 09:00 | 0 | 0.85773 | 15.594
2016-05-25 10:00 | 0 | 0.87967 | 15.594
2016-05-25 11:00 | 0 | 0.88334 | 15.594
2016-05-25 12:00 | 0 | 0 | 7.797
2016-05-25 13:00 | 0 | 0.058391 | 7.797
2016-05-25 14:00 | 0 | 0 | 12.0465
2016-05-25 15:00 | 0 | 0.26967 | 7.5337
2016-05-25 16:00 | 0 | 0.18722 | 7.0189
2016-05-25 17:00 | 0 | 0.77567 | 15.594
2016-05-25 18:00 | 0 | 0 | 15.594
2016-05-25 19:00 | 0 | 0 | 15.594
2016-05-25 20:00 | 0.68831 | 0 | 0
2016-05-25 21:00 | 0.67721 | 0 | 0
2016-05-25 22:00 | 0.61886 | 0 | 0
2016-05-25 23:00 | 0.52595 | 0 | 0
2016-05-26 | 0 | 0 | 7.4723
2016-05-26 01:00 | 0 | 0.097008 | 7.0316
2016-05-26 02:00 | 0 | 0.092799 | 6.6623
2016-05-26 03:00 | 0 | 0.080863 | 6.3196
2016-05-26 04:00 | 0 | 0.05416 | 5.9915
2016-05-26 05:00 | 0.34325 | 0 | 0
2016-05-26 06:00 | 0.33437 | 0 | 0
2016-05-26 07:00 | 0.3313 | 0 | 0
2016-05-26 08:00 | 0.26618 | 0 | 0
2016-05-26 09:00 | 0 | 0.849 | 15.594
2016-05-26 10:00 | 0 | 0.87716 | 15.594
2016-05-26 11:00 | 0 | 0 | 15.594
2016-05-26 12:00 | 0 | 0.31398 | 7.797
2016-05-26 13:00 | 0 | 0 | 7.797
2016-05-26 14:00 | 0 | 0.13691 | 12.0465
2016-05-26 15:00 | 0 | 0.243 | 7.7457
2016-05-26 16:00 | 0 | 0.18362 | 7.2364
2016-05-26 17:00 | 0 | 0.76871 | 15.594
2016-05-26 18:00 | 0 | 0 | 15.594
2016-05-26 19:00 | 0 | 0.49717 | 15.594
2016-05-26 20:00 | 0.70844 | 0 | 0
2016-05-26 21:00 | 0.73112 | 0 | 0
2016-05-26 22:00 | 0.66211 | 0 | 0
2016-05-26 23:00 | 0.53968 | 0 | 0
2016-05-27 | 0 | 0.073374 | 7.5989
2016-05-27 01:00 | 0 | 0.10517 | 7.3511
2016-05-27 02:00 | 0 | 0.11733 | 7.0236
2016-05-27 03:00 | 0 | 0.079702 | 6.6812
2016-05-27 04:00 | 0 | 0.072655 | 6.4053
2016-05-27 05:00 | 0.37666 | 0 | 0
2016-05-27 06:00 | 0.37037 | 0 | 0
2016-05-27 07:00 | 0.3236 | 0 | 0
2016-05-27 08:00 | 0.27088 | 0 | 0
2016-05-27 09:00 | 0 | 0.45839 | 15.594
2016-05-27 10:00 | 0 | 0.8577 | 15.594
2016-05-27 11:00 | 0 | 0 | 15.594
2016-05-27 12:00 | 0 | 0.32615 | 7.797
2016-05-27 13:00 | 0 | 0.31369 | 7.797
2016-05-27 14:00 | 0 | 0 | 12.0465
2016-05-27 15:00 | 0 | 0.25482 | 7.797
2016-05-27 16:00 | 0 | 0.24176 | 7.797
2016-05-27 17:00 | 0 | 0 | 15.594
2016-05-27 18:00 | 0 | 0.69072 | 15.594
2016-05-27 19:00 | 0 | 0.45603 | 15.594
2016-05-27 20:00 | 0.70381 | 0 | 0
2016-05-27 21:00 | 0.68687 | 0 | 0
2016-05-27 22:00 | 0.63529 | 0 | 0
2016-05-27 23:00 | 0.55937 | 0 | 0
2016-05-28 | 0.003689 | 0 | 6.4458
2016-05-28 01:00 | 0 | 0.023424 | 6.2253
2016-05-28 02:00 | 0 | 0.017556 | 5.8513
2016-05-28 03:00 | 0 | 0.002649 | 5.4621
2016-05-28 04:00 | 0.021921 | 0 | 5.1712
2016-05-28 05:00 | 0.36023 | 0 | 0
2016-05-28 06:00 | 0.36445 | 0 | 0
2016-05-28 07:00 | 0.3239 | 0 | 0
2016-05-28 08:00 | 0.28194 | 0 | 0
2016-05-28 09:00 | 0 | 0.84878 | 15.594
2016-05-28 10:00 | 0 | 0 | 15.594
2016-05-28 11:00 | 0 | 0.87087 | 15.594
2016-05-28 12:00 | 0 | 0.62713 | 12.4653
2016-05-28 13:00 | 0 | 0 | 7.797
2016-05-28 14:00 | 0 | 0.28686 | 7.797
2016-05-28 15:00 | 0 | 0 | 7.797
2016-05-28 16:00 | 0 | 0.24513 | 7.797
2016-05-28 17:00 | 0 | 0.77056 | 15.594
2016-05-28 18:00 | 0 | 0.69575 | 15.594
2016-05-28 19:00 | 0 | 0 | 15.594
2016-05-28 20:00 | 0.70703 | 0 | 0
2016-05-28 21:00 | 0.72098 | 0 | 0
2016-05-28 22:00 | 0.6566 | 0 | 0
2016-05-28 23:00 | 0.53976 | 0 | 0
2016-05-29 | 0.022574 | 0 | 6.3202
2016-05-29 01:00 | 0 | 0.0053115 | 5.9549
2016-05-29 02:00 | 0 | 0.020053 | 5.6623
2016-05-29 03:00 | 0 | 0.0022515 | 5.4083
2016-05-29 04:00 | 0.0071811 | 0 | 5.2465
2016-05-29 05:00 | 0.36086 | 0 | 0
2016-05-29 06:00 | 0.34987 | 0 | 0
2016-05-29 07:00 | 0.33078 | 0 | 0
2016-05-29 08:00 | 0.28764 | 0 | 0
2016-05-29 09:00 | 0 | 0.79644 | 15.594
2016-05-29 10:00 | 0 | 0.8655 | 15.594
2016-05-29 11:00 | 0 | 0.86783 | 15.594
2016-05-29 12:00 | 0 | 0 | 12.9049
2016-05-29 13:00 | 0 | 0 | 12.0653
2016-05-29 14:00 | 0 | 0 | 7.5387
2016-05-29 15:00 | 0 | 0.25438 | 7.797
2016-05-29 16:00 | 0 | 0 | 7.797
2016-05-29 17:00 | 0 | 0.77067 | 15.594
2016-05-29 18:00 | 0 | 0.69974 | 15.594
2016-05-29 19:00 | 0 | 0.47567 | 15.594
2016-05-29 20:00 | 0.70008 | 0 | 0
2016-05-29 21:00 | 0.69486 | 0 | 0
2016-05-29 22:00 | 0.65575 | 0 | 0
2016-05-29 23:00 | 0.55641 | 0 | 0
2016-05-30 | 0.000259 | 0 | 6.3212
2016-05-30 01:00 | 0 | 0.0032284 | 5.8304
2016-05-30 02:00 | 0 | 0.0082919 | 5.5262
2016-05-30 03:00 | 0 | 0.0085903 | 5.2708
2016-05-30 04:00 | 0.019566 | 0 | 5.1336
2016-05-30 05:00 | 0.36996 | 0 | 0
2016-05-30 06:00 | 0.36201 | 0 | 0
2016-05-30 07:00 | 0.34188 | 0 | 0
2016-05-30 08:00 | 0.28364 | 0 | 0
2016-05-30 09:00 | 0 | 0.50674 | 15.594
2016-05-30 10:00 | 0 | 0 | 15.594
2016-05-30 11:00 | 0 | 0.83494 | 15.594
2016-05-30 12:00 | 0 | 0 | 12.0486
2016-05-30 13:00 | 0 | 0 | 7.797
2016-05-30 14:00 | 0 | 0.2637 | 7.797
2016-05-30 15:00 | 0 | 0 | 7.797
2016-05-30 16:00 | 0 | 0.22293 | 7.5856
2016-05-30 17:00 | 0 | 0.77659 | 15.594
2016-05-30 18:00 | 0 | 0.70555 | 15.594
2016-05-30 19:00 | 0 | 0.4867 | 15.594
2016-05-30 20:00 | 0.6983 | 0 | 0
2016-05-30 21:00 | 0.71414 | 0 | 0
2016-05-30 22:00 | 0.63729 | 0 | 0
2016-05-30 23:00 | 0.51341 | 0 | 0
2016-05-31 | 0 | 0.025713 | 6.7048
2016-05-31 01:00 | 0 | 0.040437 | 6.3983
2016-05-31 02:00 | 0 | 0.051582 | 6.1349
2016-05-31 03:00 | 0 | 0.034985 | 5.8892
2016-05-31 04:00 | 0 | 0.022055 | 5.6165
2016-05-31 05:00 | 0.36297 | 0 | 0
2016-05-31 06:00 | 0.35453 | 0 | 0
2016-05-31 07:00 | 0.32482 | 0 | 0
2016-05-31 08:00 | 0.28198 | 0 | 0
2016-05-31 09:00 | 0 | 0.84556 | 15.594
2016-05-31 10:00 | 0 | 0.86454 | 15.594
2016-05-31 11:00 | 0 | 0.88226 | 15.594
2016-05-31 12:00 | 0 | 0 | 12.2733
2016-05-31 13:00 | 0 | 0 | 7.797
2016-05-31 14:00 | 0 | 0.55822 | 12.0465
2016-05-31 15:00 | 0 | 0 | 7.797
2016-05-31 16:00 | 0 | 0 | 7.6371
2016-05-31 17:00 | 0 | 0.37214 | 15.594
2016-05-31 18:00 | 0 | 0.70381 | 15.594
2016-05-31 19:00 | 0 | 0 | 15.594
2016-05-31 20:00 | 0.698 | 0 | 0
2016-05-31 21:00 | 0.67714 | 0 | 0
2016-05-31 22:00 | 0.63644 | 0 | 0
2016-05-31 23:00 | 0.53602 | 0 | 0
2016-06-01 | 0 | 0.039867 | 7.0376
2016-06-01 01:00 | 0 | 0.033328 | 6.5813
2016-06-01 02:00 | 0 | 0.031153 | 6.1462
2016-06-01 03:00 | 0 | 0.015833 | 5.7772
2016-06-01 04:00 | 0 | 0.0037527 | 5.5136
2016-06-01 05:00 | 0.36704 | 0 | 0
2016-06-01 06:00 | 0.35139 | 0 | 0
2016-06-01 07:00 | 0.32719 | 0 | 0
2016-06-01 08:00 | 0.27694 | 0 | 0
2016-06-01 09:00 | 0 | 0.84493 | 15.594
2016-06-01 10:00 | 0 | 0.87753 | 15.594
2016-06-01 11:00 | 0 | 0.88682 | 15.594
2016-06-01 12:00 | 0 | 0 | 12.261
2016-06-01 13:00 | 0 | 0.30943 | 7.797
2016-06-01 14:00 | 0 | 0.55844 | 12.0465
2016-06-01 15:00 | 0 | 0 | 7.797
2016-06-01 16:00 | 0 | 0 | 7.6807
2016-06-01 17:00 | 0 | 0.75136 | 15.594
2016-06-01 18:00 | 0 | 0 | 15.594
2016-06-01 19:00 | 0 | 0.43952 | 15.594
2016-06-01 20:00 | 0.69567 | 0 | 0
2016-06-01 21:00 | 0.70252 | 0 | 0
2016-06-01 22:00 | 0.63795 | 0 | 0
2016-06-01 23:00 | 0.53976 | 0 | 0
2016-06-02 | 0 | 0 | 6.578
2016-06-02 01:00 | 0 | 0.058889 | 6.2737
2016-06-02 02:00 | 0 | 0.036828 | 5.9685
2016-06-02 03:00 | 0 | 0.023264 | 5.7039
2016-06-02 04:00 | 0 | 0.0086604 | 5.4883
2016-06-02 05:00 | 0.3522 | 0 | 0
2016-06-02 06:00 | 0.32789 | 0 | 0
2016-06-02 07:00 | 0.30662 | 0 | 0
2016-06-02 08:00 | 0.26 | 0 | 0
2016-06-02 09:00 | 0 | 0.85093 | 15.594
2016-06-02 10:00 | 0 | 0 | 15.594
2016-06-02 11:00 | 0 | 0 | 15.594
2016-06-02 12:00 | 0 | 0.63432 | 12.877
2016-06-02 13:00 | 0 | 0.29437 | 7.797
2016-06-02 14:00 | 0 | 0.27665 | 7.797
2016-06-02 15:00 | 0 | 0.24827 | 7.797
2016-06-02 16:00 | 0 | 0.24102 | 7.797
2016-06-02 17:00 | 0 | 0.21885 | 15.594
2016-06-02 18:00 | 0 | 0.6835 | 15.594
2016-06-02 19:00 | 0 | 0.45869 | 15.594
2016-06-02 20:00 | 0.70796 | 0 | 0
2016-06-02 21:00 | 0.7064 | 0 | 0
2016-06-02 22:00 | 0.67747 | 0 | 0
2016-06-02 23:00 | 0.60946 | 0 | 0
2016-06-03 | 0.031043 | 0 | 6.4773
2016-06-03 01:00 | 0 | 0.0033198 | 6.0595
2016-06-03 02:00 | 0.0062412 | 0 | 5.7155
2016-06-03 03:00 | 0.01636 | 0 | 5.5644
2016-06-03 04:00 | 0.013255 | 0 | 5.4697
2016-06-03 05:00 | 0.38513 | 0 | 0
2016-06-03 06:00 | 0.34395 | 0 | 0
2016-06-03 07:00 | 0.32427 | 0 | 0
2016-06-03 08:00 | 0.26877 | 0 | 0
2016-06-03 09:00 | 0 | 0.86106 | 15.594
2016-06-03 10:00 | 0 | 0.86802 | 15.594
2016-06-03 11:00 | 0 | 0 | 15.594
2016-06-03 12:00 | 0 | 0.66316 | 13.1757
2016-06-03 13:00 | 0 | 0 | 12.4014
2016-06-03 14:00 | 0 | 0.21753 | 7.0781
2016-06-03 15:00 | 0 | 0.2607 | 7.797
2016-06-03 16:00 | 0 | 0.258 | 7.797
2016-06-03 17:00 | 0 | 0.046507 | 15.594
2016-06-03 18:00 | 0 | 0.70855 | 15.594
2016-06-03 19:00 | 0 | 0.47885 | 15.594
2016-06-03 20:00 | 0.69397 | 0 | 0
2016-06-03 21:00 | 0.68394 | 0 | 0
2016-06-03 22:00 | 0.66271 | 0 | 0
2016-06-03 23:00 | 0.56928 | 0 | 0
2016-06-04 | 0.052126 | 0 | 6.2731
2016-06-04 01:00 | 0.0098821 | 0 | 5.9021
2016-06-04 02:00 | 0 | 0.011287 | 5.6411
2016-06-04 03:00 | 0 | 0.00045738 | 5.6285
2016-06-04 04:00 | 0.0013147 | 0 | 5.5046
2016-06-04 05:00 | 0.34636 | 0 | 0
2016-06-04 06:00 | 0.334 | 0 | 0
2016-06-04 07:00 | 0.31346 | 0 | 0
2016-06-04 08:00 | 0.28061 | 0 | 0
2016-06-04 09:00 | 0 | 0.84486 | 15.594
2016-06-04 10:00 | 0 | 0.48521 | 15.594
2016-06-04 11:00 | 0 | 0.87035 | 15.594
2016-06-04 12:00 | 0 | 0 | 13.7489
2016-06-04 13:00 | 0 | 0 | 12.7659
2016-06-04 14:00 | 0 | 0.24583 | 7.2956
2016-06-04 15:00 | 0 | 0.26529 | 7.797
2016-06-04 16:00 | 0 | 0.2509 | 7.797
2016-06-04 17:00 | 0 | 0.79528 | 15.594
2016-06-04 18:00 | 0 | 0.70796 | 15.594
2016-06-04 19:00 | 0 | 0 | 15.594
2016-06-04 20:00 | 0.71565 | 0 | 0
2016-06-04 21:00 | 0.70263 | 0 | 0
2016-06-04 22:00 | 0.65423 | 0 | 0
2016-06-04 23:00 | 0.55256 | 0 | 0
2016-06-05 | 0.049191 | 0 | 6.1824
2016-06-05 01:00 | 0.0087509 | 0 | 5.7577
2016-06-05 02:00 | 0.012426 | 0 | 5.4548
2016-06-05 03:00 | 0.030992 | 0 | 5.1947
2016-06-05 04:00 | 0.010349 | 0 | 5.041
2016-06-05 05:00 | 0.35812 | 0 | 0
2016-06-05 06:00 | 0.35009 | 0 | 0
2016-06-05 07:00 | 0.31894 | 0 | 0
2016-06-05 08:00 | 0.26633 | 0 | 0
2016-06-05 09:00 | 0 | 0.49614 | 15.594
2016-06-05 10:00 | 0 | 0.85411 | 15.594
2016-06-05 11:00 | 0 | 0 | 15.594
2016-06-05 12:00 | 0 | 0.30569 | 7.797
2016-06-05 13:00 | 0 | 0.29137 | 7.797
2016-06-05 14:00 | 0 | 0.56802 | 12.0465
2016-06-05 15:00 | 0 | 0 | 7.797
2016-06-05 16:00 | 0 | 0.27465 | 7.797
2016-06-05 17:00 | 0 | 0.79517 | 15.594
2016-06-05 18:00 | 0 | 0.70344 | 15.594
2016-06-05 19:00 | 0 | 0.44163 | 15.594
2016-06-05 20:00 | 0.72616 | 0 | 0
2016-06-05 21:00 | 0.72002 | 0 | 0
2016-06-05 22:00 | 0.68047 | 0 | 0
2016-06-05 23:00 | 0.56702 | 0 | 0
2016-06-06 | 0.010086 | 0 | 6.5716
2016-06-06 01:00 | 0 | 0.037287 | 6.2847
2016-06-06 02:00 | 0 | 0 | 6.0104
2016-06-06 03:00 | 0 | 0 | 5.8337
2016-06-06 04:00 | 0 | 0.036369 | 5.7371
2016-06-06 05:00 | 0.35564 | 0 | 0
2016-06-06 06:00 | 0.35553 | 0 | 0
2016-06-06 07:00 | 0.34073 | 0 | 0
2016-06-06 08:00 | 0.29197 | 0 | 0
2016-06-06 09:00 | 0 | 0.84734 | 15.594
2016-06-06 10:00 | 0 | 0.86624 | 15.594
2016-06-06 11:00 | 0 | 0 | 15.594
2016-06-06 12:00 | 0 | 0 | 12.2363
2016-06-06 13:00 | 0 | 0.29141 | 7.797
2016-06-06 14:00 | 0 | 0.55334 | 12.0465
2016-06-06 15:00 | 0 | 0.25767 | 7.797
2016-06-06 16:00 | 0 | 0.25219 | 7.797
2016-06-06 17:00 | 0 | 0.77596 | 15.594
2016-06-06 18:00 | 0 | 0.1439 | 15.594
2016-06-06 19:00 | 0 | 0.42321 | 15.594
2016-06-06 20:00 | 0.71869 | 0 | 0
2016-06-06 21:00 | 0.71921 | 0 | 0
2016-06-06 22:00 | 0.66374 | 0 | 0
2016-06-06 23:00 | 0.55178 | 0 | 0
2016-06-07 | 0 | 0.047984 | 7.0505
2016-06-07 01:00 | 0 | 0.08736 | 6.6623
2016-06-07 02:00 | 0 | 0 | 6.3285
2016-06-07 03:00 | 0 | 0.051595 | 6.0041
2016-06-07 04:00 | 0 | 0.050122 | 5.6872
2016-06-07 05:00 | 0.33596 | 0 | 0
2016-06-07 06:00 | 0.33537 | 0 | 0
2016-06-07 07:00 | 0.32886 | 0 | 0
2016-06-07 08:00 | 0.27953 | 0 | 0
2016-06-07 09:00 | 0 | 0.14356 | 15.594
2016-06-07 10:00 | 0 | 0 | 15.594
2016-06-07 11:00 | 0 | 0.86169 | 15.594
2016-06-07 12:00 | 0 | 0.5974 | 12.1931
2016-06-07 13:00 | 0 | 0.30022 | 7.797
2016-06-07 14:00 | 0 | 0.27957 | 7.797
2016-06-07 15:00 | 0 | 0.25016 | 7.797
2016-06-07 16:00 | 0 | 0.23817 | 7.797
2016-06-07 17:00 | 0 | 0.77041 | 15.594
2016-06-07 18:00 | 0 | 0.6798 | 15.594
2016-06-07 19:00 | 0 | 0 | 15.594
2016-06-07 20:00 | 0.74211 | 0 | 0
2016-06-07 21:00 | 0.75761 | 0 | 0
2016-06-07 22:00 | 0.67529 | 0 | 0
2016-06-07 23:00 | 0.57054 | 0 | 0
2016-06-08 | 0.059943 | 0 | 5.8241
2016-06-08 01:00 | 0.027456 | 0 | 5.4216
2016-06-08 02:00 | 0.017852 | 0 | 5.1522
2016-06-08 03:00 | 0.040989 | 0 | 4.9775
2016-06-08 04:00 | 0.054556 | 0 | 4.8088
2016-06-08 05:00 | 0.37437 | 0 | 0
2016-06-08 06:00 | 0.34451 | 0 | 0
2016-06-08 07:00 | 0.31964 | 0 | 0
2016-06-08 08:00 | 0.27036 | 0 | 0
2016-06-08 09:00 | 0 | 0.84641 | 15.594
2016-06-08 10:00 | 0 | 0.3429 | 15.594
2016-06-08 11:00 | 0 | 0.87002 | 15.594
2016-06-08 12:00 | 0 | 0.67255 | 13.1514
2016-06-08 13:00 | 0 | 0.29311 | 7.797
2016-06-08 14:00 | 0 | 0.25978 | 7.797
2016-06-08 15:00 | 0 | 0 | 7.797
2016-06-08 16:00 | 0 | 0.24057 | 7.797
2016-06-08 17:00 | 0 | 0 | 15.594
2016-06-08 18:00 | 0 | 0.6912 | 15.594
2016-06-08 19:00 | 0 | 0.49839 | 15.594
2016-06-08 20:00 | 0.6953 | 0 | 0
2016-06-08 21:00 | 0.70777 | 0 | 0
2016-06-08 22:00 | 0.66282 | 0 | 0
2016-06-08 23:00 | 0.60018 | 0 | 0
2016-06-09 | 0.083254 | 0 | 5.9925
2016-06-09 01:00 | 0.029939 | 0 | 5.6268
2016-06-09 02:00 | 0.031411 | 0 | 5.3289
2016-06-09 03:00 | 0.043824 | 0 | 5.0529
2016-06-09 04:00 | 0.077694 | 0 | 4.6899
2016-06-09 05:00 | 0.37359 | 0 | 0
2016-06-09 06:00 | 0.37167 | 0 | 0
2016-06-09 07:00 | 0.33393 | 0 | 0
2016-06-09 08:00 | 0.25767 | 0 | 0
2016-06-09 09:00 | 0 | 0.8756 | 15.594
2016-06-09 10:00 | 0 | 0.89 | 15.594
2016-06-09 11:00 | 0 | 0.88807 | 15.594
2016-06-09 12:00 | 0 | 0 | 12.6788
2016-06-09 13:00 | 0 | 0.32042 | 7.797
2016-06-09 14:00 | 0 | 0.56547 | 12.0465
2016-06-09 15:00 | 0 | 0.25785 | 7.797
2016-06-09 16:00 | 0 | 0.24553 | 7.534
2016-06-09 17:00 | 0 | 0 | 15.594
2016-06-09 18:00 | 0 | 0.68729 | 15.594
2016-06-09 19:00 | 0 | 0 | 15.594
2016-06-09 20:00 | 0.74718 | 0 | 0
2016-06-09 21:00 | 0.72886 | 0 | 0
2016-06-09 22:00 | 0.69556 | 0 | 0
2016-06-09 23:00 | 0.61191 | 0 | 0
2016-06-10 | 0.094449 | 0 | 5.8091
2016-06-10 01:00 | 0.036189 | 0 | 5.4495
2016-06-10 02:00 | 0.028332 | 0 | 5.391
2016-06-10 03:00 | 0 | 0 | 5.7447
2016-06-10 04:00 | 0 | 0 | 5.8568
2016-06-10 05:00 | 0.37696 | 0 | 0
2016-06-10 06:00 | 0.35024 | 0 | 0
2016-06-10 07:00 | 0.32038 | 0 | 0
2016-06-10 08:00 | 0.27898 | 0 | 0
2016-06-10 09:00 | 0 | 0.44739 | 15.594
2016-06-10 10:00 | 0 | 0 | 15.594
2016-06-10 11:00 | 0 | 0.87287 | 15.594
2016-06-10 12:00 | 0 | 0.66778 | 12.9263
2016-06-10 13:00 | 0 | 0.32534 | 7.797
2016-06-10 14:00 | 0 | 0.59444 | 12.0465
2016-06-10 15:00 | 0 | 0.27946 | 7.797
2016-06-10 16:00 | 0 | 0.25092 | 7.5783
2016-06-10 17:00 | 0 | 0.80205 | 15.594
2016-06-10 18:00 | 0 | 0 | 15.594
2016-06-10 19:00 | 0 | 0.48999 | 15.594
2016-06-10 20:00 | 0.70119 | 0 | 0
2016-06-10 21:00 | 0.68332 | 0 | 0
2016-06-10 22:00 | 0.66722 | 0 | 0
2016-06-10 23:00 | 0.57776 | 0 | 0
2016-06-11 | 0.027093 | 0 | 6.4252
2016-06-11 01:00 | 0 | 0 | 6.0273
2016-06-11 02:00 | 0 | 0.021779 | 5.6839
2016-06-11 03:00 | 0.005202 | 0 | 5.4478
2016-06-11 04:00 | 0.033965 | 0 | 5.2631
2016-06-11 05:00 | 0.37426 | 0 | 0
2016-06-11 06:00 | 0.3555 | 0 | 0
2016-06-11 07:00 | 0.32323 | 0 | 0
2016-06-11 08:00 | 0.28102 | 0 | 0
2016-06-11 09:00 | 0 | 0.83638 | 15.594
2016-06-11 10:00 | 0 | 0.84501 | 15.594
2016-06-11 11:00 | 0 | 0.86658 | 15.594
2016-06-11 12:00 | 0 | 0.59817 | 12.1386
2016-06-11 13:00 | 0 | 0 | 7.797
2016-06-11 14:00 | 0 | 0.59226 | 12.0465
2016-06-11 15:00 | 0 | 0 | 7.797
2016-06-11 16:00 | 0 | 0 | 7.797
2016-06-11 17:00 | 0 | 0.01689 | 15.594
2016-06-11 18:00 | 0 | 0.68801 | 15.594
2016-06-11 19:00 | 0 | 0 | 15.594
2016-06-11 20:00 | 0.7215 | 0 | 0
2016-06-11 21:00 | 0.7101 | 0 | 0
2016-06-11 22:00 | 0.65682 | 0 | 0
2016-06-11 23:00 | 0.56351 | 0 | 0
2016-06-12 | 0.011453 | 0 | 6.4411
2016-06-12 01:00 | 0 | 0.010787 | 6.111
2016-06-12 02:00 | 0 | 0.03026 | 5.939
2016-06-12 03:00 | 0 | 0.008595 | 5.8526
2016-06-12 04:00 | 0 | 0.00501 | 5.6975
2016-06-12 05:00 | 0.37422 | 0 | 0
2016-06-12 06:00 | 0.35476 | 0 | 0
2016-06-12 07:00 | 0.33326 | 0 | 0
2016-06-12 08:00 | 0.28349 | 0 | 0
2016-06-12 09:00 | 0 | 0.84286 | 15.594
2016-06-12 10:00 | 0 | 0.85174 | 15.594
2016-06-12 11:00 | 0 | 0.21174 | 15.594
2016-06-12 12:00 | 0 | 0.62254 | 12.2737
2016-06-12 13:00 | 0 | 0.31394 | 7.797
2016-06-12 14:00 | 0 | 0.2711 | 7.5308
2016-06-12 15:00 | 0 | 0.28161 | 7.797
2016-06-12 16:00 | 0 | 0.27639 | 7.797
2016-06-12 17:00 | 0 | 0 | 15.594
2016-06-12 18:00 | 0 | 0 | 15.594
2016-06-12 19:00 | 0 | 0.44626 | 15.594
2016-06-12 20:00 | 0.7121 | 0 | 0
2016-06-12 21:00 | 0.71029 | 0 | 0
2016-06-12 22:00 | 0.62941 | 0 | 0
2016-06-12 23:00 | 0.53883 | 0 | 0
2016-06-13 | 0.028959 | 0 | 6.215
2016-06-13 01:00 | 0 | 0.01362 | 6.0413
2016-06-13 02:00 | 0 | 0.016106 | 5.8058
2016-06-13 03:00 | 0.0078849 | 0 | 5.493
2016-06-13 04:00 | 0.043014 | 0 | 5.0831
2016-06-13 05:00 | 0.38132 | 0 | 0
2016-06-13 06:00 | 0.36856 | 0 | 0
2016-06-13 07:00 | 0.34895 | 0 | 0
2016-06-13 08:00 | 0.28342 | 0 | 0
2016-06-13 09:00 | 0 | 0.85033 | 15.594
2016-06-13 10:00 | 0 | 0.85677 | 15.594
2016-06-13 11:00 | 0 | 0.86954 | 15.594
2016-06-13 12:00 | 0 | 0.15929 | 13.3812
2016-06-13 13:00 | 0 | 0.63281 | 12.335
2016-06-13 14:00 | 0 | 0.26772 | 7.3651
2016-06-13 15:00 | 0 | 0.2802 | 7.797
2016-06-13 16:00 | 0 | 0.2647 | 7.797
2016-06-13 17:00 | 0 | 0 | 15.594
2016-06-13 18:00 | 0 | 0 | 15.594
2016-06-13 19:00 | 0 | 0.45417 | 15.594
2016-06-13 20:00 | 0.69516 | 0 | 0
2016-06-13 21:00 | 0.69397 | 0 | 0
2016-06-13 22:00 | 0.64047 | 0 | 0
2016-06-13 23:00 | 0.56022 | 0 | 0
2016-06-14 | 0.10521 | 0 | 5.4309
2016-06-14 01:00 | 0.055137 | 0 | 5.1831
2016-06-14 02:00 | 0.032566 | 0 | 5.0147
2016-06-14 03:00 | 0.038794 | 0 | 4.8088
2016-06-14 04:00 | 0.062543 | 0 | 4.4575
2016-06-14 05:00 | 0.3572 | 0 | 0
2016-06-14 06:00 | 0.34443 | 0 | 0
2016-06-14 07:00 | 0.32231 | 0 | 0
2016-06-14 08:00 | 0.27558 | 0 | 0
2016-06-14 09:00 | 0 | 0.85799 | 15.594
2016-06-14 10:00 | 0 | 0.66032 | 15.594
2016-06-14 11:00 | 0 | 0.88337 | 15.594
2016-06-14 12:00 | 0 | 0.69741 | 13.3198
2016-06-14 13:00 | 0 | 0.63876 | 12.6192
2016-06-14 14:00 | 0 | 0 | 6.5345
2016-06-14 15:00 | 0 | 0.27817 | 7.797
2016-06-14 16:00 | 0 | 0 | 7.797
2016-06-14 17:00 | 0 | 0 | 15.594
2016-06-14 18:00 | 0 | 0.71421 | 15.594
2016-06-14 19:00 | 0 | 0 | 15.594
2016-06-14 20:00 | 0.64942 | 0 | 0
2016-06-14 21:00 | 0.66189 | 0 | 0
2016-06-14 22:00 | 0.6374 | 0 | 0
2016-06-14 23:00 | 0.55774 | 0 | 0
2016-06-15 | 0.1448 | 0 | 4.9573
2016-06-15 01:00 | 0.08764 | 0 | 4.6763
2016-06-15 02:00 | 0.066691 | 0 | 4.4531
2016-06-15 03:00 | 0.072705 | 0 | 4.2495
2016-06-15 04:00 | 0.054205 | 0 | 4.2495
2016-06-15 05:00 | 0.32523 | 0 | 0
2016-06-15 06:00 | 0.33518 | 0 | 0
2016-06-15 07:00 | 0.3128 | 0 | 0
2016-06-15 08:00 | 0.28305 | 0 | 0
2016-06-15 09:00 | 0 | 0.84686 | 15.594
2016-06-15 10:00 | 0 | 0.84012 | 15.594
2016-06-15 11:00 | 0 | 0.65899 | 15.594
2016-06-15 12:00 | 0 | 0 | 13.4865
2016-06-15 13:00 | 0 | 0.28453 | 7.797
2016-06-15 14:00 | 0 | 0.27191 | 7.797
2016-06-15 15:00 | 0 | 0 | 7.797
2016-06-15 16:00 | 0 | 0 | 7.797
2016-06-15 17:00 | 0 | 0.80179 | 15.594
2016-06-15 18:00 | 0 | 0.73556 | 15.594
2016-06-15 19:00 | 0 | 0 | 15.594
2016-06-15 20:00 | 0.64968 | 0 | 0
2016-06-15 21:00 | 0.63433 | 0 | 0
2016-06-15 22:00 | 0.59685 | 0 | 0
2016-06-15 23:00 | 0.58175 | 0 | 0
2016-06-16 | 0.10054 | 0 | 5.7308
2016-06-16 01:00 | 0.049177 | 0 | 5.2432
2016-06-16 02:00 | 0.050174 | 0 | 4.8596
2016-06-16 03:00 | 0.062318 | 0 | 4.5299
2016-06-16 04:00 | 0.070189 | 0 | 4.2495
2016-06-16 05:00 | 0.34614 | 0 | 0
2016-06-16 06:00 | 0.34025 | 0 | 0
2016-06-16 07:00 | 0.32186 | 0 | 0
2016-06-16 08:00 | 0.2839 | 0 | 0
2016-06-16 09:00 | 0 | 0.7372 | 15.594
2016-06-16 10:00 | 0 | 0 | 15.594
2016-06-16 11:00 | 0 | 0.85725 | 15.594
2016-06-16 12:00 | 0 | 0.71179 | 13.5689
2016-06-16 13:00 | 0 | 0.60109 | 12.2573
2016-06-16 14:00 | 0 | 0.26901 | 7.4856
2016-06-16 15:00 | 0 | 0.28368 | 7.797
2016-06-16 16:00 | 0 | 0 | 7.797
2016-06-16 17:00 | 0 | 0.81026 | 15.594
2016-06-16 18:00 | 0 | 0 | 15.594
2016-06-16 19:00 | 0 | 0.45995 | 15.594
2016-06-16 20:00 | 0.71861 | 0 | 0
2016-06-16 21:00 | 0.68391 | 0 | 0
2016-06-16 22:00 | 0.63681 | 0 | 0
2016-06-16 23:00 | 0.55648 | 0 | 0
2016-06-17 | 0.045239 | 0 | 5.9964
2016-06-17 01:00 | 0.017177 | 0 | 5.473
2016-06-17 02:00 | 0.021374 | 0 | 5.0599
2016-06-17 03:00 | 0.056296 | 0 | 4.6962
2016-06-17 04:00 | 0.080025 | 0 | 4.4591
2016-06-17 05:00 | 0.36293 | 0 | 0
2016-06-17 06:00 | 0.33381 | 0 | 0
2016-06-17 07:00 | 0.31402 | 0 | 0
2016-06-17 08:00 | 0.27073 | 0 | 0
2016-06-17 09:00 | 0 | 0.84948 | 15.594
2016-06-17 10:00 | 0 | 0 | 15.594
2016-06-17 11:00 | 0 | 0 | 15.594
2016-06-17 12:00 | 0 | 0.62367 | 12.7205
2016-06-17 13:00 | 0 | 0.29204 | 7.797
2016-06-17 14:00 | 0 | 0.27902 | 7.797
2016-06-17 15:00 | 0 | 0.26784 | 7.797
2016-06-17 16:00 | 0 | 0.25208 | 7.797
2016-06-17 17:00 | 0 | 0.77441 | 15.594
2016-06-17 18:00 | 0 | 0.68736 | 15.594
2016-06-17 19:00 | 0 | 0.45077 | 15.594
2016-06-17 20:00 | 0.69771 | 0 | 0
2016-06-17 21:00 | 0.68698 | 0 | 0
2016-06-17 22:00 | 0.6374 | 0 | 0
2016-06-17 23:00 | 0.54804 | 0 | 0
2016-06-18 | 0.037558 | 0 | 6.1206
2016-06-18 01:00 | 0 | 0.020037 | 5.8457
2016-06-18 02:00 | 0 | 0.022519 | 5.5903
2016-06-18 03:00 | 0 | 0 | 5.3478
2016-06-18 04:00 | 0.010926 | 0 | 5.0885
2016-06-18 05:00 | 0.35024 | 0 | 0
2016-06-18 06:00 | 0.33785 | 0 | 0
2016-06-18 07:00 | 0.32556 | 0 | 0
2016-06-18 08:00 | 0.2647 | 0 | 0
2016-06-18 09:00 | 0 | 0 | 15.594
2016-06-18 10:00 | 0 | 0 | 15.594
2016-06-18 11:00 | 0 | 0 | 15.594
2016-06-18 12:00 | 0 | 0.63258 | 12.3978
2016-06-18 13:00 | 0 | 0.31879 | 7.797
2016-06-18 14:00 | 0 | 0.58442 | 12.0465
2016-06-18 15:00 | 0 | 0.28507 | 7.6407
2016-06-18 16:00 | 0 | 0.20822 | 6.9431
2016-06-18 17:00 | 0 | 0.79124 | 15.594
2016-06-18 18:00 | 0 | 0.71236 | 15.594
2016-06-18 19:00 | 0 | 0.4524 | 15.594
2016-06-18 20:00 | 0.72194 | 0 | 0
2016-06-18 21:00 | 0.69138 | 0 | 0
2016-06-18 22:00 | 0.64125 | 0 | 0
2016-06-18 23:00 | 0.53665 | 0 | 0
2016-06-19 | 0 | 0.012781 | 6.8715
2016-06-19 01:00 | 0 | 0.050982 | 6.4451
2016-06-19 02:00 | 0 | 0 | 6.0207
2016-06-19 03:00 | 0 | 0.02093 | 5.6783
2016-06-19 04:00 | 0 | 0.019131 | 5.4226
2016-06-19 05:00 | 0.34281 | 0 | 0
2016-06-19 06:00 | 0.33515 | 0 | 0
2016-06-19 07:00 | 0.31657 | 0 | 0
2016-06-19 08:00 | 0.28068 | 0 | 0
2016-06-19 09:00 | 0 | 0.84282 | 15.594
2016-06-19 10:00 | 0 | 0 | 15.594
2016-06-19 11:00 | 0 | 0.86269 | 15.594
2016-06-19 12:00 | 0 | 0.60315 | 12.3361
2016-06-19 13:00 | 0 | 0 | 7.797
2016-06-19 14:00 | 0 | 0.26444 | 7.797
2016-06-19 15:00 | 0 | 0.24683 | 7.797
2016-06-19 16:00 | 0 | 0.24783 | 7.797
2016-06-19 17:00 | 0 | 0.78133 | 15.594
2016-06-19 18:00 | 0 | 0.68494 | 15.594
2016-06-19 19:00 | 0 | 0 | 15.594
2016-06-19 20:00 | 0.72461 | 0 | 0
2016-06-19 21:00 | 0.7047 | 0 | 0
2016-06-19 22:00 | 0.66404 | 0 | 0
2016-06-19 23:00 | 0.57169 | 0 | 0
2016-06-20 | 0 | 0 | 6.6713
2016-06-20 01:00 | 0.067708 | 0 | 5.1279
2016-06-20 02:00 | 0.055713 | 0 | 4.7344
2016-06-20 03:00 | 0.057961 | 0 | 4.7899
2016-06-20 04:00 | 0.067461 | 0 | 4.6391
2016-06-20 05:00 | 0.35716 | 0 | 0
2016-06-20 06:00 | 0.35831 | 0 | 0
2016-06-20 07:00 | 0.34762 | 0 | 0
2016-06-20 08:00 | 0.29208 | 0 | 0
2016-06-20 09:00 | 0 | 0.8345 | 15.594
2016-06-20 10:00 | 0 | 0.85766 | 15.594
2016-06-20 11:00 | 0 | 0.86484 | 15.594
2016-06-20 12:00 | 0 | 0 | 13.0215
2016-06-20 13:00 | 0 | 0 | 7.797
2016-06-20 14:00 | 0 | 0 | 7.797
2016-06-20 15:00 | 0 | 0.19195 | 7.797
2016-06-20 16:00 | 0 | 0 | 7.797
2016-06-20 17:00 | 0 | 0.79028 | 15.594
2016-06-20 18:00 | 0 | 0.70574 | 15.594
2016-06-20 19:00 | 0 | 0.46749 | 15.594
2016-06-20 20:00 | 0.72357 | 0 | 0
2016-06-20 21:00 | 0.68461 | 0 | 0
2016-06-20 22:00 | 0.64583 | 0 | 0
2016-06-20 23:00 | 0.56839 | 0 | 0
2016-06-21 | 0.053596 | 0 | 6.0944
2016-06-21 01:00 | 0.019813 | 0 | 5.6205
2016-06-21 02:00 | 0.016123 | 0 | 5.2339
2016-06-21 03:00 | 0.023856 | 0 | 4.9095
2016-06-21 04:00 | 0.053245 | 0 | 4.6132
2016-06-21 05:00 | 0.35317 | 0 | 0
2016-06-21 06:00 | 0.3532 | 0 | 0
2016-06-21 07:00 | 0.3303 | 0 | 0
2016-06-21 08:00 | 0.27839 | 0 | 0
2016-06-21 09:00 | 0 | 0 | 15.594
2016-06-21 10:00 | 0 | 0 | 15.594
2016-06-21 11:00 | 0 | 0.84663 | 15.594
2016-06-21 12:00 | 0 | 0.66626 | 13.1761
2016-06-21 13:00 | 0 | 0.58661 | 12.3143
2016-06-21 14:00 | 0 | 0.23036 | 7.1631
2016-06-21 15:00 | 0 | 0 | 7.797
2016-06-21 16:00 | 0 | 0.27595 | 7.797
2016-06-21 17:00 | 0 | 0.80845 | 15.594
2016-06-21 18:00 | 0 | 0.70059 | 15.594
2016-06-21 19:00 | 0 | 0.4504 | 15.594
2016-06-21 20:00 | 0.72398 | 0 | 0
2016-06-21 21:00 | 0.68798 | 0 | 0
2016-06-21 22:00 | 0.63581 | 0 | 0
2016-06-21 23:00 | 0.54453 | 0 | 0
2016-06-22 | 0.044065 | 0 | 6.2049
2016-06-22 01:00 | 0.060401 | 0 | 5.0964
2016-06-22 02:00 | 0.06059 | 0 | 4.7175
2016-06-22 03:00 | 0.082973 | 0 | 4.3841
2016-06-22 04:00 | 0.09213 | 0 | 4.2495
2016-06-22 05:00 | 0.36079 | 0 | 0
2016-06-22 06:00 | 0.3488 | 0 | 0
2016-06-22 07:00 | 0.334 | 0 | 0
2016-06-22 08:00 | 0.293 | 0 | 0
2016-06-22 09:00 | 0 | 0.83265 | 15.594
2016-06-22 10:00 | 0 | 0.7051 | 15.594
2016-06-22 11:00 | 0 | 0.87901 | 15.594
2016-06-22 12:00 | 0 | 0.75558 | 14.0034
2016-06-22 13:00 | 0 | 0 | 13.3884
2016-06-22 14:00 | 0 | 0.14948 | 5.7759
2016-06-22 15:00 | 0 | 0 | 7.797
2016-06-22 16:00 | 0 | 0 | 7.797
2016-06-22 17:00 | 0 | 0.83598 | 15.594
2016-06-22 18:00 | 0 | 0 | 15.594
2016-06-22 19:00 | 0 | 0.46213 | 15.594
2016-06-22 20:00 | 0.70392 | 0 | 0
2016-06-22 21:00 | 0.66896 | 0 | 0
2016-06-22 22:00 | 0.67007 | 0 | 0
2016-06-22 23:00 | 0.57539 | 0 | 0
2016-06-23 | 0.046408 | 0 | 5.9503
2016-06-23 01:00 | 0.011576 | 0 | 5.4983
2016-06-23 02:00 | 0.021319 | 0 | 5.1519
2016-06-23 03:00 | 0.051069 | 0 | 4.9267
2016-06-23 04:00 | 0.06968 | 0 | 4.7082
2016-06-23 05:00 | 0.38051 | 0 | 0
2016-06-23 06:00 | 0.35413 | 0 | 0
2016-06-23 07:00 | 0.3367 | 0 | 0
2016-06-23 08:00 | 0.27976 | 0 | 0
2016-06-23 09:00 | 0 | 0.85211 | 15.594
2016-06-23 10:00 | 0 | 0.8638 | 15.594
2016-06-23 11:00 | 0 | 0.87919 | 15.594
2016-06-23 12:00 | 0 | 0.76158 | 14.142
2016-06-23 13:00 | 0 | 0 | 13.0051
2016-06-23 14:00 | 0 | 0 | 6.6723
2016-06-23 15:00 | 0 | 0 | 7.797
2016-06-23 16:00 | 0 | 0 | 7.797
2016-06-23 17:00 | 0 | 0.18874 | 15.594
2016-06-23 18:00 | 0 | 0.70718 | 15.594
2016-06-23 19:00 | 0 | 0.47763 | 15.594
2016-06-23 20:00 | 0.71665 | 0 | 0
2016-06-23 21:00 | 0.7185 | 0 | 0
2016-06-23 22:00 | 0.70215 | 0 | 0
2016-06-23 23:00 | 0.59452 | 0 | 0
2016-06-24 | 0 | 0 | 6.6646
2016-06-24 01:00 | 0.02226 | 0 | 5.3262
2016-06-24 02:00 | 0.03995 | 0 | 4.9752
2016-06-24 03:00 | 0.047237 | 0 | 4.9038
2016-06-24 04:00 | 0.077606 | 0 | 4.578
2016-06-24 05:00 | 0.37688 | 0 | 0
2016-06-24 06:00 | 0.35938 | 0 | 0
2016-06-24 07:00 | 0.34732 | 0 | 0
2016-06-24 08:00 | 0.26659 | 0 | 0
2016-06-24 09:00 | 0 | 0 | 15.594
2016-06-24 10:00 | 0 | 0.83991 | 15.594
2016-06-24 11:00 | 0 | 0.88386 | 15.594
2016-06-24 12:00 | 0 | 0.72862 | 13.8219
2016-06-24 13:00 | 0 | 0.63982 | 12.6512
2016-06-24 14:00 | 0 | 0.2657 | 7.2711
2016-06-24 15:00 | 0 | 0.30118 | 7.797
2016-06-24 16:00 | 0 | 0.27287 | 7.797
2016-06-24 17:00 | 0 | 0.79827 | 15.594
2016-06-24 18:00 | 0 | 0 | 15.594
2016-06-24 19:00 | 0 | 0 | 15.594
2016-06-24 20:00 | 0.69978 | 0 | 0
2016-06-24 21:00 | 0.68354 | 0 | 0
2016-06-24 22:00 | 0.64472 | 0 | 0
2016-06-24 23:00 | 0.53683 | 0 | 0
2016-06-25 | 0.051558 | 0 | 5.7066
2016-06-25 01:00 | 0.077332 | 0 | 4.4727
2016-06-25 02:00 | 0.075036 | 0 | 4.2495
2016-06-25 03:00 | 0.088171 | 0 | 4.2495
2016-06-25 04:00 | 0.085914 | 0 | 4.2495
2016-06-25 05:00 | 0.36367 | 0 | 0
2016-06-25 06:00 | 0.35827 | 0 | 0
2016-06-25 07:00 | 0.32301 | 0 | 0
2016-06-25 08:00 | 0.2812 | 0 | 0
2016-06-25 09:00 | 0 | 0.84978 | 15.594
2016-06-25 10:00 | 0 | 0.84571 | 15.594
2016-06-25 11:00 | 0 | 0.84737 | 15.594
2016-06-25 12:00 | 0 | 0.70835 | 14.0339
2016-06-25 13:00 | 0 | 0 | 12.4073
2016-06-25 14:00 | 0 | 0.23526 | 7.5862
2016-06-25 15:00 | 0 | 0.092696 | 7.797
2016-06-25 16:00 | 0 | 0 | 7.797
2016-06-25 17:00 | 0 | 0 | 15.594
2016-06-25 18:00 | 0 | 0.7033 | 15.594
2016-06-25 19:00 | 0 | 0.44777 | 15.594
2016-06-25 20:00 | 0.71628 | 0 | 0
2016-06-25 21:00 | 0.73426 | 0 | 0
2016-06-25 22:00 | 0.66504 | 0 | 0
2016-06-25 23:00 | 0.57073 | 0 | 0
2016-06-26 | 0.12607 | 0 | 4.7929
2016-06-26 01:00 | 0.062689 | 0 | 4.8023
2016-06-26 02:00 | 0 | 0 | 5.4542
2016-06-26 03:00 | 0 | 0 | 5.4528
2016-06-26 04:00 | 0.098309 | 0 | 4.2495
2016-06-26 05:00 | 0.35242 | 0 | 0
2016-06-26 06:00 | 0.35106 | 0 | 0
2016-06-26 07:00 | 0.32431 | 0 | 0
2016-06-26 08:00 | 0.26788 | 0 | 0
2016-06-26 09:00 | 0 | 0.84345 | 15.594
2016-06-26 10:00 | 0 | 0 | 15.594
2016-06-26 11:00 | 0 | 0.85089 | 15.594
2016-06-26 12:00 | 0 | 0.76037 | 14.4255
2016-06-26 13:00 | 0 | 0 | 12.306
2016-06-26 14:00 | 0 | 0.27868 | 7.797
2016-06-26 15:00 | 0 | 0.25045 | 7.797
2016-06-26 16:00 | 0 | 0.25167 | 7.7573
2016-06-26 17:00 | 0 | 0.78951 | 15.594
2016-06-26 18:00 | 0 | 0.69297 | 15.594
2016-06-26 19:00 | 0 | 0 | 15.594
2016-06-26 20:00 | 0.72834 | 0 | 0
2016-06-26 21:00 | 0.73608 | 0 | 0
2016-06-26 22:00 | 0.66644 | 0 | 0
2016-06-26 23:00 | 0.57465 | 0 | 0
2016-06-27 | 0.10636 | 0 | 5.3787
2016-06-27 01:00 | 0.03895 | 0 | 5.1971
2016-06-27 02:00 | 0.017027 | 0 | 5.1519
2016-06-27 03:00 | 0.011962 | 0 | 5.1665
2016-06-27 04:00 | 0.029308 | 0 | 4.8998
2016-06-27 05:00 | 0.34858 | 0 | 0
2016-06-27 06:00 | 0.35224 | 0 | 0
2016-06-27 07:00 | 0.33622 | 0 | 0
2016-06-27 08:00 | 0.29644 | 0 | 0
2016-06-27 09:00 | 0 | 0.81078 | 15.594
2016-06-27 10:00 | 0 | 0.8288 | 15.594
2016-06-27 11:00 | 0 | 0 | 15.594
2016-06-27 12:00 | 0 | 0.42547 | 13.1184
2016-06-27 13:00 | 0 | 0.27624 | 7.797
2016-06-27 14:00 | 0 | 0.55389 | 12.0465
2016-06-27 15:00 | 0 | 0.25308 | 7.797
2016-06-27 16:00 | 0 | 0 | 7.2436
2016-06-27 17:00 | 0 | 0.78958 | 15.594
2016-06-27 18:00 | 0 | 0.68964 | 15.594
2016-06-27 19:00 | 0 | 0 | 15.594
2016-06-27 20:00 | 0.74633 | 0 | 0
2016-06-27 21:00 | 0.70973 | 0 | 0
2016-06-27 22:00 | 0.6519 | 0 | 0
2016-06-27 23:00 | 0.55422 | 0 | 0
2016-06-28 | 0.048588 | 0 | 5.745
2016-06-28 01:00 | 0.018362 | 0 | 5.3884
2016-06-28 02:00 | 0 | 0.0079377 | 5.3272
2016-06-28 03:00 | 0.020999 | 0 | 5.0798
2016-06-28 04:00 | 0.049282 | 0 | 4.8327
2016-06-28 05:00 | 0.3804 | 0 | 0
2016-06-28 06:00 | 0.36848 | 0 | 0
2016-06-28 07:00 | 0.33862 | 0 | 0
2016-06-28 08:00 | 0.27502 | 0 | 0
2016-06-28 09:00 | 0 | 0.8386 | 15.594
2016-06-28 10:00 | 0 | 0 | 15.594
2016-06-28 11:00 | 0 | 0.86044 | 15.594
2016-06-28 12:00 | 0 | 0 | 12.9997
2016-06-28 13:00 | 0 | 0.28138 | 7.797
2016-06-28 14:00 | 0 | 0.54338 | 12.0465
2016-06-28 15:00 | 0 | 0.26383 | 7.6861
2016-06-28 16:00 | 0 | 0 | 7.0106
2016-06-28 17:00 | 0 | 0.78 | 15.594
2016-06-28 18:00 | 0 | 0.68254 | 15.594
2016-06-28 19:00 | 0 | 0.43915 | 15.594
2016-06-28 20:00 | 0.70899 | 0 | 0
2016-06-28 21:00 | 0.68579 | 0 | 0
2016-06-28 22:00 | 0.66463 | 0 | 0
2016-06-28 23:00 | 0.57953 | 0 | 0
2016-06-29 | 0.059598 | 0 | 5.8616
2016-06-29 01:00 | 0.033135 | 0 | 5.3797
2016-06-29 02:00 | 0.028333 | 0 | 4.9563
2016-06-29 03:00 | 0.061276 | 0 | 4.6969
2016-06-29 04:00 | 0.072157 | 0 | 4.5275
2016-06-29 05:00 | 0.38402 | 0 | 0
2016-06-29 06:00 | 0.36045 | 0 | 0
2016-06-29 07:00 | 0.33526 | 0 | 0
2016-06-29 08:00 | 0.27672 | 0 | 0
2016-06-29 09:00 | 0 | 0.68619 | 15.594
2016-06-29 10:00 | 0 | 0.8557 | 15.594
2016-06-29 11:00 | 0 | 0.85503 | 15.594
2016-06-29 12:00 | 0 | 0.71171 | 13.7562
2016-06-29 13:00 | 0 | 0 | 12.2584
2016-06-29 14:00 | 0 | 0.28904 | 7.797
2016-06-29 15:00 | 0 | 0.27395 | 7.797
2016-06-29 16:00 | 0 | 0.25896 | 7.797
2016-06-29 17:00 | 0 | 0.77844 | 15.594
2016-06-29 18:00 | 0 | 0 | 15.594
2016-06-29 19:00 | 0 | 0 | 15.594
2016-06-29 20:00 | 0.68335 | 0 | 0
2016-06-29 21:00 | 0.67103 | 0 | 0
2016-06-29 22:00 | 0.63633 | 0 | 0
2016-06-29 23:00 | 0.54057 | 0 | 0
2016-06-30 | 0.11586 | 0 | 5.1187
2016-06-30 01:00 | 0.080319 | 0 | 4.6687
2016-06-30 02:00 | 0.082845 | 0 | 4.3602
2016-06-30 03:00 | 0.098531 | 0 | 4.2495
2016-06-30 04:00 | 0.063501 | 0 | 4.667
2016-06-30 05:00 | 0.36545 | 0 | 0
2016-06-30 06:00 | 0.34521 | 0 | 0
2016-06-30 07:00 | 0.31983 | 0 | 0
2016-06-30 08:00 | 0.26621 | 0 | 0
2016-06-30 09:00 | 0 | 0.85636 | 15.594
2016-06-30 10:00 | 0 | 0.78849 | 15.594
2016-06-30 11:00 | 0 | 0 | 15.594
2016-06-30 12:00 | 0 | 0.70346 | 13.505
2016-06-30 13:00 | 0 | 0.60618 | 12.4142
2016-06-30 14:00 | 0 | 0 | 7.5417
2016-06-30 15:00 | 0 | 0.26755 | 7.797
2016-06-30 16:00 | 0 | 0.26485 | 7.797
2016-06-30 17:00 | 0 | 0.78388 | 15.594
2016-06-30 18:00 | 0 | 0 | 15.594
2016-06-30 19:00 | 0 | 0.45947 | 15.594
2016-06-30 20:00 | 0.69216 | 0 | 0
2016-06-30 21:00 | 0.68757 | 0 | 0
2016-06-30 22:00 | 0.6798 | 0 | 0
2016-06-30 23:00 | 0.58442 | 0 | 0
2016-07-01 | 0.11392 | 0 | 5.5787
2016-07-01 01:00 | 0.11215 | 0 | 5.1227
2016-07-01 02:00 | 0.083925 | 0 | 4.8922
2016-07-01 03:00 | 0.061801 | 0 | 5.0922
2016-07-01 04:00 | 0 | 0 | 5.5952
2016-07-01 05:00 | 0.34817 | 0 | 0
2016-07-01 06:00 | 0.33097 | 0 | 0
2016-07-01 07:00 | 0.3142 | 0 | 0
2016-07-01 08:00 | 0.25996 | 0 | 0
2016-07-01 09:00 | 0 | 0.052687 | 15.594
2016-07-01 10:00 | 0 | 0.88685 | 15.594
2016-07-01 11:00 | 0 | 0.88667 | 15.594
2016-07-01 12:00 | 0 | 0.7195 | 13.7634
2016-07-01 13:00 | 0 | 0.31028 | 7.797
2016-07-01 14:00 | 0 | 0 | 7.797
2016-07-01 15:00 | 0 | 0.27979 | 7.797
2016-07-01 16:00 | 0 | 0.24791 | 7.3213
2016-07-01 17:00 | 0 | 0.80427 | 15.594
2016-07-01 18:00 | 0 | 0 | 15.594
2016-07-01 19:00 | 0 | 0.50375 | 15.594
2016-07-01 20:00 | 0.69875 | 0 | 0
2016-07-01 21:00 | 0.70448 | 0 | 0
2016-07-01 22:00 | 0.71702 | 0 | 0
2016-07-01 23:00 | 0.61305 | 0 | 0
2016-07-02 | 0.097953 | 0 | 6.0742
2016-07-02 01:00 | 0.069418 | 0 | 5.6703
2016-07-02 02:00 | 0.048517 | 0 | 5.4352
2016-07-02 03:00 | 0.035862 | 0 | 5.3326
2016-07-02 04:00 | 0.025706 | 0 | 5.2027
2016-07-02 05:00 | 0.35017 | 0 | 0
2016-07-02 06:00 | 0.31528 | 0 | 0
2016-07-02 07:00 | 0.30281 | 0 | 0
2016-07-02 08:00 | 0.25526 | 0 | 0
2016-07-02 09:00 | 0 | 0.68275 | 15.594
2016-07-02 10:00 | 0 | 0 | 15.594
2016-07-02 11:00 | 0 | 0.8759 | 15.594
2016-07-02 12:00 | 0 | 0.72067 | 13.583
2016-07-02 13:00 | 0 | 0 | 7.797
2016-07-02 14:00 | 0 | 0.59207 | 12.0465
2016-07-02 15:00 | 0 | 0 | 7.7751
2016-07-02 16:00 | 0 | 0.23005 | 7.012
2016-07-02 17:00 | 0 | 0.80608 | 15.594
2016-07-02 18:00 | 0 | 0.72823 | 15.594
2016-07-02 19:00 | 0 | 0 | 15.594
2016-07-02 20:00 | 0.76579 | 0 | 0
2016-07-02 21:00 | 0.76805 | 0 | 0
2016-07-02 22:00 | 0.71532 | 0 | 0
2016-07-02 23:00 | 0.59933 | 0 | 0
2016-07-03 | 0.016592 | 0 | 6.6138
2016-07-03 01:00 | 0.0042487 | 0 | 6.3322
2016-07-03 02:00 | 0 | 0.024145 | 6.2236
2016-07-03 03:00 | 0 | 0.027154 | 6.2422
2016-07-03 04:00 | 0 | 0.055343 | 6.219
2016-07-03 05:00 | 0.34743 | 0 | 0
2016-07-03 06:00 | 0.31187 | 0 | 0
2016-07-03 07:00 | 0.29485 | 0 | 0
2016-07-03 08:00 | 0.24812 | 0 | 0
2016-07-03 09:00 | 0 | 0 | 15.594
2016-07-03 10:00 | 0 | 0.86861 | 15.594
2016-07-03 11:00 | 0 | 0.88053 | 15.594
2016-07-03 12:00 | 0 | 0.60987 | 12.1397
2016-07-03 13:00 | 0 | 0 | 7.797
2016-07-03 14:00 | 0 | 0.30621 | 7.797
2016-07-03 15:00 | 0 | 0.28978 | 7.797
2016-07-03 16:00 | 0 | 0 | 7.797
2016-07-03 17:00 | 0 | 0.79491 | 15.594
2016-07-03 18:00 | 0 | 0.7494 | 15.594
2016-07-03 19:00 | 0 | 0 | 15.594
2016-07-03 20:00 | 0.76675 | 0 | 0
2016-07-03 21:00 | 0.76002 | 0 | 0
2016-07-03 22:00 | 0.71769 | 0 | 0
2016-07-03 23:00 | 0.59607 | 0 | 0
2016-07-04 | 0 | 0.00033851 | 7.0313
2016-07-04 01:00 | 0 | 0.032218 | 6.6905
2016-07-04 02:00 | 0 | 0 | 6.4043
2016-07-04 03:00 | 0 | 0.040202 | 6.1857
2016-07-04 04:00 | 0 | 0 | 6.0446
2016-07-04 05:00 | 0.33626 | 0 | 0
2016-07-04 06:00 | 0.31317 | 0 | 0
2016-07-04 07:00 | 0.31546 | 0 | 0
2016-07-04 08:00 | 0.26203 | 0 | 0
2016-07-04 09:00 | 0 | 0.84449 | 15.594
2016-07-04 10:00 | 0 | 0.85729 | 15.594
2016-07-04 11:00 | 0 | 0.86491 | 15.594
2016-07-04 12:00 | 0 | 0.31635 | 7.797
2016-07-04 13:00 | 0 | 0.3105 | 7.797
2016-07-04 14:00 | 0 | 0 | 7.797
2016-07-04 15:00 | 0 | 0.27798 | 7.797
2016-07-04 16:00 | 0 | 0.27702 | 7.797
2016-07-04 17:00 | 0 | 0.21947 | 15.594
2016-07-04 18:00 | 0 | 0 | 15.594
2016-07-04 19:00 | 0 | 0.46609 | 15.594
2016-07-04 20:00 | 0.74411 | 0 | 0
2016-07-04 21:00 | 0.72394 | 0 | 0
2016-07-04 22:00 | 0.69856 | 0 | 0
2016-07-04 23:00 | 0.58897 | 0 | 0
2016-07-05 | 0.084088 | 0 | 6.0343
2016-07-05 01:00 | 0.064145 | 0 | 5.6909
2016-07-05 02:00 | 0.055448 | 0 | 5.1044
2016-07-05 03:00 | 0.048382 | 0 | 5.0495
2016-07-05 04:00 | 0 | 0 | 5.5985
2016-07-05 05:00 | 0.34295 | 0 | 0
2016-07-05 06:00 | 0.32682 | 0 | 0
2016-07-05 07:00 | 0.32249 | 0 | 0
2016-07-05 08:00 | 0.26914 | 0 | 0
2016-07-05 09:00 | 0 | 0.85522 | 15.594
2016-07-05 10:00 | 0 | 0.85699 | 15.594
2016-07-05 11:00 | 0 | 0 | 15.594
2016-07-05 12:00 | 0 | 0.69974 | 13.5993
2016-07-05 13:00 | 0 | 0.60371 | 12.4062
2016-07-05 14:00 | 0 | 0.2839 | 7.797
2016-07-05 15:00 | 0 | 0.25671 | 7.797
2016-07-05 16:00 | 0 | 0.2461 | 7.6052
2016-07-05 17:00 | 0 | 0 | 15.594
2016-07-05 18:00 | 0 | 0.74007 | 15.594
2016-07-05 19:00 | 0 | 0.12597 | 15.594
2016-07-05 20:00 | 0.75247 | 0 | 0
2016-07-05 21:00 | 0.72968 | 0 | 0
2016-07-05 22:00 | 0.72727 | 0 | 0
2016-07-05 23:00 | 0.6162 | 0 | 0
2016-07-06 | 0.062883 | 0 | 6.4411
2016-07-06 01:00 | 0.019323 | 0 | 6.1565
2016-07-06 02:00 | 0.015065 | 0 | 5.9044
2016-07-06 03:00 | 0.007855 | 0 | 5.7284
2016-07-06 04:00 | 0.0027097 | 0 | 5.5199
2016-07-06 05:00 | 0.35942 | 0 | 0
2016-07-06 06:00 | 0.33174 | 0 | 0
2016-07-06 07:00 | 0.32249 | 0 | 0
2016-07-06 08:00 | 0.26614 | 0 | 0
2016-07-06 09:00 | 0 | 0.84145 | 15.594
2016-07-06 10:00 | 0 | 0.83535 | 15.594
2016-07-06 11:00 | 0 | 0.85 | 15.594
2016-07-06 12:00 | 0 | 0.6254 | 12.6258
2016-07-06 13:00 | 0 | 0.29903 | 7.797
2016-07-06 14:00 | 0 | 0.57346 | 12.0465
2016-07-06 15:00 | 0 | 0 | 7.797
2016-07-06 16:00 | 0 | 0 | 7.53
2016-07-06 17:00 | 0 | 0.70554 | 15.594
2016-07-06 18:00 | 0 | 0 | 15.594
2016-07-06 19:00 | 0 | 0 | 15.594
2016-07-06 20:00 | 0.7511 | 0 | 0
2016-07-06 21:00 | 0.75595 | 0 | 0
2016-07-06 22:00 | 0.76631 | 0 | 0
2016-07-06 23:00 | 0.63174 | 0 | 0
2016-07-07 | 0.083679 | 0 | 6.5716
2016-07-07 01:00 | 0.017523 | 0 | 6.2751
2016-07-07 02:00 | 0.0013895 | 0 | 6.1412
2016-07-07 03:00 | 0 | 0.019804 | 6.127
2016-07-07 04:00 | 0 | 0.017554 | 6.0051
2016-07-07 05:00 | 0.35483 | 0 | 0
2016-07-07 06:00 | 0.33159 | 0 | 0
2016-07-07 07:00 | 0.32678 | 0 | 0
2016-07-07 08:00 | 0.28187 | 0 | 0
2016-07-07 09:00 | 0 | 0.82514 | 15.594
2016-07-07 10:00 | 0 | 0.82773 | 15.594
2016-07-07 11:00 | 0 | 0.83328 | 15.594
2016-07-07 12:00 | 0 | 0.57776 | 12.477
2016-07-07 13:00 | 0 | 0 | 7.797
2016-07-07 14:00 | 0 | 0.19574 | 12.0465
2016-07-07 15:00 | 0 | 0 | 7.797
2016-07-07 16:00 | 0 | 0.23169 | 7.4654
2016-07-07 17:00 | 0 | 0 | 15.594
2016-07-07 18:00 | 0 | 0.7545 | 15.594
2016-07-07 19:00 | 0 | 0.4844 | 15.594
2016-07-07 20:00 | 0.78137 | 0 | 0
2016-07-07 21:00 | 0.79779 | 0 | 0
2016-07-07 22:00 | 0.73715 | 0 | 0
2016-07-07 23:00 | 0.61472 | 0 | 0
2016-07-08 | 0.016607 | 0 | 6.8128
2016-07-08 01:00 | 0 | 0.0029529 | 6.4474
2016-07-08 02:00 | 0 | 0.015919 | 6.1738
2016-07-08 03:00 | 0 | 0.016859 | 6.1399
2016-07-08 04:00 | 0 | 0.028365 | 5.9961
2016-07-08 05:00 | 0.36182 | 0 | 0
2016-07-08 06:00 | 0.33193 | 0 | 0
2016-07-08 07:00 | 0.30854 | 0 | 0
2016-07-08 08:00 | 0.2499 | 0 | 0
2016-07-08 09:00 | 0 | 0 | 15.594
2016-07-08 10:00 | 0 | 0.23698 | 15.594
2016-07-08 11:00 | 0 | 0.8537 | 15.594
2016-07-08 12:00 | 0 | 0.63683 | 12.8037
2016-07-08 13:00 | 0 | 0.29089 | 7.797
2016-07-08 14:00 | 0 | 0.5567 | 12.0465
2016-07-08 15:00 | 0 | 0.24926 | 7.5064
2016-07-08 16:00 | 0 | 0.18895 | 6.7133
2016-07-08 17:00 | 0 | 0.81685 | 15.594
2016-07-08 18:00 | 0 | 0.75928 | 15.594
2016-07-08 19:00 | 0 | 0 | 15.594
2016-07-08 20:00 | 0.74736 | 0 | 0
2016-07-08 21:00 | 0.74063 | 0 | 0
2016-07-08 22:00 | 0.73471 | 0 | 0
2016-07-08 23:00 | 0.63126 | 0 | 0
2016-07-09 | 0.036147 | 0 | 6.922
2016-07-09 01:00 | 0.012435 | 0 | 6.4172
2016-07-09 02:00 | 0.011516 | 0 | 6.0194
2016-07-09 03:00 | 0.031897 | 0 | 5.6056
2016-07-09 04:00 | 0.049326 | 0 | 5.2867
2016-07-09 05:00 | 0.37207 | 0 | 0
2016-07-09 06:00 | 0.33726 | 0 | 0
2016-07-09 07:00 | 0.30806 | 0 | 0
2016-07-09 08:00 | 0.25637 | 0 | 0
2016-07-09 09:00 | 0 | 0.86584 | 15.594
2016-07-09 10:00 | 0 | 0.88585 | 15.594
2016-07-09 11:00 | 0 | 0.89211 | 15.594
2016-07-09 12:00 | 0 | 0.6959 | 13.053
2016-07-09 13:00 | 0 | 0 | 7.797
2016-07-09 14:00 | 0 | 0.36679 | 12.0465
2016-07-09 15:00 | 0 | 0 | 7.3282
2016-07-09 16:00 | 0 | 0.20502 | 6.6098
2016-07-09 17:00 | 0 | 0.81874 | 15.594
2016-07-09 18:00 | 0 | 0 | 15.594
2016-07-09 19:00 | 0 | 0 | 15.594
2016-07-09 20:00 | 0.72945 | 0 | 0
2016-07-09 21:00 | 0.73471 | 0 | 0
2016-07-09 22:00 | 0.7215 | 0 | 0
2016-07-09 23:00 | 0.60317 | 0 | 0
2016-07-10 | 0.0082093 | 0 | 6.9655
2016-07-10 01:00 | 0 | 0.018774 | 6.5716
2016-07-10 02:00 | 0 | 0.012862 | 6.2771
2016-07-10 03:00 | 0 | 0.025971 | 6.105
2016-07-10 04:00 | 0 | 0.024349 | 5.9131
2016-07-10 05:00 | 0.35198 | 0 | 0
2016-07-10 06:00 | 0.32601 | 0 | 0
2016-07-10 07:00 | 0.31798 | 0 | 0
2016-07-10 08:00 | 0.25696 | 0 | 0
2016-07-10 09:00 | 0 | 0.86765 | 15.594
2016-07-10 10:00 | 0 | 0.8719 | 15.594
2016-07-10 11:00 | 0 | 0.89681 | 15.594
2016-07-10 12:00 | 0 | 0.64714 | 12.4377
2016-07-10 13:00 | 0 | 0 | 7.797
2016-07-10 14:00 | 0 | 0.046695 | 12.0465
2016-07-10 15:00 | 0 | 0.30403 | 7.797
2016-07-10 16:00 | 0 | 0.29278 | 7.7544
2016-07-10 17:00 | 0 | 0 | 15.594
2016-07-10 18:00 | 0 | 0 | 15.594
2016-07-10 19:00 | 0 | 0.47856 | 15.594
2016-07-10 20:00 | 0.73759 | 0 | 0
2016-07-10 21:00 | 0.73389 | 0 | 0
2016-07-10 22:00 | 0.70762 | 0 | 0
2016-07-10 23:00 | 0.58549 | 0 | 0
2016-07-11 | 0.059431 | 0 | 6.1565
2016-07-11 01:00 | 0.019903 | 0 | 5.9131
2016-07-11 02:00 | 0.010191 | 0 | 5.7709
2016-07-11 03:00 | 0 | 0.016148 | 5.7321
2016-07-11 04:00 | 0 | 0.026598 | 5.677
2016-07-11 05:00 | 0.35209 | 0 | 0
2016-07-11 06:00 | 0.34406 | 0 | 0
2016-07-11 07:00 | 0.32231 | 0 | 0
2016-07-11 08:00 | 0.27484 | 0 | 0
2016-07-11 09:00 | 0 | 0.84652 | 15.594
2016-07-11 10:00 | 0 | 0.86032 | 15.594
2016-07-11 11:00 | 0 | 0 | 15.594
2016-07-11 12:00 | 0 | 0.61126 | 12.3249
2016-07-11 13:00 | 0 | 0.32075 | 7.797
2016-07-11 14:00 | 0 | 0.30721 | 7.797
2016-07-11 15:00 | 0 | 0.29456 | 7.797
2016-07-11 16:00 | 0 | 0.04664 | 7.797
2016-07-11 17:00 | 0 | 0 | 15.594
2016-07-11 18:00 | 0 | 0.75746 | 15.594
2016-07-11 19:00 | 0 | 0.50801 | 15.594
2016-07-11 20:00 | 0.71066 | 0 | 0
2016-07-11 21:00 | 0.71725 | 0 | 0
2016-07-11 22:00 | 0.68779 | 0 | 0
2016-07-11 23:00 | 0.59093 | 0 | 0
2016-07-12 | 0.12007 | 0 | 5.4485
2016-07-12 01:00 | 0.094413 | 0 | 4.9785
2016-07-12 02:00 | 0.080871 | 0 | 4.682
2016-07-12 03:00 | 0.02597 | 0 | 5.3091
2016-07-12 04:00 | 0 | 0 | 5.2906
2016-07-12 05:00 | 0.32804 | 0 | 0
2016-07-12 06:00 | 0.32282 | 0 | 0
2016-07-12 07:00 | 0.31998 | 0 | 0
2016-07-12 08:00 | 0.27025 | 0 | 0
2016-07-12 09:00 | 0 | 0 | 15.594
2016-07-12 10:00 | 0 | 0.84427 | 15.594
2016-07-12 11:00 | 0 | 0.84922 | 15.594
2016-07-12 12:00 | 0 | 0.67686 | 13.4345
2016-07-12 13:00 | 0 | 0.027258 | 12.3238
2016-07-12 14:00 | 0 | 0.23947 | 7.3581
2016-07-12 15:00 | 0 | 0.25301 | 7.797
2016-07-12 16:00 | 0 | 0.27432 | 7.797
2016-07-12 17:00 | 0 | 0.80331 | 15.594
2016-07-12 18:00 | 0 | 0.76253 | 15.594
2016-07-12 19:00 | 0 | 0 | 15.594
2016-07-12 20:00 | 0.70603 | 0 | 0
2016-07-12 21:00 | 0.72964 | 0 | 0
2016-07-12 22:00 | 0.68228 | 0 | 0
2016-07-12 23:00 | 0.61716 | 0 | 0
2016-07-13 | 0.078792 | 0 | 6.2571
2016-07-13 01:00 | 0 | 0 | 6.6618
2016-07-13 02:00 | 0.063933 | 0 | 5.4538
2016-07-13 03:00 | 0.067291 | 0 | 5.1067
2016-07-13 04:00 | 0.064875 | 0 | 4.8879
2016-07-13 05:00 | 0.34447 | 0 | 0
2016-07-13 06:00 | 0.33233 | 0 | 0
2016-07-13 07:00 | 0.31187 | 0 | 0
2016-07-13 08:00 | 0.27036 | 0 | 0
2016-07-13 09:00 | 0 | 0.84179 | 15.594
2016-07-13 10:00 | 0 | 0.84767 | 15.594
2016-07-13 11:00 | 0 | 0.84364 | 15.594
2016-07-13 12:00 | 0 | 0.068889 | 12.9619
2016-07-13 13:00 | 0 | 0 | 7.797
2016-07-13 14:00 | 0 | 0 | 12.0465
2016-07-13 15:00 | 0 | 0 | 7.797
2016-07-13 16:00 | 0 | 0 | 7.797
2016-07-13 17:00 | 0 | 0.81837 | 15.594
2016-07-13 18:00 | 0 | 0.75876 | 15.594
2016-07-13 19:00 | 0 | 0.51641 | 15.594
2016-07-13 20:00 | 0.72346 | 0 | 0
2016-07-13 21:00 | 0.71591 | 0 | 0
2016-07-13 22:00 | 0.7047 | 0 | 0
2016-07-13 23:00 | 0.60217 | 0 | 0
2016-07-14 | 0.081129 | 0 | 6.3242
2016-07-14 01:00 | 0.034571 | 0 | 5.937
2016-07-14 02:00 | 0.029143 | 0 | 5.7221
2016-07-14 03:00 | 0.031783 | 0 | 5.5252
2016-07-14 04:00 | 0.027226 | 0 | 5.3923
2016-07-14 05:00 | 0.35853 | 0 | 0
2016-07-14 06:00 | 0.33311 | 0 | 0
2016-07-14 07:00 | 0.32934 | 0 | 0
2016-07-14 08:00 | 0.26662 | 0 | 0
2016-07-14 09:00 | 0 | 0.85973 | 15.594
2016-07-14 10:00 | 0 | 0 | 15.594
2016-07-14 11:00 | 0 | 0.15617 | 15.594
2016-07-14 12:00 | 0 | 0.65507 | 12.5884
2016-07-14 13:00 | 0 | 0.32027 | 7.797
2016-07-14 14:00 | 0 | 0 | 7.797
2016-07-14 15:00 | 0 | 0.28423 | 7.797
2016-07-14 16:00 | 0 | 0.29126 | 7.797
2016-07-14 17:00 | 0 | 0.82162 | 15.594
2016-07-14 18:00 | 0 | 0.76712 | 15.594
2016-07-14 19:00 | 0 | 0.52869 | 15.594
2016-07-14 20:00 | 0.68994 | 0 | 0
2016-07-14 21:00 | 0.7023 | 0 | 0
2016-07-14 22:00 | 0.67666 | 0 | 0
2016-07-14 23:00 | 0.57779 | 0 | 0
2016-07-15 | 0.0048824 | 0 | 6.9991
2016-07-15 01:00 | 0 | 0.036004 | 6.6779
2016-07-15 02:00 | 0 | 0.038108 | 6.3269
2016-07-15 03:00 | 0.0021515 | 0 | 5.8297
2016-07-15 04:00 | 0.0099743 | 0 | 5.5136
2016-07-15 05:00 | 0.36967 | 0 | 0
2016-07-15 06:00 | 0.33522 | 0 | 0
2016-07-15 07:00 | 0.32845 | 0 | 0
2016-07-15 08:00 | 0.25216 | 0 | 0
2016-07-15 09:00 | 0 | 0.87083 | 15.594
2016-07-15 10:00 | 0 | 0 | 15.594
2016-07-15 11:00 | 0 | 0 | 15.594
2016-07-15 12:00 | 0 | 0.63857 | 12.6087
2016-07-15 13:00 | 0 | 0 | 7.797
2016-07-15 14:00 | 0 | 0.55367 | 12.0465
2016-07-15 15:00 | 0 | 0.26744 | 7.797
2016-07-15 16:00 | 0 | 0.24367 | 7.6095
2016-07-15 17:00 | 0 | 0 | 15.594
2016-07-15 18:00 | 0 | 0.75584 | 15.594
2016-07-15 19:00 | 0 | 0.49998 | 15.594
2016-07-15 20:00 | 0.68772 | 0 | 0
2016-07-15 21:00 | 0.66744 | 0 | 0
2016-07-15 22:00 | 0.63899 | 0 | 0
2016-07-15 23:00 | 0.5611 | 0 | 0
2016-07-16 | 0.029418 | 0 | 6.464
2016-07-16 01:00 | 0 | 0.00037709 | 6.1482
2016-07-16 02:00 | 0.0014706 | 0 | 5.8772
2016-07-16 03:00 | 0 | 0.0079345 | 5.673
2016-07-16 04:00 | 0 | 0.029715 | 5.5262
2016-07-16 05:00 | 0.32993 | 0 | 0
2016-07-16 06:00 | 0.31857 | 0 | 0
2016-07-16 07:00 | 0.30111 | 0 | 0
2016-07-16 08:00 | 0.25493 | 0 | 0
2016-07-16 09:00 | 0 | 0.85048 | 15.594
2016-07-16 10:00 | 0 | 0 | 15.594
2016-07-16 11:00 | 0 | 0.84634 | 15.594
2016-07-16 12:00 | 0 | 0.57219 | 12.0842
2016-07-16 13:00 | 0 | 0.29556 | 7.797
2016-07-16 14:00 | 0 | 0 | 7.797
2016-07-16 15:00 | 0 | 0.25922 | 7.797
2016-07-16 16:00 | 0 | 0.24816 | 7.797
2016-07-16 17:00 | 0 | 0.79054 | 15.594
2016-07-16 18:00 | 0 | 0.73319 | 15.594
2016-07-16 19:00 | 0 | 0 | 15.594
2016-07-16 20:00 | 0.73386 | 0 | 0
2016-07-16 21:00 | 0.73719 | 0 | 0
2016-07-16 22:00 | 0.6845 | 0 | 0
2016-07-16 23:00 | 0.57824 | 0 | 0
2016-07-17 | 0.076161 | 0 | 6.0864
2016-07-17 01:00 | 0.047139 | 0 | 5.8028
2016-07-17 02:00 | 0.0019641 | 0 | 5.7148
2016-07-17 03:00 | 0 | 0 | 5.6411
2016-07-17 04:00 | 0.0062719 | 0 | 5.4455
2016-07-17 05:00 | 0.34443 | 0 | 0
2016-07-17 06:00 | 0.3239 | 0 | 0
2016-07-17 07:00 | 0.31243 | 0 | 0
2016-07-17 08:00 | 0.26555 | 0 | 0
2016-07-17 09:00 | 0 | 0.84316 | 15.594
2016-07-17 10:00 | 0 | 0 | 15.594
2016-07-17 11:00 | 0 | 0 | 15.594
2016-07-17 12:00 | 0 | 0.68933 | 13.4222
2016-07-17 13:00 | 0 | 0 | 7.797
2016-07-17 14:00 | 0 | 0.56606 | 12.0465
2016-07-17 15:00 | 0 | 0.2738 | 7.797
2016-07-17 16:00 | 0 | 0.21746 | 7.1013
2016-07-17 17:00 | 0 | 0.78917 | 15.594
2016-07-17 18:00 | 0 | 0.73756 | 15.594
2016-07-17 19:00 | 0 | 0.46564 | 15.594
2016-07-17 20:00 | 0.76194 | 0 | 0
2016-07-17 21:00 | 0.76634 | 0 | 0
2016-07-17 22:00 | 0.71277 | 0 | 0
2016-07-17 23:00 | 0.61723 | 0 | 0
2016-07-18 | 0.080521 | 0 | 6.4063
2016-07-18 01:00 | 0.012682 | 0 | 6.0333
2016-07-18 02:00 | 0.008018 | 0 | 5.7902
2016-07-18 03:00 | 0 | 0.0072048 | 5.6537
2016-07-18 04:00 | 0 | 0 | 5.5152
2016-07-18 05:00 | 0.34373 | 0 | 0
2016-07-18 06:00 | 0.32534 | 0 | 0
2016-07-18 07:00 | 0.32508 | 0 | 0
2016-07-18 08:00 | 0.26962 | 0 | 0
2016-07-18 09:00 | 0 | 0.85592 | 15.594
2016-07-18 10:00 | 0 | 0.85988 | 15.594
2016-07-18 11:00 | 0 | 0.86121 | 15.594
2016-07-18 12:00 | 0 | 0.64338 | 12.91
2016-07-18 13:00 | 0 | 0.30473 | 7.797
2016-07-18 14:00 | 0 | 0 | 7.797
2016-07-18 15:00 | 0 | 0.28135 | 7.797
2016-07-18 16:00 | 0 | 0 | 7.797
2016-07-18 17:00 | 0 | 0 | 15.594
2016-07-18 18:00 | 0 | 0.75132 | 15.594
2016-07-18 19:00 | 0 | 0 | 15.594
2016-07-18 20:00 | 0.71314 | 0 | 0
2016-07-18 21:00 | 0.72132 | 0 | 0
2016-07-18 22:00 | 0.6902 | 0 | 0
2016-07-18 23:00 | 0.59167 | 0 | 0
2016-07-19 | 0.062578 | 0 | 6.2904
2016-07-19 01:00 | 0.016676 | 0 | 6.0399
2016-07-19 02:00 | 0.0044967 | 0 | 5.848
2016-07-19 03:00 | 0.0067269 | 0 | 5.6799
2016-07-19 04:00 | 0 | 0.013511 | 5.5049
2016-07-19 05:00 | 0.32564 | 0 | 0
2016-07-19 06:00 | 0.31565 | 0 | 0
2016-07-19 07:00 | 0.30207 | 0 | 0
2016-07-19 08:00 | 0.26806 | 0 | 0
2016-07-19 09:00 | 0 | 0 | 15.594
2016-07-19 10:00 | 0 | 0.85307 | 15.594
2016-07-19 11:00 | 0 | 0.85096 | 15.594
2016-07-19 12:00 | 0 | 0.62598 | 12.7917
2016-07-19 13:00 | 0 | 0 | 7.797
2016-07-19 14:00 | 0 | 0 | 7.6158
2016-07-19 15:00 | 0 | 0.24009 | 7.797
2016-07-19 16:00 | 0 | 0 | 7.797
2016-07-19 17:00 | 0 | 0.79672 | 15.594
2016-07-19 18:00 | 0 | 0.74244 | 15.594
2016-07-19 19:00 | 0 | 0.50198 | 15.594
2016-07-19 20:00 | 0.71414 | 0 | 0
2016-07-19 21:00 | 0.70463 | 0 | 0
2016-07-19 22:00 | 0.66848 | 0 | 0
2016-07-19 23:00 | 0.59448 | 0 | 0
2016-07-20 | 0.073964 | 0 | 6.3293
2016-07-20 01:00 | 0.088225 | 0 | 5.4209
2016-07-20 02:00 | 0.088273 | 0 | 5.0499
2016-07-20 03:00 | 0.068226 | 0 | 4.9231
2016-07-20 04:00 | 0.034606 | 0 | 4.8231
2016-07-20 05:00 | 0.34318 | 0 | 0
2016-07-20 06:00 | 0.3256 | 0 | 0
2016-07-20 07:00 | 0.30632 | 0 | 0
2016-07-20 08:00 | 0.25893 | 0 | 0
2016-07-20 09:00 | 0 | 0.85773 | 15.594
2016-07-20 10:00 | 0 | 0.87623 | 15.594
2016-07-20 11:00 | 0 | 0.50832 | 15.594
2016-07-20 12:00 | 0 | 0 | 13.1848
2016-07-20 13:00 | 0 | 0.33381 | 7.797
2016-07-20 14:00 | 0 | 0.29626 | 7.797
2016-07-20 15:00 | 0 | 0.28923 | 7.797
2016-07-20 16:00 | 0 | 0 | 7.5337
2016-07-20 17:00 | 0 | 0.8079 | 15.594
2016-07-20 18:00 | 0 | 0.76076 | 15.594
2016-07-20 19:00 | 0 | 0 | 15.594
2016-07-20 20:00 | 0.742 | 0 | 0
2016-07-20 21:00 | 0.76213 | 0 | 0
2016-07-20 22:00 | 0.70496 | 0 | 0
2016-07-20 23:00 | 0.58623 | 0 | 0
2016-07-21 | 0.070623 | 0 | 6.0991
2016-07-21 01:00 | 0.049965 | 0 | 5.6806
2016-07-21 02:00 | 0.060941 | 0 | 5.2811
2016-07-21 03:00 | 0.062615 | 0 | 5.1438
2016-07-21 04:00 | 0 | 0 | 5.6467
2016-07-21 05:00 | 0.34436 | 0 | 0
2016-07-21 06:00 | 0.32223 | 0 | 0
2016-07-21 07:00 | 0.30976 | 0 | 0
2016-07-21 08:00 | 0.25323 | 0 | 0
2016-07-21 09:00 | 0 | 0.86709 | 15.594
2016-07-21 10:00 | 0 | 0 | 15.594
2016-07-21 11:00 | 0 | 0.88815 | 15.594
2016-07-21 12:00 | 0 | 0.73404 | 15.3813
2016-07-21 13:00 | 0 | 0.67251 | 13.0374
2016-07-21 14:00 | 0 | 0.30284 | 7.797
2016-07-21 15:00 | 0 | 0.29637 | 7.797
2016-07-21 16:00 | 0 | 0.21939 | 6.9216
2016-07-21 17:00 | 0 | 0 | 15.594
2016-07-21 18:00 | 0 | 0.74984 | 15.594
2016-07-21 19:00 | 0 | 0 | 15.594
2016-07-21 20:00 | 0.79776 | 0 | 0
2016-07-21 21:00 | 0.78107 | 0 | 0
2016-07-21 22:00 | 0.75513 | 0 | 0
2016-07-21 23:00 | 0.60517 | 0 | 0
2016-07-22 | 0 | 0 | 7.4044
2016-07-22 01:00 | 0 | 0 | 6.2895
2016-07-22 02:00 | 0.0088839 | 0 | 5.8449
2016-07-22 03:00 | 0.10502 | 0 | 4.5601
2016-07-22 04:00 | 0 | 0 | 5.6051
2016-07-22 05:00 | 0.35764 | 0 | 0
2016-07-22 06:00 | 0.3128 | 0 | 0
2016-07-22 07:00 | 0.29426 | 0 | 0
2016-07-22 08:00 | 0.2513 | 0 | 0
2016-07-22 09:00 | 0 | 0.87886 | 15.594
2016-07-22 10:00 | 0 | 0.88127 | 15.594
2016-07-22 11:00 | 0 | 0 | 15.594
2016-07-22 12:00 | 0 | 0.34157 | 13.4375
2016-07-22 13:00 | 0 | 0.31376 | 7.797
2016-07-22 14:00 | 0 | 0.27731 | 7.797
2016-07-22 15:00 | 0 | 0.27287 | 7.797
2016-07-22 16:00 | 0 | 0.24376 | 7.3543
2016-07-22 17:00 | 0 | 0 | 15.594
2016-07-22 18:00 | 0 | 0.75502 | 15.594
2016-07-22 19:00 | 0 | 0.47852 | 15.594
2016-07-22 20:00 | 0.75646 | 0 | 0
2016-07-22 21:00 | 0.74892 | 0 | 0
2016-07-22 22:00 | 0.71403 | 0 | 0
2016-07-22 23:00 | 0.61179 | 0 | 0
2016-07-23 | 0.02352 | 0 | 6.8237
2016-07-23 01:00 | 0 | 0.034025 | 6.6328
2016-07-23 02:00 | 0 | 0 | 6.3452
2016-07-23 03:00 | 0 | 0.0069615 | 5.8918
2016-07-23 04:00 | 0 | 0 | 5.5723
2016-07-23 05:00 | 0.33977 | 0 | 0
2016-07-23 06:00 | 0.31731 | 0 | 0
2016-07-23 07:00 | 0.29533 | 0 | 0
2016-07-23 08:00 | 0.23961 | 0 | 0
2016-07-23 09:00 | 0 | 0.55776 | 15.594
2016-07-23 10:00 | 0 | 0.88393 | 15.594
2016-07-23 11:00 | 0 | 0.89155 | 15.594
2016-07-23 12:00 | 0 | 0.69126 | 13.2048
2016-07-23 13:00 | 0 | 0.31032 | 7.797
2016-07-23 14:00 | 0 | 0 | 7.797
2016-07-23 15:00 | 0 | 0.29045 | 7.797
2016-07-23 16:00 | 0 | 0.29001 | 7.797
2016-07-23 17:00 | 0 | 0.81496 | 15.594
2016-07-23 18:00 | 0 | 0 | 15.594
2016-07-23 19:00 | 0 | 0 | 15.594
2016-07-23 20:00 | 0.76039 | 0 | 0
2016-07-23 21:00 | 0.78902 | 0 | 0
2016-07-23 22:00 | 0.75273 | 0 | 0
2016-07-23 23:00 | 0.63877 | 0 | 0
2016-07-24 | 0.076032 | 0 | 6.2097
2016-07-24 01:00 | 0.013304 | 0 | 6.303
2016-07-24 02:00 | 0 | 0 | 5.9916
2016-07-24 03:00 | 0 | 0 | 5.7134
2016-07-24 04:00 | 0 | 0 | 5.4504
2016-07-24 05:00 | 0.3461 | 0 | 0
2016-07-24 06:00 | 0.32726 | 0 | 0
2016-07-24 07:00 | 0.30747 | 0 | 0
2016-07-24 08:00 | 0.25796 | 0 | 0
2016-07-24 09:00 | 0 | 0.43018 | 15.594
2016-07-24 10:00 | 0 | 0.86913 | 15.594
2016-07-24 11:00 | 0 | 0.87705 | 15.594
2016-07-24 12:00 | 0 | 0 | 13.0472
2016-07-24 13:00 | 0 | 0.32675 | 7.797
2016-07-24 14:00 | 0 | 0.31613 | 7.797
2016-07-24 15:00 | 0 | 0.28841 | 7.797
2016-07-24 16:00 | 0 | 0.26962 | 7.797
2016-07-24 17:00 | 0 | 0.79546 | 15.594
2016-07-24 18:00 | 0 | 0 | 15.594
2016-07-24 19:00 | 0 | 0.49036 | 15.594
2016-07-24 20:00 | 0.71835 | 0 | 0
2016-07-24 21:00 | 0.73697 | 0 | 0
2016-07-24 22:00 | 0.73556 | 0 | 0
2016-07-24 23:00 | 0.65053 | 0 | 0
2016-07-25 | 0.087782 | 0 | 6.5726
2016-07-25 01:00 | 0.013835 | 0 | 6.3189
2016-07-25 02:00 | 0 | 0.014236 | 6.0785
2016-07-25 03:00 | 0 | 0.0097231 | 5.8354
2016-07-25 04:00 | 0.0063876 | 0 | 5.566
2016-07-25 05:00 | 0.33896 | 0 | 0
2016-07-25 06:00 | 0.33226 | 0 | 0
2016-07-25 07:00 | 0.32793 | 0 | 0
2016-07-25 08:00 | 0.2815 | 0 | 0
2016-07-25 09:00 | 0 | 0.85703 | 15.594
2016-07-25 10:00 | 0 | 0.8695 | 15.594
2016-07-25 11:00 | 0 | 0.87653 | 15.594
2016-07-25 12:00 | 0 | 0.68957 | 13.2839
2016-07-25 13:00 | 0 | 0 | 7.797
2016-07-25 14:00 | 0 | 0.31198 | 7.797
2016-07-25 15:00 | 0 | 0.30552 | 7.797
2016-07-25 16:00 | 0 | 0 | 7.6237
2016-07-25 17:00 | 0 | 0.8201 | 15.594
2016-07-25 18:00 | 0 | 0 | 15.594
2016-07-25 19:00 | 0 | 0 | 15.594
2016-07-25 20:00 | 0.77881 | 0 | 0
2016-07-25 21:00 | 0.79757 | 0 | 0
2016-07-25 22:00 | 0.73574 | 0 | 0
2016-07-25 23:00 | 0.61309 | 0 | 0
2016-07-26 | 0.023583 | 0 | 6.8078
2016-07-26 01:00 | 0 | 0.023282 | 6.3578
2016-07-26 02:00 | 0 | 0 | 6.0532
2016-07-26 03:00 | 0.01695 | 0 | 5.8051
2016-07-26 04:00 | 0.0085785 | 0 | 5.6109
2016-07-26 05:00 | 0.37152 | 0 | 0
2016-07-26 06:00 | 0.33755 | 0 | 0
2016-07-26 07:00 | 0.32442 | 0 | 0
2016-07-26 08:00 | 0.26662 | 0 | 0
2016-07-26 09:00 | 0 | 0.85825 | 15.594
2016-07-26 10:00 | 0 | 0.85733 | 15.594
2016-07-26 11:00 | 0 | 0.55283 | 15.594
2016-07-26 12:00 | 0 | 0 | 12.9053
2016-07-26 13:00 | 0 | 0.29926 | 7.797
2016-07-26 14:00 | 0 | 0.5681 | 12.0465
2016-07-26 15:00 | 0 | 0 | 7.797
2016-07-26 16:00 | 0 | 0.26567 | 7.4788
2016-07-26 17:00 | 0 | 0.81496 | 15.594
2016-07-26 18:00 | 0 | 0 | 15.594
2016-07-26 19:00 | 0 | 0.49654 | 15.594
2016-07-26 20:00 | 0.70389 | 0 | 0
2016-07-26 21:00 | 0.75066 | 0 | 0
2016-07-26 22:00 | 0.68502 | 0 | 0
2016-07-26 23:00 | 0.57235 | 0 | 0
2016-07-27 | 0.051497 | 0 | 6.3511
2016-07-27 01:00 | 0.039573 | 0 | 5.7856
2016-07-27 02:00 | 0.049758 | 0 | 5.3834
2016-07-27 03:00 | 0.084258 | 0 | 5.0048
2016-07-27 04:00 | 0.015655 | 0 | 5.4707
2016-07-27 05:00 | 0.36027 | 0 | 0
2016-07-27 06:00 | 0.35546 | 0 | 0
2016-07-27 07:00 | 0.32937 | 0 | 0
2016-07-27 08:00 | 0.27128 | 0 | 0
2016-07-27 09:00 | 0 | 0.85415 | 15.594
2016-07-27 10:00 | 0 | 0 | 15.594
2016-07-27 11:00 | 0 | 0.85466 | 15.594
2016-07-27 12:00 | 0 | 0 | 13.5834
2016-07-27 13:00 | 0 | 0.2852 | 7.797
2016-07-27 14:00 | 0 | 0.28508 | 7.797
2016-07-27 15:00 | 0 | 0.25438 | 7.797
2016-07-27 16:00 | 0 | 0.23458 | 7.3344
2016-07-27 17:00 | 0 | 0.78939 | 15.594
2016-07-27 18:00 | 0 | 0.73611 | 15.594
2016-07-27 19:00 | 0 | 0.43191 | 15.594
2016-07-27 20:00 | 0.76623 | 0 | 0
2016-07-27 21:00 | 0.74836 | 0 | 0
2016-07-27 22:00 | 0.72076 | 0 | 0
2016-07-27 23:00 | 0.57824 | 0 | 0
2016-07-28 | 0.035289 | 0 | 6.6231
2016-07-28 01:00 | 0.019353 | 0 | 6.1897
2016-07-28 02:00 | 0.014159 | 0 | 5.856
2016-07-28 03:00 | 0.044971 | 0 | 5.568
2016-07-28 04:00 | 0.026568 | 0 | 5.2655
2016-07-28 05:00 | 0.36501 | 0 | 0
2016-07-28 06:00 | 0.34429 | 0 | 0
2016-07-28 07:00 | 0.32479 | 0 | 0
2016-07-28 08:00 | 0.27672 | 0 | 0
2016-07-28 09:00 | 0 | 0.83128 | 15.594
2016-07-28 10:00 | 0 | 0 | 15.594
2016-07-28 11:00 | 0 | 0.86221 | 15.594
2016-07-28 12:00 | 0 | 0.70677 | 13.762
2016-07-28 13:00 | 0 | 0.61187 | 12.4537
2016-07-28 14:00 | 0 | 0.56714 | 12.0465
2016-07-28 15:00 | 0 | 0.28403 | 7.6658
2016-07-28 16:00 | 0 | 0.2181 | 6.7808
2016-07-28 17:00 | 0 | 0.64885 | 15.594
2016-07-28 18:00 | 0 | 0 | 15.594
2016-07-28 19:00 | 0 | 0 | 15.594
2016-07-28 20:00 | 0.76856 | 0 | 0
2016-07-28 21:00 | 0.76146 | 0 | 0
2016-07-28 22:00 | 0.72032 | 0 | 0
2016-07-28 23:00 | 0.58083 | 0 | 0
2016-07-29 | 0.011328 | 0 | 6.938
2016-07-29 01:00 | 0.0057626 | 0 | 6.4391
2016-07-29 02:00 | 0.0078267 | 0 | 5.9885
2016-07-29 03:00 | 0.026645 | 0 | 5.6457
2016-07-29 04:00 | 0.024236 | 0 | 5.4438
2016-07-29 05:00 | 0.37514 | 0 | 0
2016-07-29 06:00 | 0.33737 | 0 | 0
2016-07-29 07:00 | 0.3155 | 0 | 0
2016-07-29 08:00 | 0.25441 | 0 | 0
2016-07-29 09:00 | 0 | 0 | 15.594
2016-07-29 10:00 | 0 | 0.87683 | 15.594
2016-07-29 11:00 | 0 | 0.89448 | 15.594
2016-07-29 12:00 | 0 | 0 | 7.797
2016-07-29 13:00 | 0 | 0.33396 | 7.797
2016-07-29 14:00 | 0 | 0.32356 | 7.797
2016-07-29 15:00 | 0 | 0.30784 | 7.797
2016-07-29 16:00 | 0 | 0.29371 | 7.797
2016-07-29 17:00 | 0 | 0.32526 | 15.594
2016-07-29 18:00 | 0 | 0.7743 | 15.594
2016-07-29 19:00 | 0 | 0.51204 | 15.594
2016-07-29 20:00 | 0.73001 | 0 | 0
2016-07-29 21:00 | 0.78325 | 0 | 0
2016-07-29 22:00 | 0.76601 | 0 | 0
2016-07-29 23:00 | 0.35957 | 0 | 4.2495
2016-07-30 | 0.23474 | 0 | 4.3269
2016-07-30 01:00 | 0.15667 | 0 | 4.3185
2016-07-30 02:00 | 0.11052 | 0 | 4.2495
2016-07-30 03:00 | 0.11278 | 0 | 4.2495
2016-07-30 04:00 | 0.099678 | 0 | 4.2495
2016-07-30 05:00 | 0.34503 | 0 | 0
2016-07-30 06:00 | 0.32538 | 0 | 0
2016-07-30 07:00 | 0 | 0 | 4.627
2016-07-30 08:00 | 0.24542 | 0 | 0
2016-07-30 09:00 | 0 | 0.22115 | 15.594
2016-07-30 10:00 | 0 | 0.89514 | 15.594
2016-07-30 11:00 | 0 | 0 | 15.594
2016-07-30 12:00 | 0 | 0 | 14.721
2016-07-30 13:00 | 0 | 0.7838 | 14.2662
2016-07-30 14:00 | 0 | 0.051874 | 4.2495
2016-07-30 15:00 | 0 | 0.68315 | 13.383
2016-07-30 16:00 | 0 | 0 | 12.7492
2016-07-30 17:00 | 0 | 0.81559 | 15.594
2016-07-30 18:00 | 0 | 0.76579 | 15.594
2016-07-30 19:00 | 0 | 0.51375 | 15.594
2016-07-30 20:00 | 0.43234 | 0 | 4.2495
2016-07-30 21:00 | 0.69356 | 0 | 0
2016-07-30 22:00 | 0.67773 | 0 | 0
2016-07-30 23:00 | 0.5688 | 0 | 0
2016-07-31 | 0.17398 | 0 | 4.4807
2016-07-31 01:00 | 0.1418 | 0 | 4.2545
2016-07-31 02:00 | 0.12835 | 0 | 4.2495
2016-07-31 03:00 | 0.13775 | 0 | 4.2495
2016-07-31 04:00 | 0.037849 | 0 | 5.3488
2016-07-31 05:00 | 0.36489 | 0 | 0
2016-07-31 06:00 | 0.32623 | 0 | 0
2016-07-31 07:00 | 0.32416 | 0 | 0
2016-07-31 08:00 | 0.26159 | 0 | 0
2016-07-31 09:00 | 0 | 0.86913 | 15.594
2016-07-31 10:00 | 0 | 0.58756 | 15.594
2016-07-31 11:00 | 0 | 0.88411 | 15.594
2016-07-31 12:00 | 0 | 0.79817 | 14.4887
2016-07-31 13:00 | 0 | 0 | 13.2062
2016-07-31 14:00 | 0 | 0 | 7.0662
2016-07-31 15:00 | 0 | 0.29907 | 7.797
2016-07-31 16:00 | 0 | 0 | 7.797
2016-07-31 17:00 | 0 | 0.81037 | 15.594
2016-07-31 18:00 | 0 | 0 | 15.594
2016-07-31 19:00 | 0 | 0.48181 | 15.594
2016-07-31 20:00 | 0.74004 | 0 | 0
2016-07-31 21:00 | 0.71162 | 0 | 0
2016-07-31 22:00 | 0.70833 | 0 | 0
2016-07-31 23:00 | 0.59921 | 0 | 0
2016-08-01 | 0.18466 | 0 | 4.8404
2016-08-01 01:00 | 0.2077 | 0 | 4.2791
2016-08-01 02:00 | 0.15388 | 0 | 4.2495
2016-08-01 03:00 | 0.12195 | 0 | 4.2495
2016-08-01 04:00 | 0.10179 | 0 | 4.2495
2016-08-01 05:00 | 0.37585 | 0 | 0
2016-08-01 06:00 | 0.033275 | 0 | 5.0577
2016-08-01 07:00 | 0.057202 | 0 | 4.2495
2016-08-01 08:00 | 0.27354 | 0 | 0
2016-08-01 09:00 | 0 | 0.86217 | 15.594
2016-08-01 10:00 | 0 | 0.87327 | 15.594
2016-08-01 11:00 | 0 | 0.83547 | 15.594
2016-08-01 12:00 | 0 | 0 | 14.4074
2016-08-01 13:00 | 0 | 0 | 13.3039
2016-08-01 14:00 | 0 | 0 | 6.0888
2016-08-01 15:00 | 0 | 0 | 7.797
2016-08-01 16:00 | 0 | 0.2022 | 7.797
2016-08-01 17:00 | 0 | 0.75643 | 15.594
2016-08-01 18:00 | 0 | 0.72331 | 15.594
2016-08-01 19:00 | 0 | 0.47737 | 15.594
2016-08-01 20:00 | 0.75876 | 0 | 0
2016-08-01 21:00 | 0.75672 | 0 | 0
2016-08-01 22:00 | 0.75276 | 0 | 0
2016-08-01 23:00 | 0.68102 | 0 | 0
2016-08-02 | 0.23508 | 0 | 4.5184
2016-08-02 01:00 | 0.20058 | 0 | 4.2495
2016-08-02 02:00 | 0.15962 | 0 | 4.2495
2016-08-02 03:00 | 0 | 0 | 5.8941
2016-08-02 04:00 | 0.095201 | 0 | 4.2495
2016-08-02 05:00 | 0 | 0 | 5.2031
2016-08-02 06:00 | 0.35139 | 0 | 0
2016-08-02 07:00 | 0 | 0 | 4.8001
2016-08-02 08:00 | 0.27791 | 0 | 0
2016-08-02 09:00 | 0 | 0.83354 | 15.594
2016-08-02 10:00 | 0 | 0.82706 | 15.594
2016-08-02 11:00 | 0 | 0.83872 | 15.594
2016-08-02 12:00 | 0 | 0.77136 | 14.8002
2016-08-02 13:00 | 0 | 0 | 13.1304
2016-08-02 14:00 | 0 | 0 | 6.8509
2016-08-02 15:00 | 0 | 0 | 7.797
2016-08-02 16:00 | 0 | 0.23058 | 7.797
2016-08-02 17:00 | 0 | 0.77633 | 15.594
2016-08-02 18:00 | 0 | 0.45264 | 15.594
2016-08-02 19:00 | 0 | 0 | 15.594
2016-08-02 20:00 | 0.75387 | 0 | 0
2016-08-02 21:00 | 0.78473 | 0 | 0
2016-08-02 22:00 | 0.75077 | 0 | 0
2016-08-02 23:00 | 0.67081 | 0 | 0
2016-08-03 | 0.28183 | 0 | 4.2495
2016-08-03 01:00 | 0.23021 | 0 | 4.2495
2016-08-03 02:00 | 0.16905 | 0 | 4.2495
2016-08-03 03:00 | 0.14082 | 0 | 4.2495
2016-08-03 04:00 | 0.10752 | 0 | 4.2495
2016-08-03 05:00 | 0.019517 | 0 | 5.0496
2016-08-03 06:00 | 0.3599 | 0 | 0
2016-08-03 07:00 | 0 | 0 | 4.8431
2016-08-03 08:00 | 0 | 0 | 4.3011
2016-08-03 09:00 | 0 | 0 | 15.594
2016-08-03 10:00 | 0 | 0.83417 | 15.594
2016-08-03 11:00 | 0 | 0.8493 | 15.594
2016-08-03 12:00 | 0 | 0.79388 | 15.088
2016-08-03 13:00 | 0 | 0.6244 | 13.1848
2016-08-03 14:00 | 0 | 0.21654 | 7.2528
2016-08-03 15:00 | 0 | 0 | 7.797
2016-08-03 16:00 | 0 | 0.23961 | 7.797
2016-08-03 17:00 | 0 | 0.70237 | 15.594
2016-08-03 18:00 | 0 | 0 | 15.594
2016-08-03 19:00 | 0 | 0.46997 | 15.594
2016-08-03 20:00 | 0.76982 | 0 | 0
2016-08-03 21:00 | 0.80053 | 0 | 0
2016-08-03 22:00 | 0.43316 | 0 | 4.2495
2016-08-03 23:00 | 0.64928 | 0 | 0
2016-08-04 | 0.27591 | 0 | 4.3333
2016-08-04 01:00 | 0.23913 | 0 | 4.2495
2016-08-04 02:00 | 0.077054 | 0 | 5.7922
2016-08-04 03:00 | 0 | 0 | 6.3529
2016-08-04 04:00 | 0.38465 | 0 | 0
2016-08-04 05:00 | 0 | 0 | 5.3265
2016-08-04 06:00 | 0.35624 | 0 | 0
2016-08-04 07:00 | 0 | 0 | 4.7665
2016-08-04 08:00 | 0.28327 | 0 | 0
2016-08-04 09:00 | 0 | 0.83672 | 15.594
2016-08-04 10:00 | 0 | 0.85281 | 15.594
2016-08-04 11:00 | 0 | 0 | 15.594
2016-08-04 12:00 | 0 | 0.3863 | 15.594
2016-08-04 13:00 | 0 | 0.66983 | 13.5968
2016-08-04 14:00 | 0 | 0 | 7.5959
2016-08-04 15:00 | 0 | 0.23769 | 7.797
2016-08-04 16:00 | 0 | 0.22433 | 7.509
2016-08-04 17:00 | 0 | 0.78192 | 15.594
2016-08-04 18:00 | 0 | 0.74063 | 15.594
2016-08-04 19:00 | 0 | 0 | 15.594
2016-08-04 20:00 | 0.7346 | 0 | 0
2016-08-04 21:00 | 0.76527 | 0 | 0
2016-08-04 22:00 | 0.74085 | 0 | 0
2016-08-04 23:00 | 0.65749 | 0 | 0
2016-08-05 | 0.21477 | 0 | 5.278
2016-08-05 01:00 | 0 | 0 | 7.1343
2016-08-05 02:00 | 0.15925 | 0 | 4.2495
2016-08-05 03:00 | 0.14175 | 0 | 4.2495
2016-08-05 04:00 | 0.12506 | 0 | 4.2495
2016-08-05 05:00 | 0.36859 | 0 | 0
2016-08-05 06:00 | 0.36142 | 0 | 0
2016-08-05 07:00 | 0 | 0 | 4.8502
2016-08-05 08:00 | 0 | 0 | 4.3247
2016-08-05 09:00 | 0 | 0 | 15.594
2016-08-05 10:00 | 0 | 0.86295 | 15.594
2016-08-05 11:00 | 0 | 0.86203 | 15.594
2016-08-05 12:00 | 0 | 0.84427 | 15.594
2016-08-05 13:00 | 0 | 0.43432 | 13.803
2016-08-05 14:00 | 0 | 0.24131 | 7.4484
2016-08-05 15:00 | 0 | 0.26085 | 7.797
2016-08-05 16:00 | 0 | 0 | 6.9569
2016-08-05 17:00 | 0 | 0 | 15.594
2016-08-05 18:00 | 0 | 0.73848 | 15.594
2016-08-05 19:00 | 0 | 0.48603 | 15.594
2016-08-05 20:00 | 0.75528 | 0 | 0
2016-08-05 21:00 | 0.76165 | 0 | 0
2016-08-05 22:00 | 0.41525 | 0 | 4.2495
2016-08-05 23:00 | 0.6246 | 0 | 0
2016-08-06 | 0.15342 | 0 | 5.5325
2016-08-06 01:00 | 0.10674 | 0 | 5.2519
2016-08-06 02:00 | 0.11565 | 0 | 4.7676
2016-08-06 03:00 | 0.0059767 | 0 | 5.9606
2016-08-06 04:00 | 0 | 0 | 5.6132
2016-08-06 05:00 | 0.35783 | 0 | 0
2016-08-06 06:00 | 0.35864 | 0 | 0
2016-08-06 07:00 | 0.32948 | 0 | 0
2016-08-06 08:00 | 0.28453 | 0 | 0
2016-08-06 09:00 | 0 | 0.84157 | 15.594
2016-08-06 10:00 | 0 | 0.8406 | 15.594
2016-08-06 11:00 | 0 | 0 | 15.594
2016-08-06 12:00 | 0 | 0.71023 | 14.1605
2016-08-06 13:00 | 0 | 0 | 12.8276
2016-08-06 14:00 | 0 | 0.20033 | 7.1638
2016-08-06 15:00 | 0 | 0.23828 | 7.797
2016-08-06 16:00 | 0 | 0.2365 | 7.797
2016-08-06 17:00 | 0 | 0.78388 | 15.594
2016-08-06 18:00 | 0 | 0.3947 | 15.594
2016-08-06 19:00 | 0 | 0.48414 | 15.594
2016-08-06 20:00 | 0.78666 | 0 | 0
2016-08-06 21:00 | 0.77241 | 0 | 0
2016-08-06 22:00 | 0.75199 | 0 | 0
2016-08-06 23:00 | 0.66175 | 0 | 0
2016-08-07 | 0.008288 | 0 | 7.797
2016-08-07 01:00 | 0 | 0 | 7.1627
2016-08-07 02:00 | 0 | 0 | 6.4688
2016-08-07 03:00 | 0 | 0 | 5.9953
2016-08-07 04:00 | 0 | 0.024947 | 5.9378
2016-08-07 05:00 | 0.3596 | 0 | 0
2016-08-07 06:00 | 0.35738 | 0 | 0
2016-08-07 07:00 | 0.31761 | 0 | 0
2016-08-07 08:00 | 0.27587 | 0 | 0
2016-08-07 09:00 | 0 | 0.82824 | 15.594
2016-08-07 10:00 | 0 | 0.28115 | 15.594
2016-08-07 11:00 | 0 | 0.82702 | 15.594
2016-08-07 12:00 | 0 | 0.71467 | 14.0858
2016-08-07 13:00 | 0 | 0.57188 | 12.4439
2016-08-07 14:00 | 0 | 0 | 7.6932
2016-08-07 15:00 | 0 | 0.23847 | 7.797
2016-08-07 16:00 | 0 | 0 | 7.5783
2016-08-07 17:00 | 0 | 0 | 15.594
2016-08-07 18:00 | 0 | 0.74411 | 15.594
2016-08-07 19:00 | 0 | 0.5247 | 15.594
2016-08-07 20:00 | 0.71798 | 0 | 0
2016-08-07 21:00 | 0.74111 | 0 | 0
2016-08-07 22:00 | 0.71865 | 0 | 0
2016-08-07 23:00 | 0.66093 | 0 | 0
2016-08-08 | 0.035915 | 0 | 7.1974
2016-08-08 01:00 | 0.077323 | 0 | 5.6175
2016-08-08 02:00 | 0 | 0 | 6.1112
2016-08-08 03:00 | 0 | 0 | 5.782
2016-08-08 04:00 | 0 | 0 | 5.6217
2016-08-08 05:00 | 0.36645 | 0 | 0
2016-08-08 06:00 | 0.34987 | 0 | 0
2016-08-08 07:00 | 0.32564 | 0 | 0
2016-08-08 08:00 | 0.27517 | 0 | 0
2016-08-08 09:00 | 0 | 0 | 15.594
2016-08-08 10:00 | 0 | 0.066788 | 15.594
2016-08-08 11:00 | 0 | 0.82806 | 15.594
2016-08-08 12:00 | 0 | 0.76441 | 14.8891
2016-08-08 13:00 | 0 | 0.60401 | 12.8164
2016-08-08 14:00 | 0 | 0.24324 | 7.797
2016-08-08 15:00 | 0 | 0 | 7.797
2016-08-08 16:00 | 0 | 0.21741 | 7.6153
2016-08-08 17:00 | 0 | 0.77663 | 15.594
2016-08-08 18:00 | 0 | 0.74984 | 15.594
2016-08-08 19:00 | 0 | 0.47985 | 15.594
2016-08-08 20:00 | 0.75558 | 0 | 0
2016-08-08 21:00 | 0.73874 | 0 | 0
2016-08-08 22:00 | 0.69915 | 0 | 0
2016-08-08 23:00 | 0.64036 | 0 | 0
2016-08-09 | 0.12397 | 0 | 6.1223
2016-08-09 01:00 | 0.00073291 | 0 | 6.8681
2016-08-09 02:00 | 0.06928 | 0 | 5.3027
2016-08-09 03:00 | 0.076437 | 0 | 5.03
2016-08-09 04:00 | 0.082688 | 0 | 4.8058
2016-08-09 05:00 | 0.3771 | 0 | 0
2016-08-09 06:00 | 0.36134 | 0 | 0
2016-08-09 07:00 | 0.056943 | 0 | 4.2495
2016-08-09 08:00 | 0.28671 | 0 | 0
2016-08-09 09:00 | 0 | 0.83298 | 15.594
2016-08-09 10:00 | 0 | 0.85433 | 15.594
2016-08-09 11:00 | 0 | 0.85881 | 15.594
2016-08-09 12:00 | 0 | 0 | 13.0799
2016-08-09 13:00 | 0 | 0 | 7.797
2016-08-09 14:00 | 0 | 0 | 7.6068
2016-08-09 15:00 | 0 | 0.15974 | 7.797
2016-08-09 16:00 | 0 | 0 | 7.797
2016-08-09 17:00 | 0 | 0.80153 | 15.594
2016-08-09 18:00 | 0 | 0.75931 | 15.594
2016-08-09 19:00 | 0 | 0.46354 | 15.594
2016-08-09 20:00 | 0.7568 | 0 | 0
2016-08-09 21:00 | 0.77918 | 0 | 0
2016-08-09 22:00 | 0.71906 | 0 | 0
2016-08-09 23:00 | 0.68198 | 0 | 0
2016-08-10 | 0.030932 | 0 | 7.797
2016-08-10 01:00 | 0 | 0.045118 | 7.6799
2016-08-10 02:00 | 0 | 0 | 6.5085
2016-08-10 03:00 | 0 | 0 | 6.0308
2016-08-10 04:00 | 0 | 0 | 5.6231
2016-08-10 05:00 | 0.37211 | 0 | 0
2016-08-10 06:00 | 0.35635 | 0 | 0
2016-08-10 07:00 | 0.33119 | 0 | 0
2016-08-10 08:00 | 0.28216 | 0 | 0
2016-08-10 09:00 | 0 | 0 | 15.594
2016-08-10 10:00 | 0 | 0.30585 | 15.594
2016-08-10 11:00 | 0 | 0.86687 | 15.594
2016-08-10 12:00 | 0 | 0 | 14.9904
2016-08-10 13:00 | 0 | 0.76465 | 14.6807
2016-08-10 14:00 | 0 | 0 | 4.2495
2016-08-10 15:00 | 0 | 0.65005 | 13.5478
2016-08-10 16:00 | 0 | 0.57638 | 12.4508
2016-08-10 17:00 | 0 | 0.80138 | 15.594
2016-08-10 18:00 | 0 | 0.76505 | 15.594
2016-08-10 19:00 | 0 | 0 | 15.594
2016-08-10 20:00 | 0.75302 | 0 | 0
2016-08-10 21:00 | 0.77607 | 0 | 0
2016-08-10 22:00 | 0.75487 | 0 | 0
2016-08-10 23:00 | 0.66082 | 0 | 0
2016-08-11 | 0.21405 | 0 | 4.8676
2016-08-11 01:00 | 0.20616 | 0 | 4.2495
2016-08-11 02:00 | 0.16043 | 0 | 4.2495
2016-08-11 03:00 | 0.035234 | 0 | 5.4205
2016-08-11 04:00 | 0.35572 | 0 | 0
2016-08-11 05:00 | 0.35265 | 0 | 0
2016-08-11 06:00 | 0 | 0 | 5.2608
2016-08-11 07:00 | 0 | 0 | 4.6847
2016-08-11 08:00 | 0 | 0 | 4.3493
2016-08-11 09:00 | 0 | 0.85244 | 15.594
2016-08-11 10:00 | 0 | 0.87368 | 15.594
2016-08-11 11:00 | 0 | 0.8772 | 15.594
2016-08-11 12:00 | 0 | 0.10706 | 15.594
2016-08-11 13:00 | 0 | 0.76215 | 14.3802
2016-08-11 14:00 | 0 | 0.1924 | 6.5408
2016-08-11 15:00 | 0 | 0 | 7.797
2016-08-11 16:00 | 0 | 0.29271 | 7.797
2016-08-11 17:00 | 0 | 0 | 15.594
2016-08-11 18:00 | 0 | 0.7726 | 15.594
2016-08-11 19:00 | 0 | 0 | 15.594
2016-08-11 20:00 | 0.73752 | 0 | 0
2016-08-11 21:00 | 0.75291 | 0 | 0
2016-08-11 22:00 | 0.70511 | 0 | 0
2016-08-11 23:00 | 0.3569 | 0 | 4.2495
2016-08-12 | 0.27003 | 0 | 4.2495
2016-08-12 01:00 | 0.19654 | 0 | 4.2495
2016-08-12 02:00 | 0.16824 | 0 | 4.2495
2016-08-12 03:00 | 0.1174 | 0 | 4.2495
2016-08-12 04:00 | 0.093573 | 0 | 4.2495
2016-08-12 05:00 | 0.072372 | 0 | 4.2495
2016-08-12 06:00 | 0.35157 | 0 | 0
2016-08-12 07:00 | 0.33644 | 0 | 0
2016-08-12 08:00 | 0.013246 | 0 | 4.2495
2016-08-12 09:00 | 0 | 0.85703 | 15.594
2016-08-12 10:00 | 0 | 0.87383 | 15.594
2016-08-12 11:00 | 0 | 0.8668 | 15.594
2016-08-12 12:00 | 0 | 0.073739 | 15.594
2016-08-12 13:00 | 0 | 0.73731 | 14.1656
2016-08-12 14:00 | 0 | 0.21767 | 6.9825
2016-08-12 15:00 | 0 | 0.25611 | 7.797
2016-08-12 16:00 | 0 | 0 | 7.797
2016-08-12 17:00 | 0 | 0 | 15.594
2016-08-12 18:00 | 0 | 0.74007 | 15.594
2016-08-12 19:00 | 0 | 0 | 15.594
2016-08-12 20:00 | 0.78599 | 0 | 0
2016-08-12 21:00 | 0.79084 | 0 | 0
2016-08-12 22:00 | 0.75302 | 0 | 0
2016-08-12 23:00 | 0.64269 | 0 | 0
2016-08-13 | 0 | 0 | 7.2559
2016-08-13 01:00 | 0 | 0 | 6.5398
2016-08-13 02:00 | 0.092 | 0 | 5.0657
2016-08-13 03:00 | 0.11259 | 0 | 4.2495
2016-08-13 04:00 | 0.093499 | 0 | 4.2495
2016-08-13 05:00 | 0.35838 | 0 | 0
2016-08-13 06:00 | 0.36112 | 0 | 0
2016-08-13 07:00 | 0 | 0 | 5.117
2016-08-13 08:00 | 0.27891 | 0 | 0
2016-08-13 09:00 | 0 | 0.83935 | 15.594
2016-08-13 10:00 | 0 | 0.85796 | 15.594
2016-08-13 11:00 | 0 | 0 | 15.594
2016-08-13 12:00 | 0 | 0.11192 | 15.594
2016-08-13 13:00 | 0 | 0.68562 | 13.4193
2016-08-13 14:00 | 0 | 0.26997 | 7.7566
2016-08-13 15:00 | 0 | 0.24979 | 7.797
2016-08-13 16:00 | 0 | 0.21195 | 7.4288
2016-08-13 17:00 | 0 | 0.77637 | 15.594
2016-08-13 18:00 | 0 | 0.72731 | 15.594
2016-08-13 19:00 | 0 | 0 | 15.594
2016-08-13 20:00 | 0.77452 | 0 | 0
2016-08-13 21:00 | 0.77641 | 0 | 0
2016-08-13 22:00 | 0.7457 | 0 | 0
2016-08-13 23:00 | 0.35731 | 0 | 4.2495
2016-08-14 | 0.13714 | 0 | 5.6002
2016-08-14 01:00 | 0 | 0 | 6.6982
2016-08-14 02:00 | 0 | 0 | 6.2862
2016-08-14 03:00 | 0.1167 | 0 | 4.2495
2016-08-14 04:00 | 0.094313 | 0 | 4.2495
2016-08-14 05:00 | 0.35294 | 0 | 0
2016-08-14 06:00 | 0.33996 | 0 | 0
2016-08-14 07:00 | 0.30858 | 0 | 0
2016-08-14 08:00 | 0.26548 | 0 | 0
2016-08-14 09:00 | 0 | 0.85496 | 15.594
2016-08-14 10:00 | 0 | 0 | 15.594
2016-08-14 11:00 | 0 | 0.87557 | 15.594
2016-08-14 12:00 | 0 | 0.34317 | 14.9116
2016-08-14 13:00 | 0 | 0.64355 | 12.9263
2016-08-14 14:00 | 0 | 0.28505 | 7.797
2016-08-14 15:00 | 0 | 0.27169 | 7.797
2016-08-14 16:00 | 0 | 0.25905 | 7.7489
2016-08-14 17:00 | 0 | 0 | 15.594
2016-08-14 18:00 | 0 | 0.73201 | 15.594
2016-08-14 19:00 | 0 | 0.4652 | 15.594
2016-08-14 20:00 | 0.76005 | 0 | 0
2016-08-14 21:00 | 0.743 | 0 | 0
2016-08-14 22:00 | 0.71206 | 0 | 0
2016-08-14 23:00 | 0.66859 | 0 | 0
2016-08-15 | 0.10199 | 0 | 6.8881
2016-08-15 01:00 | 0 | 0 | 7.0482
2016-08-15 02:00 | 0 | 0 | 6.3875
2016-08-15 03:00 | 0 | 0 | 5.7593
2016-08-15 04:00 | 0 | 0 | 5.3525
2016-08-15 05:00 | 0.33681 | 0 | 0
2016-08-15 06:00 | 0.35006 | 0 | 0
2016-08-15 07:00 | 0.31887 | 0 | 0
2016-08-15 08:00 | 0.27761 | 0 | 0
2016-08-15 09:00 | 0 | 0.84408 | 15.594
2016-08-15 10:00 | 0 | 0.86406 | 15.594
2016-08-15 11:00 | 0 | 0.84996 | 15.594
2016-08-15 12:00 | 0 | 0 | 14.2259
2016-08-15 13:00 | 0 | 0.12981 | 12.5957
2016-08-15 14:00 | 0 | 0.27635 | 7.797
2016-08-15 15:00 | 0 | 0.25793 | 7.797
2016-08-15 16:00 | 0 | 0 | 7.4012
2016-08-15 17:00 | 0 | 0.78133 | 15.594
2016-08-15 18:00 | 0 | 0.72672 | 15.594
2016-08-15 19:00 | 0 | 0 | 15.594
2016-08-15 20:00 | 0.44555 | 0 | 4.2495
2016-08-15 21:00 | 0.72439 | 0 | 0
2016-08-15 22:00 | 0.65701 | 0 | 0
2016-08-15 23:00 | 0.62648 | 0 | 0
2016-08-16 | 0.15359 | 0 | 5.9121
2016-08-16 01:00 | 0.13305 | 0 | 5.4571
2016-08-16 02:00 | 0.13945 | 0 | 5.0044
2016-08-16 03:00 | 0.032915 | 0 | 5.9842
2016-08-16 04:00 | 0 | 0 | 5.6936
2016-08-16 05:00 | 0.35091 | 0 | 0
2016-08-16 06:00 | 0.36471 | 0 | 0
2016-08-16 07:00 | 0.34147 | 0 | 0
2016-08-16 08:00 | 0.29951 | 0 | 0
2016-08-16 09:00 | 0 | 0.66807 | 15.594
2016-08-16 10:00 | 0 | 0 | 15.594
2016-08-16 11:00 | 0 | 0 | 15.594
2016-08-16 12:00 | 0 | 0.67818 | 13.4865
2016-08-16 13:00 | 0 | 0.26992 | 7.797
2016-08-16 14:00 | 0 | 0.53095 | 12.0465
2016-08-16 15:00 | 0 | 0.25108 | 7.797
2016-08-16 16:00 | 0 | 0.25634 | 7.797
2016-08-16 17:00 | 0 | 0.79768 | 15.594
2016-08-16 18:00 | 0 | 0.74455 | 15.594
2016-08-16 19:00 | 0 | 0.53347 | 15.594
2016-08-16 20:00 | 0.66474 | 0 | 0
2016-08-16 21:00 | 0.70922 | 0 | 0
2016-08-16 22:00 | 0.66841 | 0 | 0
2016-08-16 23:00 | 0.65338 | 0 | 0
2016-08-17 | 0.061003 | 0 | 7.4968
2016-08-17 01:00 | 0.12968 | 0 | 5.5617
2016-08-17 02:00 | 0 | 0 | 6.7134
2016-08-17 03:00 | 0 | 0 | 6.3865
2016-08-17 04:00 | 0 | 0 | 5.861
2016-08-17 05:00 | 0.373 | 0 | 0
2016-08-17 06:00 | 0.38058 | 0 | 0
2016-08-17 07:00 | 0.3441 | 0 | 0
2016-08-17 08:00 | 0.28494 | 0 | 0
2016-08-17 09:00 | 0 | 0.85929 | 15.594
2016-08-17 10:00 | 0 | 0 | 15.594
2016-08-17 11:00 | 0 | 0.045384 | 15.594
2016-08-17 12:00 | 0 | 0.74245 | 14.2811
2016-08-17 13:00 | 0 | 0.57356 | 12.3746
2016-08-17 14:00 | 0 | 0.26647 | 7.797
2016-08-17 15:00 | 0 | 0 | 7.797
2016-08-17 16:00 | 0 | 0.20964 | 7.2237
2016-08-17 17:00 | 0 | 0.79443 | 15.594
2016-08-17 18:00 | 0 | 0.74437 | 15.594
2016-08-17 19:00 | 0 | 0.49465 | 15.594
2016-08-17 20:00 | 0.7481 | 0 | 0
2016-08-17 21:00 | 0.7575 | 0 | 0
2016-08-17 22:00 | 0.72183 | 0 | 0
2016-08-17 23:00 | 0.64317 | 0 | 0
2016-08-18 | 0.01023 | 0 | 7.574
2016-08-18 01:00 | 0 | 0 | 6.7659
2016-08-18 02:00 | 0 | 0 | 6.378
2016-08-18 03:00 | 0 | 0 | 5.8979
2016-08-18 04:00 | 0 | 0 | 5.5611
2016-08-18 05:00 | 0.37966 | 0 | 0
2016-08-18 06:00 | 0.375 | 0 | 0
2016-08-18 07:00 | 0.34895 | 0 | 0
2016-08-18 08:00 | 0.2846 | 0 | 0
2016-08-18 09:00 | 0 | 0.85141 | 15.594
2016-08-18 10:00 | 0 | 0.51825 | 15.594
2016-08-18 11:00 | 0 | 0 | 15.594
2016-08-18 12:00 | 0 | 0.83151 | 15.1784
2016-08-18 13:00 | 0 | 0.63434 | 13.0447
2016-08-18 14:00 | 0 | 0.25774 | 7.797
2016-08-18 15:00 | 0 | 0.24579 | 7.797
2016-08-18 16:00 | 0 | 0.17692 | 7.0443
2016-08-18 17:00 | 0 | 0 | 15.594
2016-08-18 18:00 | 0 | 0.73068 | 15.594
2016-08-18 19:00 | 0 | 0.48359 | 15.594
2016-08-18 20:00 | 0.78026 | 0 | 0
2016-08-18 21:00 | 0.72931 | 0 | 0
2016-08-18 22:00 | 0.70311 | 0 | 0
2016-08-18 23:00 | 0.62659 | 0 | 0
2016-08-19 | 0 | 0 | 7.6059
2016-08-19 01:00 | 0.045239 | 0 | 6.0683
2016-08-19 02:00 | 0.068887 | 0 | 5.3834
2016-08-19 03:00 | 0 | 0 | 5.888
2016-08-19 04:00 | 0 | 0 | 5.6231
2016-08-19 05:00 | 0.36763 | 0 | 0
2016-08-19 06:00 | 0.35294 | 0 | 0
2016-08-19 07:00 | 0.31631 | 0 | 0
2016-08-19 08:00 | 0.27876 | 0 | 0
2016-08-19 09:00 | 0 | 0.84948 | 15.594
2016-08-19 10:00 | 0 | 0.85981 | 15.594
2016-08-19 11:00 | 0 | 0.85522 | 15.594
2016-08-19 12:00 | 0 | 0.73569 | 14.1449
2016-08-19 13:00 | 0 | 0.5634 | 12.1492
2016-08-19 14:00 | 0 | 0 | 7.797
2016-08-19 15:00 | 0 | 0 | 7.797
2016-08-19 16:00 | 0 | 0.23318 | 7.4603
2016-08-19 17:00 | 0 | 0.12608 | 15.594
2016-08-19 18:00 | 0 | 0 | 15.594
2016-08-19 19:00 | 0 | 0.50738 | 15.594
2016-08-19 20:00 | 0.71576 | 0 | 0
2016-08-19 21:00 | 0.74104 | 0 | 0
2016-08-19 22:00 | 0.72509 | 0 | 0
2016-08-19 23:00 | 0.64165 | 0 | 0
2016-08-20 | 0.078346 | 0 | 6.5291
2016-08-20 01:00 | 0.030574 | 0 | 6.2246
2016-08-20 02:00 | 0.0087021 | 0 | 6.0572
2016-08-20 03:00 | 0 | 0.010223 | 5.9931
2016-08-20 04:00 | 0 | 0.036162 | 5.925
2016-08-20 05:00 | 0.34488 | 0 | 0
2016-08-20 06:00 | 0.33211 | 0 | 0
2016-08-20 07:00 | 0.31631 | 0 | 0
2016-08-20 08:00 | 0.26951 | 0 | 0
2016-08-20 09:00 | 0 | 0.85178 | 15.594
2016-08-20 10:00 | 0 | 0.62059 | 15.594
2016-08-20 11:00 | 0 | 0.85226 | 15.594
2016-08-20 12:00 | 0 | 0.71045 | 13.836
2016-08-20 13:00 | 0 | 0.58146 | 12.3176
2016-08-20 14:00 | 0 | 0.27003 | 7.797
2016-08-20 15:00 | 0 | 0 | 7.797
2016-08-20 16:00 | 0 | 0.25541 | 7.797
2016-08-20 17:00 | 0 | 0 | 15.594
2016-08-20 18:00 | 0 | 0 | 15.594
2016-08-20 19:00 | 0 | 0.46979 | 15.594
2016-08-20 20:00 | 0.75754 | 0 | 0
2016-08-20 21:00 | 0.75876 | 0 | 0
2016-08-20 22:00 | 0.7144 | 0 | 0
2016-08-20 23:00 | 0.35742 | 0 | 4.2495
2016-08-21 | 0.1271 | 0 | 6.1509
2016-08-21 01:00 | 0.11637 | 0 | 5.3346
2016-08-21 02:00 | 0.039822 | 0 | 5.9309
2016-08-21 03:00 | 0 | 0 | 5.8199
2016-08-21 04:00 | 0.11089 | 0 | 4.2495
2016-08-21 05:00 | 0.35753 | 0 | 0
2016-08-21 06:00 | 0.34588 | 0 | 0
2016-08-21 07:00 | 0.31624 | 0 | 0
2016-08-21 08:00 | 0.2671 | 0 | 0
2016-08-21 09:00 | 0 | 0.51655 | 15.594
2016-08-21 10:00 | 0 | 0.86114 | 15.594
2016-08-21 11:00 | 0 | 0.85144 | 15.594
2016-08-21 12:00 | 0 | 0.78512 | 14.7972
2016-08-21 13:00 | 0 | 0 | 13.0828
2016-08-21 14:00 | 0 | 0 | 7.1751
2016-08-21 15:00 | 0 | 0.25571 | 7.797
2016-08-21 16:00 | 0 | 0.26148 | 7.797
2016-08-21 17:00 | 0 | 0 | 15.594
2016-08-21 18:00 | 0 | 0.73563 | 15.594
2016-08-21 19:00 | 0 | 0.46317 | 15.594
2016-08-21 20:00 | 0.81097 | 0 | 0
2016-08-21 21:00 | 0.77682 | 0 | 0
2016-08-21 22:00 | 0.72028 | 0 | 0
2016-08-21 23:00 | 0.63303 | 0 | 0
2016-08-22 | 0.1206 | 0 | 6.0779
2016-08-22 01:00 | 0 | 0 | 7.0449
2016-08-22 02:00 | 0.19236 | 0 | 4.2495
2016-08-22 03:00 | 0 | 0 | 6.1287
2016-08-22 04:00 | 0 | 0 | 5.5659
2016-08-22 05:00 | 0.37078 | 0 | 0
2016-08-22 06:00 | 0.3609 | 0 | 0
2016-08-22 07:00 | 0 | 0 | 4.967
2016-08-22 08:00 | 0.28331 | 0 | 0
2016-08-22 09:00 | 0 | 0 | 15.594
2016-08-22 10:00 | 0 | 0.87368 | 15.594
2016-08-22 11:00 | 0 | 0.51715 | 15.594
2016-08-22 12:00 | 0 | 0 | 15.2129
2016-08-22 13:00 | 0 | 0.64522 | 13.3115
2016-08-22 14:00 | 0 | 0.19665 | 7.1296
2016-08-22 15:00 | 0 | 0.23784 | 7.797
2016-08-22 16:00 | 0 | 0.23847 | 7.797
2016-08-22 17:00 | 0 | 0.7979 | 15.594
2016-08-22 18:00 | 0 | 0.74126 | 15.594
2016-08-22 19:00 | 0 | 0.48207 | 15.594
2016-08-22 20:00 | 0.79025 | 0 | 0
2016-08-22 21:00 | 0.79853 | 0 | 0
2016-08-22 22:00 | 0.73256 | 0 | 0
2016-08-22 23:00 | 0.4114 | 0 | 4.2495
2016-08-23 | 0.26361 | 0 | 4.3864
2016-08-23 01:00 | 0.0088021 | 0 | 6.6898
2016-08-23 02:00 | 0 | 0 | 6.1226
2016-08-23 03:00 | 0 | 0 | 5.8724
2016-08-23 04:00 | 0 | 0 | 5.4609
2016-08-23 05:00 | 0.33896 | 0 | 0
2016-08-23 06:00 | 0.33899 | 0 | 0
2016-08-23 07:00 | 0.30281 | 0 | 0
2016-08-23 08:00 | 0.28312 | 0 | 0
2016-08-23 09:00 | 0 | 0 | 15.594
2016-08-23 10:00 | 0 | 0.85229 | 15.594
2016-08-23 11:00 | 0 | 0.85285 | 15.594
2016-08-23 12:00 | 0 | 0 | 15.594
2016-08-23 13:00 | 0 | 0.66003 | 13.3986
2016-08-23 14:00 | 0 | 0.2079 | 7.2591
2016-08-23 15:00 | 0 | 0.24409 | 7.797
2016-08-23 16:00 | 0 | 0.25375 | 7.797
2016-08-23 17:00 | 0 | 0.41843 | 15.594
2016-08-23 18:00 | 0 | 0.75558 | 15.594
2016-08-23 19:00 | 0 | 0.48533 | 15.594
2016-08-23 20:00 | 0.7518 | 0 | 0
2016-08-23 21:00 | 0.74992 | 0 | 0
2016-08-23 22:00 | 0.72735 | 0 | 0
2016-08-23 23:00 | 0.65434 | 0 | 0
2016-08-24 | 0 | 0 | 7.5946
2016-08-24 01:00 | 0 | 0 | 6.7469
2016-08-24 02:00 | 0 | 0 | 6.4442
2016-08-24 03:00 | 0 | 0 | 5.8998
2016-08-24 04:00 | 0.011414 | 0 | 5.3381
2016-08-24 05:00 | 0.35738 | 0 | 0
2016-08-24 06:00 | 0.36859 | 0 | 0
2016-08-24 07:00 | 0.34425 | 0 | 0
2016-08-24 08:00 | 0.30399 | 0 | 0
2016-08-24 09:00 | 0 | 0.82369 | 15.594
2016-08-24 10:00 | 0 | 0.82887 | 15.594
2016-08-24 11:00 | 0 | 0 | 15.594
2016-08-24 12:00 | 0 | 0 | 15.594
2016-08-24 13:00 | 0 | 0.46917 | 13.3783
2016-08-24 14:00 | 0 | 0.22844 | 7.6301
2016-08-24 15:00 | 0 | 0 | 7.797
2016-08-24 16:00 | 0 | 0.21523 | 7.5264
2016-08-24 17:00 | 0 | 0.80416 | 15.594
2016-08-24 18:00 | 0 | 0.75232 | 15.594
2016-08-24 19:00 | 0 | 0.4968 | 15.594
2016-08-24 20:00 | 0 | 0.11156 | 12.0465
2016-08-24 21:00 | 0.75029 | 0 | 0
2016-08-24 22:00 | 0.70607 | 0 | 0
2016-08-24 23:00 | 0.62145 | 0 | 0
2016-08-25 | 0.23191 | 0 | 4.2997
2016-08-25 01:00 | 0.16717 | 0 | 4.2495
2016-08-25 02:00 | 0.14078 | 0 | 4.2495
2016-08-25 03:00 | 0.13882 | 0 | 4.2495
2016-08-25 04:00 | 0.10745 | 0 | 4.2495
2016-08-25 05:00 | 0.37677 | 0 | 0
2016-08-25 06:00 | 0.37577 | 0 | 0
2016-08-25 07:00 | 0.34991 | 0 | 0
2016-08-25 08:00 | 0.29933 | 0 | 0
2016-08-25 09:00 | 0 | 0.83113 | 15.594
2016-08-25 10:00 | 0 | 0.85329 | 15.594
2016-08-25 11:00 | 0 | 0 | 15.594
2016-08-25 12:00 | 0 | 0.84686 | 15.594
2016-08-25 13:00 | 0 | 0.17769 | 12.9772
2016-08-25 14:00 | 0 | 0.24598 | 7.797
2016-08-25 15:00 | 0 | 0 | 7.797
2016-08-25 16:00 | 0 | 0.2208 | 7.4317
2016-08-25 17:00 | 0 | 0 | 15.594
2016-08-25 18:00 | 0 | 0.76808 | 15.594
2016-08-25 19:00 | 0 | 0.50257 | 15.594
2016-08-25 20:00 | 0 | 0.086062 | 12.0465
2016-08-25 21:00 | 0.76949 | 0 | 0
2016-08-25 22:00 | 0.73445 | 0 | 0
2016-08-25 23:00 | 0.64772 | 0 | 0
2016-08-26 | 0.26877 | 0 | 4.2495
2016-08-26 01:00 | 0.17627 | 0 | 4.2495
2016-08-26 02:00 | 0.15348 | 0 | 4.2495
2016-08-26 03:00 | 0.14064 | 0 | 4.2495
2016-08-26 04:00 | 0.10856 | 0 | 4.2495
2016-08-26 05:00 | 0.097421 | 0 | 4.2495
2016-08-26 06:00 | 0.36112 | 0 | 0
2016-08-26 07:00 | 0.33 | 0 | 0
2016-08-26 08:00 | 0.27228 | 0 | 0
2016-08-26 09:00 | 0 | 0.85363 | 15.594
2016-08-26 10:00 | 0 | 0.86321 | 15.594
2016-08-26 11:00 | 0 | 0.87908 | 15.594
2016-08-26 12:00 | 0 | 0.87742 | 15.594
2016-08-26 13:00 | 0 | 0.74798 | 14.1086
2016-08-26 14:00 | 0 | 0.20555 | 6.6241
2016-08-26 15:00 | 0 | 0.26607 | 7.797
2016-08-26 16:00 | 0 | 0 | 7.797
2016-08-26 17:00 | 0 | 0 | 15.594
2016-08-26 18:00 | 0 | 0 | 15.594
2016-08-26 19:00 | 0 | 0 | 15.594
2016-08-26 20:00 | 0.76335 | 0 | 0
2016-08-26 21:00 | 0.7619 | 0 | 0
2016-08-26 22:00 | 0 | 0.12203 | 12.0465
2016-08-26 23:00 | 0.36567 | 0 | 4.2495
2016-08-27 | 0.28068 | 0 | 4.2495
2016-08-27 01:00 | 0.14322 | 0 | 4.9813
2016-08-27 02:00 | 0.16006 | 0 | 4.2495
2016-08-27 03:00 | 0.40434 | 0 | 0
2016-08-27 04:00 | 0.11884 | 0 | 4.2495
2016-08-27 05:00 | 0.37533 | 0 | 0
2016-08-27 06:00 | 0.37888 | 0 | 0
2016-08-27 07:00 | 0.34125 | 0 | 0
2016-08-27 08:00 | 0.28564 | 0 | 0
2016-08-27 09:00 | 0 | 0.85522 | 15.594
2016-08-27 10:00 | 0 | 0.87054 | 15.594
2016-08-27 11:00 | 0 | 0.86243 | 15.594
2016-08-27 12:00 | 0 | 0 | 15.594
2016-08-27 13:00 | 0 | 0.66579 | 14.276
2016-08-27 14:00 | 0 | 0 | 6.3076
2016-08-27 15:00 | 0 | 0 | 7.797
2016-08-27 16:00 | 0 | 0.2338 | 7.797
2016-08-27 17:00 | 0 | 0 | 15.594
2016-08-27 18:00 | 0 | 0.73789 | 15.594
2016-08-27 19:00 | 0 | 0.50457 | 15.594
2016-08-27 20:00 | 0.77315 | 0 | 0
2016-08-27 21:00 | 0.73708 | 0 | 0
2016-08-27 22:00 | 0 | 0.11374 | 12.0465
2016-08-27 23:00 | 0.39771 | 0 | 4.2495
2016-08-28 | 0.2977 | 0 | 4.2495
2016-08-28 01:00 | 0.23144 | 0 | 4.2495
2016-08-28 02:00 | 0.49084 | 0 | 0
2016-08-28 03:00 | 0.15758 | 0 | 4.2495
2016-08-28 04:00 | 0.1248 | 0 | 4.2495
2016-08-28 05:00 | 0.38754 | 0 | 0
2016-08-28 06:00 | 0.37762 | 0 | 0
2016-08-28 07:00 | 0.066156 | 0 | 4.2495
2016-08-28 08:00 | 0.30625 | 0 | 0
2016-08-28 09:00 | 0 | 0.36864 | 15.594
2016-08-28 10:00 | 0 | 0.82488 | 15.594
2016-08-28 11:00 | 0 | 0.82865 | 15.594
2016-08-28 12:00 | 0 | 0 | 15.594
2016-08-28 13:00 | 0 | 0 | 13.4091
2016-08-28 14:00 | 0 | 0.2439 | 7.797
2016-08-28 15:00 | 0 | 0.23858 | 7.797
2016-08-28 16:00 | 0 | 0.21707 | 7.4625
2016-08-28 17:00 | 0 | 0.76494 | 15.594
2016-08-28 18:00 | 0 | 0.72683 | 15.594
2016-08-28 19:00 | 0 | 0.49036 | 15.594
2016-08-28 20:00 | 0.44607 | 0 | 4.2495
2016-08-28 21:00 | 0.74818 | 0 | 0
2016-08-28 22:00 | 0.73297 | 0 | 0
2016-08-28 23:00 | 0.67425 | 0 | 0
2016-08-29 | 0.17014 | 0 | 5.7909
2016-08-29 01:00 | 0.1299 | 0 | 5.39
2016-08-29 02:00 | 5.2745e-05 | 0 | 6.5211
2016-08-29 03:00 | 0 | 0 | 6.116
2016-08-29 04:00 | 0 | 0 | 5.5838
2016-08-29 05:00 | 0.36267 | 0 | 0
2016-08-29 06:00 | 0.37481 | 0 | 0
2016-08-29 07:00 | 0.34532 | 0 | 0
2016-08-29 08:00 | 0.28468 | 0 | 0
2016-08-29 09:00 | 0 | 0.84774 | 15.594
2016-08-29 10:00 | 0 | 0 | 15.594
2016-08-29 11:00 | 0 | 0.84922 | 15.594
2016-08-29 12:00 | 0 | 0.7896 | 15.0031
2016-08-29 13:00 | 0 | 0.22909 | 12.9445
2016-08-29 14:00 | 0 | 0 | 7.797
2016-08-29 15:00 | 0 | 0 | 7.797
2016-08-29 16:00 | 0 | 0 | 7.469
2016-08-29 17:00 | 0 | 0.77567 | 15.594
2016-08-29 18:00 | 0 | 0.73967 | 15.594
2016-08-29 19:00 | 0 | 0.49924 | 15.594
2016-08-29 20:00 | 0.75624 | 0 | 0
2016-08-29 21:00 | 0.80727 | 0 | 0
2016-08-29 22:00 | 0.77086 | 0 | 0
2016-08-29 23:00 | 0.66086 | 0 | 0
2016-08-30 | 0.016576 | 0 | 7.797
2016-08-30 01:00 | 0 | 0 | 6.973
2016-08-30 02:00 | 0 | 0 | 6.2271
2016-08-30 03:00 | 0 | 0.096118 | 7.1451
2016-08-30 04:00 | 0 | 0 | 5.2617
2016-08-30 05:00 | 0.34824 | 0 | 0
2016-08-30 06:00 | 0.36427 | 0 | 0
2016-08-30 07:00 | 0.33822 | 0 | 0
2016-08-30 08:00 | 0.29326 | 0 | 0
2016-08-30 09:00 | 0 | 0.84242 | 15.594
2016-08-30 10:00 | 0 | 0.85533 | 15.594
2016-08-30 11:00 | 0 | 0 | 15.594
2016-08-30 12:00 | 0 | 0 | 14.0785
2016-08-30 13:00 | 0 | 0.55427 | 12.0816
2016-08-30 14:00 | 0 | 0.27202 | 7.797
2016-08-30 15:00 | 0 | 0.25223 | 7.797
2016-08-30 16:00 | 0 | 0.21404 | 7.3986
2016-08-30 17:00 | 0 | 0.776 | 15.594
2016-08-30 18:00 | 0 | 0.72046 | 15.594
2016-08-30 19:00 | 0 | 0.24347 | 15.594
2016-08-30 20:00 | 0.77889 | 0 | 0
2016-08-30 21:00 | 0.80279 | 0 | 0
2016-08-30 22:00 | 0.7733 | 0 | 0
2016-08-30 23:00 | 0.66171 | 0 | 0
2016-08-31 | 0.005587 | 0 | 7.797
2016-08-31 01:00 | 0 | 0 | 6.7881
2016-08-31 02:00 | 0 | 0.083573 | 7.156
2016-08-31 03:00 | 0 | 0 | 5.7815
2016-08-31 04:00 | 0 | 0 | 5.3596
2016-08-31 05:00 | 0.35242 | 0 | 0
2016-08-31 06:00 | 0.35272 | 0 | 0
2016-08-31 07:00 | 0.33862 | 0 | 0
2016-08-31 08:00 | 0.27842 | 0 | 0
2016-08-31 09:00 | 0 | 0.8456 | 15.594
2016-08-31 10:00 | 0 | 0.010567 | 15.594
2016-08-31 11:00 | 0 | 0.84023 | 15.594
2016-08-31 12:00 | 0 | 0.67444 | 13.5634
2016-08-31 13:00 | 0 | 0.54546 | 12.0508
2016-08-31 14:00 | 0 | 0.25186 | 7.797
2016-08-31 15:00 | 0 | 0.22988 | 7.797
2016-08-31 16:00 | 0 | 0.20567 | 7.6407
2016-08-31 17:00 | 0 | 0 | 15.594
2016-08-31 18:00 | 0 | 0.70718 | 15.594
2016-08-31 19:00 | 0 | 0.41936 | 15.594
2016-08-31 20:00 | 0.83283 | 0 | 0
2016-08-31 21:00 | 0.81948 | 0 | 0
2016-08-31 22:00 | 0.77822 | 0 | 0
2016-08-31 23:00 | 0.68668 | 0 | 0
2016-09-01 | 0.02442 | 0 | 7.797
2016-09-01 01:00 | 0 | 0 | 7.2171
2016-09-01 02:00 | 0 | 0 | 6.431
2016-09-01 03:00 | 0 | 0.043335 | 6.8369
2016-09-01 04:00 | 0 | 0.1463 | 7.797
2016-09-01 05:00 | 0.3777 | 0 | 0
2016-09-01 06:00 | 0.35664 | 0 | 0
2016-09-01 07:00 | 0.29985 | 0 | 0
2016-09-01 08:00 | 0.26437 | 0 | 0
2016-09-01 09:00 | 0 | 0.84264 | 15.594
2016-09-01 10:00 | 0 | 0 | 15.594
2016-09-01 11:00 | 0 | 0.8352 | 15.594
2016-09-01 12:00 | 0 | 0.12789 | 13.4683
2016-09-01 13:00 | 0 | 0.53046 | 12.1713
2016-09-01 14:00 | 0 | 0.21919 | 7.797
2016-09-01 15:00 | 0 | 0.21086 | 7.797
2016-09-01 16:00 | 0 | 0 | 7.797
2016-09-01 17:00 | 0 | 0.75998 | 15.594
2016-09-01 18:00 | 0 | 0.70781 | 15.594
2016-09-01 19:00 | 0 | 0.49621 | 15.594
2016-09-01 20:00 | 0.75058 | 0 | 0
2016-09-01 21:00 | 0.76298 | 0 | 0
2016-09-01 22:00 | 0.75702 | 0 | 0
2016-09-01 23:00 | 0.72516 | 0 | 0
2016-09-02 | 0.17477 | 0 | 6.2779
2016-09-02 01:00 | 0.13064 | 0 | 5.6009
2016-09-02 02:00 | 0 | 0 | 6.6514
2016-09-02 03:00 | 0 | 0 | 6.4693
2016-09-02 04:00 | 0 | 0 | 6.2191
2016-09-02 05:00 | 0.41003 | 0 | 0
2016-09-02 06:00 | 0 | 0 | 5.2513
2016-09-02 07:00 | 0.28749 | 0 | 0
2016-09-02 08:00 | 0.27036 | 0 | 0
2016-09-02 09:00 | 0 | 0.8399 | 15.594
2016-09-02 10:00 | 0 | 0.84719 | 15.594
2016-09-02 11:00 | 0 | 0.83524 | 15.594
2016-09-02 12:00 | 0 | 0.60513 | 13.1155
2016-09-02 13:00 | 0 | 0 | 12.1822
2016-09-02 14:00 | 0 | 0 | 6.9227
2016-09-02 15:00 | 0 | 0.19987 | 7.797
2016-09-02 16:00 | 0 | 0.15045 | 12.4573
2016-09-02 17:00 | 0 | 0.7461 | 15.594
2016-09-02 18:00 | 0 | 0 | 15.594
2016-09-02 19:00 | 0 | 0.50634 | 15.594
2016-09-02 20:00 | 0.75103 | 0 | 0
2016-09-02 21:00 | 0.73978 | 0 | 0
2016-09-02 22:00 | 0.4985 | 0 | 4.2495
2016-09-02 23:00 | 0.43434 | 0 | 4.2495
2016-09-03 | 0.28614 | 0 | 4.8078
2016-09-03 01:00 | 0.21525 | 0 | 4.6116
2016-09-03 02:00 | 0.19614 | 0 | 4.2495
2016-09-03 03:00 | 0.13366 | 0 | 4.9011
2016-09-03 04:00 | 0 | 0 | 6.3047
2016-09-03 05:00 | 0.38424 | 0 | 0
2016-09-03 06:00 | 0.34625 | 0 | 0
2016-09-03 07:00 | 0.28372 | 0 | 0
2016-09-03 08:00 | 0 | 0 | 4.2897
2016-09-03 09:00 | 0 | 0.80519 | 15.594
2016-09-03 10:00 | 0 | 0.80001 | 15.594
2016-09-03 11:00 | 0 | 0 | 15.594
2016-09-03 12:00 | 0 | 0.68074 | 14.3994
2016-09-03 13:00 | 0 | 0.62161 | 13.4099
2016-09-03 14:00 | 0 | 0.10151 | 6.0107
2016-09-03 15:00 | 0 | 0.23595 | 7.797
2016-09-03 16:00 | 0 | 0 | 7.797
2016-09-03 17:00 | 0 | 0.2893 | 15.594
2016-09-03 18:00 | 0 | 0.70433 | 15.594
2016-09-03 19:00 | 0 | 0.49158 | 15.594
2016-09-03 20:00 | 0.7578 | 0 | 0
2016-09-03 21:00 | 0.75099 | 0 | 0
2016-09-03 22:00 | 0.73689 | 0 | 0
2016-09-03 23:00 | 0.64709 | 0 | 0
2016-09-04 | 0.087451 | 0 | 6.9633
2016-09-04 01:00 | 0.25626 | 0 | 4.2831
2016-09-04 02:00 | 0 | 0 | 6.703
2016-09-04 03:00 | 0.16147 | 0 | 4.2495
2016-09-04 04:00 | 0 | 0 | 6.0389
2016-09-04 05:00 | 0 | 0 | 5.371
2016-09-04 06:00 | 0.32471 | 0 | 0
2016-09-04 07:00 | 0.28224 | 0 | 0
2016-09-04 08:00 | 0.26414 | 0 | 0
2016-09-04 09:00 | 0 | 0.82765 | 15.594
2016-09-04 10:00 | 0 | 0.82806 | 15.594
2016-09-04 11:00 | 0 | 0.83198 | 15.594
2016-09-04 12:00 | 0 | 0.77071 | 15.1446
2016-09-04 13:00 | 0 | 0.66722 | 13.6945
2016-09-04 14:00 | 0 | 0.12114 | 6.203
2016-09-04 15:00 | 0 | 0.095692 | 7.797
2016-09-04 16:00 | 0 | 0 | 7.797
2016-09-04 17:00 | 0 | 0 | 15.594
2016-09-04 18:00 | 0 | 0 | 15.594
2016-09-04 19:00 | 0 | 0.48755 | 15.594
2016-09-04 20:00 | 0.77878 | 0 | 0
2016-09-04 21:00 | 0.76597 | 0 | 0
2016-09-04 22:00 | 0.75387 | 0 | 0
2016-09-04 23:00 | 0 | 0.13501 | 12.0465
2016-09-05 | 0.2555 | 0 | 5.1599
2016-09-05 01:00 | 0.21398 | 0 | 4.667
2016-09-05 02:00 | 0.19825 | 0 | 4.318
2016-09-05 03:00 | 0.17638 | 0 | 4.2495
2016-09-05 04:00 | 0.15181 | 0 | 4.2495
2016-09-05 05:00 | 0.37555 | 0 | 0
2016-09-05 06:00 | 0.3357 | 0 | 0
2016-09-05 07:00 | 0.020387 | 0 | 4.2495
2016-09-05 08:00 | 0.27424 | 0 | 0
2016-09-05 09:00 | 0 | 0.83997 | 15.594
2016-09-05 10:00 | 0 | 0.84219 | 15.594
2016-09-05 11:00 | 0 | 0.84911 | 15.594
2016-09-05 12:00 | 0 | 0 | 15.2111
2016-09-05 13:00 | 0 | 0.64202 | 13.3108
2016-09-05 14:00 | 0 | 0.042937 | 7.7812
2016-09-05 15:00 | 0 | 0.24531 | 7.797
2016-09-05 16:00 | 0 | 0 | 7.1823
2016-09-05 17:00 | 0 | 0.77053 | 15.594
2016-09-05 18:00 | 0 | 0 | 15.594
2016-09-05 19:00 | 0 | 0.49817 | 15.594
2016-09-05 20:00 | 0.76283 | 0 | 0
2016-09-05 21:00 | 0.78732 | 0 | 0
2016-09-05 22:00 | 0.71099 | 0 | 0
2016-09-05 23:00 | 0.63821 | 0 | 0
2016-09-06 | 0.11113 | 0 | 6.4516
2016-09-06 01:00 | 0 | 0 | 7.2502
2016-09-06 02:00 | 0 | 0 | 7.1797
2016-09-06 03:00 | 0 | 0 | 6.649
2016-09-06 04:00 | 0 | 0 | 6.1472
2016-09-06 05:00 | 0.36785 | 0 | 0
2016-09-06 06:00 | 0.32863 | 0 | 0
2016-09-06 07:00 | 0.28005 | 0 | 0
2016-09-06 08:00 | 0.28201 | 0 | 0
2016-09-06 09:00 | 0 | 0.81145 | 15.594
2016-09-06 10:00 | 0 | 0.82029 | 15.594
2016-09-06 11:00 | 0 | 0.83505 | 15.594
2016-09-06 12:00 | 0 | 0 | 14.0589
2016-09-06 13:00 | 0 | 0.50018 | 12.3376
2016-09-06 14:00 | 0 | 0 | 7.797
2016-09-06 15:00 | 0 | 0 | 7.797
2016-09-06 16:00 | 0 | 0.24849 | 7.797
2016-09-06 17:00 | 0 | 0.77881 | 15.594
2016-09-06 18:00 | 0 | 0.73597 | 15.594
2016-09-06 19:00 | 0 | 0 | 15.594
2016-09-06 20:00 | 0.75554 | 0 | 0
2016-09-06 21:00 | 0.79084 | 0 | 0
2016-09-06 22:00 | 0.73848 | 0 | 0
2016-09-06 23:00 | 0.38469 | 0 | 4.2495
2016-09-07 | 0.19731 | 0 | 5.5205
2016-09-07 01:00 | 0.14601 | 0 | 5.2934
2016-09-07 02:00 | 0.13003 | 0 | 5.0964
2016-09-07 03:00 | 0.13676 | 0 | 4.9679
2016-09-07 04:00 | 0 | 0 | 6.6046
2016-09-07 05:00 | 0.41769 | 0 | 0
2016-09-07 06:00 | 0 | 0 | 5.6193
2016-09-07 07:00 | 0.30395 | 0 | 0
2016-09-07 08:00 | 0.26773 | 0 | 0
2016-09-07 09:00 | 0 | 0 | 15.594
2016-09-07 10:00 | 0 | 0.78662 | 15.594
2016-09-07 11:00 | 0 | 0.8402 | 15.594
2016-09-07 12:00 | 0 | 0 | 13.8596
2016-09-07 13:00 | 0 | 0.57053 | 12.3339
2016-09-07 14:00 | 0 | 0.24718 | 7.5437
2016-09-07 15:00 | 0 | 0 | 7.797
2016-09-07 16:00 | 0 | 0.25771 | 7.797
2016-09-07 17:00 | 0 | 0.79569 | 15.594
2016-09-07 18:00 | 0 | 0.73523 | 15.594
2016-09-07 19:00 | 0 | 0.4971 | 15.594
2016-09-07 20:00 | 0.76967 | 0 | 0
2016-09-07 21:00 | 0.77034 | 0 | 0
2016-09-07 22:00 | 0.7023 | 0 | 0
2016-09-07 23:00 | 0.62145 | 0 | 0
2016-09-08 | 0 | 0 | 7.7147
2016-09-08 01:00 | 0 | 0 | 6.9617
2016-09-08 02:00 | 0 | 0 | 6.491
2016-09-08 03:00 | 0.12896 | 0 | 4.8117
2016-09-08 04:00 | 0 | 0 | 6.0119
2016-09-08 05:00 | 0.37636 | 0 | 0
2016-09-08 06:00 | 0.3377 | 0 | 0
2016-09-08 07:00 | 0.28645 | 0 | 0
2016-09-08 08:00 | 0.2758 | 0 | 0
2016-09-08 09:00 | 0 | 0.816 | 15.594
2016-09-08 10:00 | 0 | 0 | 15.594
2016-09-08 11:00 | 0 | 0.85255 | 15.594
2016-09-08 12:00 | 0 | 0 | 14.884
2016-09-08 13:00 | 0 | 0.63103 | 13.2095
2016-09-08 14:00 | 0 | 0.20276 | 7.2455
2016-09-08 15:00 | 0 | 0.23673 | 7.797
2016-09-08 16:00 | 0 | 0.22999 | 7.797
2016-09-08 17:00 | 0 | 0.77781 | 15.594
2016-09-08 18:00 | 0 | 0.73034 | 15.594
2016-09-08 19:00 | 0 | 0.25303 | 15.594
2016-09-08 20:00 | 0.77696 | 0 | 0
2016-09-08 21:00 | 0.78203 | 0 | 0
2016-09-08 22:00 | 0.77767 | 0 | 0
2016-09-08 23:00 | 0.66985 | 0 | 0
2016-09-09 | 0.20894 | 0 | 5.2811
2016-09-09 01:00 | 0.051372 | 0 | 6.1829
2016-09-09 02:00 | 0 | 0 | 6.5927
2016-09-09 03:00 | 0 | 0 | 6.3766
2016-09-09 04:00 | 0 | 0 | 6.2616
2016-09-09 05:00 | 0.3821 | 0 | 0
2016-09-09 06:00 | 0.33818 | 0 | 0
2016-09-09 07:00 | 0 | 0 | 4.3763
2016-09-09 08:00 | 0.28194 | 0 | 0
2016-09-09 09:00 | 0 | 0.83217 | 15.594
2016-09-09 10:00 | 0 | 0.83317 | 15.594
2016-09-09 11:00 | 0 | 0 | 15.594
2016-09-09 12:00 | 0 | 0.26524 | 14.9406
2016-09-09 13:00 | 0 | 0.60012 | 12.9086
2016-09-09 14:00 | 0 | 0.21583 | 7.4159
2016-09-09 15:00 | 0 | 0.22603 | 7.797
2016-09-09 16:00 | 0 | 0.22592 | 7.797
2016-09-09 17:00 | 0 | 0.79099 | 15.594
2016-09-09 18:00 | 0 | 0.74078 | 15.594
2016-09-09 19:00 | 0 | 0 | 15.594
2016-09-09 20:00 | 0.75343 | 0 | 0
2016-09-09 21:00 | 0.75661 | 0 | 0
2016-09-09 22:00 | 0.75114 | 0 | 0
2016-09-09 23:00 | 0.65701 | 0 | 0
2016-09-10 | 0 | 0 | 7.5577
2016-09-10 01:00 | 0.1407 | 0 | 4.7141
2016-09-10 02:00 | 0.13374 | 0 | 4.4545
2016-09-10 03:00 | 0 | 0 | 6.1623
2016-09-10 04:00 | 0 | 0 | 6.0374
2016-09-10 05:00 | 0.39068 | 0 | 0
2016-09-10 06:00 | 0.084286 | 0 | 4.2495
2016-09-10 07:00 | 0.31394 | 0 | 0
2016-09-10 08:00 | 0.28749 | 0 | 0
2016-09-10 09:00 | 0 | 0 | 15.594
2016-09-10 10:00 | 0 | 0.82477 | 15.594
2016-09-10 11:00 | 0 | 0.83598 | 15.594
2016-09-10 12:00 | 0 | 0.81566 | 15.594
2016-09-10 13:00 | 0 | 0.63247 | 13.3482
2016-09-10 14:00 | 0 | 0 | 7.0764
2016-09-10 15:00 | 0 | 0.22859 | 7.797
2016-09-10 16:00 | 0 | 0.22581 | 7.797
2016-09-10 17:00 | 0 | 0.76172 | 15.594
2016-09-10 18:00 | 0 | 0.40524 | 15.594
2016-09-10 19:00 | 0 | 0 | 15.594
2016-09-10 20:00 | 0.74555 | 0 | 0
2016-09-10 21:00 | 0.73308 | 0 | 0
2016-09-10 22:00 | 0 | 0.12469 | 12.0465
2016-09-10 23:00 | 0.67647 | 0 | 0
2016-09-11 | 0.27273 | 0 | 4.2495
2016-09-11 01:00 | 0.19392 | 0 | 4.2495
2016-09-11 02:00 | 0.18441 | 0 | 4.2495
2016-09-11 03:00 | 0.15333 | 0 | 4.2495
2016-09-11 04:00 | 0.12199 | 0 | 4.2495
2016-09-11 05:00 | 0.36804 | 0 | 0
2016-09-11 06:00 | 0.32575 | 0 | 0
2016-09-11 07:00 | 0.29334 | 0 | 0
2016-09-11 08:00 | 0.2704 | 0 | 0
2016-09-11 09:00 | 0 | 0.83694 | 15.594
2016-09-11 10:00 | 0 | 0.8645 | 15.594
2016-09-11 11:00 | 0 | 0.85995 | 15.594
2016-09-11 12:00 | 0 | 0.47569 | 15.414
2016-09-11 13:00 | 0 | 0.64797 | 13.13
2016-09-11 14:00 | 0 | 0 | 7.3265
2016-09-11 15:00 | 0 | 0.24542 | 7.797
2016-09-11 16:00 | 0 | 0.23828 | 7.797
2016-09-11 17:00 | 0 | 0 | 15.594
2016-09-11 18:00 | 0 | 0 | 15.594
2016-09-11 19:00 | 0 | 0.5143 | 15.594
2016-09-11 20:00 | 0.77792 | 0 | 0
2016-09-11 21:00 | 0.79383 | 0 | 0
2016-09-11 22:00 | 0.72228 | 0 | 0
2016-09-11 23:00 | 0.34673 | 0 | 4.2495
2016-09-12 | 0.25985 | 0 | 4.2495
2016-09-12 01:00 | 0.21134 | 0 | 4.2495
2016-09-12 02:00 | 0.16902 | 0 | 4.2495
2016-09-12 03:00 | 0.033392 | 0 | 5.7127
2016-09-12 04:00 | 0.41514 | 0 | 0
2016-09-12 05:00 | 0 | 0 | 5.3331
2016-09-12 06:00 | 0 | 0 | 4.767
2016-09-12 07:00 | 0.27472 | 0 | 0
2016-09-12 08:00 | 0.26481 | 0 | 0
2016-09-12 09:00 | 0 | 0.8409 | 15.594
2016-09-12 10:00 | 0 | 0.85104 | 15.594
2016-09-12 11:00 | 0 | 0.85847 | 15.594
2016-09-12 12:00 | 0 | 0.82832 | 15.594
2016-09-12 13:00 | 0 | 0.7637 | 14.7069
2016-09-12 14:00 | 0 | 0 | 6.3608
2016-09-12 15:00 | 0 | 0.23491 | 7.797
2016-09-12 16:00 | 0 | 0.21867 | 7.797
2016-09-12 17:00 | 0 | 0 | 15.594
2016-09-12 18:00 | 0 | 0 | 15.594
2016-09-12 19:00 | 0 | 0.13423 | 15.594
2016-09-12 20:00 | 0.79239 | 0 | 0
2016-09-12 21:00 | 0.77678 | 0 | 0
2016-09-12 22:00 | 0.73549 | 0 | 0
2016-09-12 23:00 | 0 | 0.15829 | 12.0465
2016-09-13 | 0.26394 | 0 | 4.587
2016-09-13 01:00 | 0.23167 | 0 | 4.2791
2016-09-13 02:00 | 0.1874 | 0 | 4.2495
2016-09-13 03:00 | 0.14811 | 0 | 4.2495
2016-09-13 04:00 | 0.016372 | 0 | 5.4852
2016-09-13 05:00 | 0.35579 | 0 | 0
2016-09-13 06:00 | 0.32997 | 0 | 0
2016-09-13 07:00 | 0.28364 | 0 | 0
2016-09-13 08:00 | 0.29034 | 0 | 0
2016-09-13 09:00 | 0 | 0 | 15.594
2016-09-13 10:00 | 0 | 0.83539 | 15.594
2016-09-13 11:00 | 0 | 0.81933 | 15.594
2016-09-13 12:00 | 0 | 0.82606 | 15.594
2016-09-13 13:00 | 0 | 0 | 13.7743
2016-09-13 14:00 | 0 | 0.15218 | 6.746
2016-09-13 15:00 | 0 | 0.22292 | 7.797
2016-09-13 16:00 | 0 | 0.22315 | 7.797
2016-09-13 17:00 | 0 | 0.7716 | 15.594
2016-09-13 18:00 | 0 | 0.71403 | 15.594
2016-09-13 19:00 | 0 | 0.16559 | 15.594
2016-09-13 20:00 | 0.72723 | 0 | 0
2016-09-13 21:00 | 0.7282 | 0 | 0
2016-09-13 22:00 | 0.71606 | 0 | 0
2016-09-13 23:00 | 0.39261 | 0 | 4.2495
2016-09-14 | 0.2775 | 0 | 4.3824
2016-09-14 01:00 | 0.20935 | 0 | 4.2495
2016-09-14 02:00 | 0.16998 | 0 | 4.2495
2016-09-14 03:00 | 0.0026813 | 0 | 6.3054
2016-09-14 04:00 | 0 | 0 | 5.9419
2016-09-14 05:00 | 0.37329 | 0 | 0
2016-09-14 06:00 | 0.36438 | 0 | 0
2016-09-14 07:00 | 0 | 0 | 4.7353
2016-09-14 08:00 | 0.30777 | 0 | 0
2016-09-14 09:00 | 0 | 0.80523 | 15.594
2016-09-14 10:00 | 0 | 0.81955 | 15.594
2016-09-14 11:00 | 0 | 0.02796 | 15.594
2016-09-14 12:00 | 0 | 0 | 15.3904
2016-09-14 13:00 | 0 | 0.59964 | 13.2581
2016-09-14 14:00 | 0 | 0.18323 | 7.2644
2016-09-14 15:00 | 0 | 0.2284 | 7.797
2016-09-14 16:00 | 0 | 0 | 7.797
2016-09-14 17:00 | 0 | 0.79228 | 15.594
2016-09-14 18:00 | 0 | 0.73919 | 15.594
2016-09-14 19:00 | 0 | 0.53476 | 15.594
2016-09-14 20:00 | 0.75251 | 0 | 0
2016-09-14 21:00 | 0.74747 | 0 | 0
2016-09-14 22:00 | 0.73197 | 0 | 0
2016-09-14 23:00 | 0.65338 | 0 | 0
2016-09-15 | 0.20349 | 0 | 5.2273
2016-09-15 01:00 | 0.0022082 | 0 | 6.9382
2016-09-15 02:00 | 0 | 0 | 6.7947
2016-09-15 03:00 | 0 | 0 | 6.5535
2016-09-15 04:00 | 0.13764 | 0 | 4.2495
2016-09-15 05:00 | 0.38595 | 0 | 0
2016-09-15 06:00 | 0.35135 | 0 | 0
2016-09-15 07:00 | 0.30307 | 0 | 0
2016-09-15 08:00 | 0 | 0 | 4.5409
2016-09-15 09:00 | 0 | 0 | 15.594
2016-09-15 10:00 | 0 | 0 | 15.594
2016-09-15 11:00 | 0 | 0.74521 | 15.594
2016-09-15 12:00 | 0 | 0.72736 | 14.6818
2016-09-15 13:00 | 0 | 0.65415 | 13.6389
2016-09-15 14:00 | 0 | 0.091668 | 5.8858
2016-09-15 15:00 | 0 | 0.23665 | 7.797
2016-09-15 16:00 | 0 | 0.23425 | 7.797
2016-09-15 17:00 | 0 | 0.77485 | 15.594
2016-09-15 18:00 | 0 | 0.72257 | 15.594
2016-09-15 19:00 | 0 | 0.54353 | 15.594
2016-09-15 20:00 | 0.43889 | 0 | 4.2495
2016-09-15 21:00 | 0.76364 | 0 | 0
2016-09-15 22:00 | 0.73456 | 0 | 0
2016-09-15 23:00 | 0.62904 | 0 | 0
2016-09-16 | 0.24955 | 0 | 4.6418
2016-09-16 01:00 | 0.13515 | 0 | 5.1251
2016-09-16 02:00 | 0 | 0 | 6.6566
2016-09-16 03:00 | 0.16443 | 0 | 4.2495
2016-09-16 04:00 | 0.14663 | 0 | 4.2495
2016-09-16 05:00 | 0.38236 | 0 | 0
2016-09-16 06:00 | 0.33755 | 0 | 0
2016-09-16 07:00 | 0.28723 | 0 | 0
2016-09-16 08:00 | 0 | 0 | 4.3427
2016-09-16 09:00 | 0 | 0.49555 | 15.594
2016-09-16 10:00 | 0 | 0.83232 | 15.594
2016-09-16 11:00 | 0 | 0 | 15.594
2016-09-16 12:00 | 0 | 0.71023 | 14.4368
2016-09-16 13:00 | 0 | 0 | 12.8091
2016-09-16 14:00 | 0 | 0.21007 | 7.2528
2016-09-16 15:00 | 0 | 0.24642 | 7.797
2016-09-16 16:00 | 0 | 0.23144 | 7.797
2016-09-16 17:00 | 0 | 0.77497 | 15.594
2016-09-16 18:00 | 0 | 0.73223 | 15.594
2016-09-16 19:00 | 0 | 0.49702 | 15.594
2016-09-16 20:00 | 0.77522 | 0 | 0
2016-09-16 21:00 | 0.79202 | 0 | 0
2016-09-16 22:00 | 0.75184 | 0 | 0
2016-09-16 23:00 | 0.65642 | 0 | 0
2016-09-17 | 0.15457 | 0 | 5.7577
2016-09-17 01:00 | 0.046525 | 0 | 6.2099
2016-09-17 02:00 | 0 | 0 | 6.4092
2016-09-17 03:00 | 0.15531 | 0 | 4.3618
2016-09-17 04:00 | 0 | 0 | 6.0691
2016-09-17 05:00 | 0 | 0 | 5.6259
2016-09-17 06:00 | 0.36094 | 0 | 0
2016-09-17 07:00 | 0.30433 | 0 | 0
2016-09-17 08:00 | 0.27188 | 0 | 0
2016-09-17 09:00 | 0 | 0 | 15.594
2016-09-17 10:00 | 0 | 0.67321 | 15.594
2016-09-17 11:00 | 0 | 0 | 15.594
2016-09-17 12:00 | 0 | 0.76627 | 14.8778
2016-09-17 13:00 | 0 | 0.59605 | 12.9336
2016-09-17 14:00 | 0 | 0.23417 | 7.797
2016-09-17 15:00 | 0 | 0.22 | 7.797
2016-09-17 16:00 | 0 | 0.21812 | 7.797
2016-09-17 17:00 | 0 | 0.77274 | 15.594
2016-09-17 18:00 | 0 | 0.72032 | 15.594
2016-09-17 19:00 | 0 | 0.52936 | 15.594
2016-09-17 20:00 | 0.75558 | 0 | 0
2016-09-17 21:00 | 0.75147 | 0 | 0
2016-09-17 22:00 | 0.71913 | 0 | 0
2016-09-17 23:00 | 0.64572 | 0 | 0
2016-09-18 | 0 | 0 | 7.5487
2016-09-18 01:00 | 0 | 0 | 7.0312
2016-09-18 02:00 | 0 | 0 | 6.5346
2016-09-18 03:00 | 0.14077 | 0 | 4.4389
2016-09-18 04:00 | 0.0065427 | 0 | 5.6473
2016-09-18 05:00 | 0.37063 | 0 | 0
2016-09-18 06:00 | 0.32941 | 0 | 0
2016-09-18 07:00 | 0.27702 | 0 | 0
2016-09-18 08:00 | 0.27276 | 0 | 0
2016-09-18 09:00 | 0 | 0 | 15.594
2016-09-18 10:00 | 0 | 0.83964 | 15.594
2016-09-18 11:00 | 0 | 0.018917 | 15.594
2016-09-18 12:00 | 0 | 0.71153 | 14.084
2016-09-18 13:00 | 0 | 0.58354 | 12.4875
2016-09-18 14:00 | 0 | 0.20591 | 7.4192
2016-09-18 15:00 | 0 | 0.21094 | 7.797
2016-09-18 16:00 | 0 | 0.20183 | 7.797
2016-09-18 17:00 | 0 | 0.74655 | 15.594
2016-09-18 18:00 | 0 | 0.70966 | 15.594
2016-09-18 19:00 | 0 | 0.50172 | 15.594
2016-09-18 20:00 | 0.77863 | 0 | 0
2016-09-18 21:00 | 0.75572 | 0 | 0
2016-09-18 22:00 | 0.73893 | 0 | 0
2016-09-18 23:00 | 0.69223 | 0 | 0
2016-09-19 | 0.017575 | 0 | 7.797
2016-09-19 01:00 | 0 | 0.0041207 | 7.1359
2016-09-19 02:00 | 0 | 0 | 6.7181
2016-09-19 03:00 | 0 | 0 | 6.4319
2016-09-19 04:00 | 0 | 0 | 6.1987
2016-09-19 05:00 | 0.37873 | 0 | 0
2016-09-19 06:00 | 0.3528 | 0 | 0
2016-09-19 07:00 | 0.28301 | 0 | 0
2016-09-19 08:00 | 0.27513 | 0 | 0
2016-09-19 09:00 | 0 | 0.016023 | 15.594
2016-09-19 10:00 | 0 | 0.8214 | 15.594
2016-09-19 11:00 | 0 | 0.8137 | 15.594
2016-09-19 12:00 | 0 | 0 | 14.643
2016-09-19 13:00 | 0 | 0.58233 | 12.7804
2016-09-19 14:00 | 0 | 0.21971 | 7.797
2016-09-19 15:00 | 0 | 0.20576 | 7.797
2016-09-19 16:00 | 0 | 0.14455 | 7.1148
2016-09-19 17:00 | 0 | 0.74685 | 15.594
2016-09-19 18:00 | 0 | 0.70252 | 15.594
2016-09-19 19:00 | 0 | 0.47741 | 15.594
2016-09-19 20:00 | 0.78362 | 0 | 0
2016-09-19 21:00 | 0.73689 | 0 | 0
2016-09-19 22:00 | 0.72624 | 0 | 0
2016-09-19 23:00 | 0.63548 | 0 | 0
2016-09-20 | 0.051676 | 0 | 6.9363
2016-09-20 01:00 | 0.070761 | 0 | 6.1857
2016-09-20 02:00 | 0 | 0 | 6.9328
2016-09-20 03:00 | 0.14117 | 0 | 4.6514
2016-09-20 04:00 | 0.13435 | 0 | 4.2495
2016-09-20 05:00 | 0.093536 | 0 | 4.2495
2016-09-20 06:00 | 0.32945 | 0 | 0
2016-09-20 07:00 | 0.29041 | 0 | 0
2016-09-20 08:00 | 0.27547 | 0 | 0
2016-09-20 09:00 | 0 | 0.65856 | 15.594
2016-09-20 10:00 | 0 | 0 | 15.594
2016-09-20 11:00 | 0 | 0 | 15.594
2016-09-20 12:00 | 0 | 0.80802 | 15.1737
2016-09-20 13:00 | 0 | 0.63657 | 13.1006
2016-09-20 14:00 | 0 | 0.25153 | 7.797
2016-09-20 15:00 | 0 | 0.23761 | 7.797
2016-09-20 16:00 | 0 | 0.20869 | 7.7083
2016-09-20 17:00 | 0 | 0.76235 | 15.594
2016-09-20 18:00 | 0 | 0.70196 | 15.594
2016-09-20 19:00 | 0 | 0.46494 | 15.594
2016-09-20 20:00 | 0.80249 | 0 | 0
2016-09-20 21:00 | 0.81504 | 0 | 0
2016-09-20 22:00 | 0.76312 | 0 | 0
2016-09-20 23:00 | 0.67717 | 0 | 0
2016-09-21 | 0.049099 | 0 | 7.797
2016-09-21 01:00 | 0 | 0 | 7.4948
2016-09-21 02:00 | 0 | 0 | 7.0946
2016-09-21 03:00 | 0 | 0 | 6.4981
2016-09-21 04:00 | 0 | 0.10801 | 7.2526
2016-09-21 05:00 | 0.3599 | 0 | 0
2016-09-21 06:00 | 0.33541 | 0 | 0
2016-09-21 07:00 | 0.2889 | 0 | 0
2016-09-21 08:00 | 0.27539 | 0 | 0
2016-09-21 09:00 | 0 | 0.81463 | 15.594
2016-09-21 10:00 | 0 | 0.8342 | 15.594
2016-09-21 11:00 | 0 | 0.84582 | 15.594
2016-09-21 12:00 | 0 | 0 | 13.55
2016-09-21 13:00 | 0 | 0.27539 | 7.797
2016-09-21 14:00 | 0 | 0.25212 | 7.797
2016-09-21 15:00 | 0 | 0.23384 | 7.797
2016-09-21 16:00 | 0 | 0.20772 | 7.797
2016-09-21 17:00 | 0 | 0.74877 | 15.594
2016-09-21 18:00 | 0 | 0.049258 | 15.594
2016-09-21 19:00 | 0 | 0.46849 | 15.594
2016-09-21 20:00 | 0.79975 | 0 | 0
2016-09-21 21:00 | 0.81933 | 0 | 0
2016-09-21 22:00 | 0.78033 | 0 | 0
2016-09-21 23:00 | 0.69416 | 0 | 0
2016-09-22 | 0.039701 | 0 | 7.797
2016-09-22 01:00 | 0 | 0.060374 | 7.7666
2016-09-22 02:00 | 0 | 0.097199 | 7.797
2016-09-22 03:00 | 0 | 0 | 6.4551
2016-09-22 04:00 | 0 | 0 | 6.0762
2016-09-22 05:00 | 0.38794 | 0 | 0
2016-09-22 06:00 | 0.34399 | 0 | 0
2016-09-22 07:00 | 0.27965 | 0 | 0
2016-09-22 08:00 | 0.2664 | 0 | 0
2016-09-22 09:00 | 0 | 0 | 15.594
2016-09-22 10:00 | 0 | 0.84293 | 15.594
2016-09-22 11:00 | 0 | 0.83938 | 15.594
2016-09-22 12:00 | 0 | 0.37626 | 13.9819
2016-09-22 13:00 | 0 | 0 | 12.2109
2016-09-22 14:00 | 0 | 0.23691 | 7.797
2016-09-22 15:00 | 0 | 0.22796 | 7.797
2016-09-22 16:00 | 0 | 0.21486 | 7.797
2016-09-22 17:00 | 0 | 0.76586 | 15.594
2016-09-22 18:00 | 0 | 0.71621 | 15.594
2016-09-22 19:00 | 0 | 0.50986 | 15.594
2016-09-22 20:00 | 0.75787 | 0 | 0
2016-09-22 21:00 | 0.74229 | 0 | 0
2016-09-22 22:00 | 0.73589 | 0 | 0
2016-09-22 23:00 | 0.65893 | 0 | 0
2016-09-23 | 0.075535 | 0 | 7.0797
2016-09-23 01:00 | 0 | 0 | 6.8193
2016-09-23 02:00 | 0 | 0 | 6.2626
2016-09-23 03:00 | 0.15769 | 0 | 4.2495
2016-09-23 04:00 | 0.1396 | 0 | 4.2495
2016-09-23 05:00 | 0.37485 | 0 | 0
2016-09-23 06:00 | 0.33962 | 0 | 0
2016-09-23 07:00 | 0.28675 | 0 | 0
2016-09-23 08:00 | 0 | 0.007104 | 4.2495
2016-09-23 09:00 | 0 | 0 | 15.594
2016-09-23 10:00 | 0 | 0.79118 | 15.594
2016-09-23 11:00 | 0 | 0 | 15.594
2016-09-23 12:00 | 0 | 0.72923 | 14.5609
2016-09-23 13:00 | 0 | 0.5895 | 12.9165
2016-09-23 14:00 | 0 | 0.16497 | 7.3461
2016-09-23 15:00 | 0 | 0.20209 | 7.797
2016-09-23 16:00 | 0 | 0.20946 | 7.797
2016-09-23 17:00 | 0 | 0.76435 | 15.594
2016-09-23 18:00 | 0 | 0.73708 | 15.594
2016-09-23 19:00 | 0 | 0.53528 | 15.594
2016-09-23 20:00 | 0.71599 | 0 | 0
2016-09-23 21:00 | 0.70226 | 0 | 0
2016-09-23 22:00 | 0.68091 | 0 | 0
2016-09-23 23:00 | 0.62815 | 0 | 0
2016-09-24 | 0.28512 | 0 | 4.2495
2016-09-24 01:00 | 0.20716 | 0 | 4.2495
2016-09-24 02:00 | 0.1796 | 0 | 4.2495
2016-09-24 03:00 | 0.16924 | 0 | 4.2495
2016-09-24 04:00 | 0.13716 | 0 | 4.2495
2016-09-24 05:00 | 0.39039 | 0 | 0
2016-09-24 06:00 | 0.070892 | 0 | 4.2495
2016-09-24 07:00 | 0.015577 | 0 | 4.2495
2016-09-24 08:00 | 0.003552 | 0 | 4.2495
2016-09-24 09:00 | 0 | 0 | 15.594
2016-09-24 10:00 | 0 | 0.5989 | 15.594
2016-09-24 11:00 | 0 | 0 | 15.594
2016-09-24 12:00 | 0 | 0.80257 | 15.594
2016-09-24 13:00 | 0 | 0.62516 | 13.3913
2016-09-24 14:00 | 0 | 0.18588 | 7.5547
2016-09-24 15:00 | 0 | 0.19384 | 7.797
2016-09-24 16:00 | 0 | 0.20072 | 7.797
2016-09-24 17:00 | 0 | 0.76664 | 15.594
2016-09-24 18:00 | 0 | 0.73752 | 15.594
2016-09-24 19:00 | 0 | 0.52699 | 15.594
2016-09-24 20:00 | 0.74884 | 0 | 0
2016-09-24 21:00 | 0.8019 | 0 | 0
2016-09-24 22:00 | 0.71987 | 0 | 0
2016-09-24 23:00 | 0.63052 | 0 | 0
2016-09-25 | 0.25403 | 0 | 4.2894
2016-09-25 01:00 | 0.14777 | 0 | 4.8507
2016-09-25 02:00 | 0 | 0 | 6.4007
2016-09-25 03:00 | 0.15459 | 0 | 4.2495
2016-09-25 04:00 | 0.1547 | 0 | 4.2495
2016-09-25 05:00 | 0.38524 | 0 | 0
2016-09-25 06:00 | 0 | 0 | 5.0243
2016-09-25 07:00 | 0 | 0 | 4.3389
2016-09-25 08:00 | 0.27158 | 0 | 0
2016-09-25 09:00 | 0 | 0 | 15.594
2016-09-25 10:00 | 0 | 0 | 15.594
2016-09-25 11:00 | 0 | 0.68937 | 15.594
2016-09-25 12:00 | 0 | 0.79513 | 15.594
2016-09-25 13:00 | 0 | 0.60985 | 13.2788
2016-09-25 14:00 | 0 | 0.21438 | 7.797
2016-09-25 15:00 | 0 | 0.22418 | 7.797
2016-09-25 16:00 | 0 | 0.18875 | 7.5228
2016-09-25 17:00 | 0 | 0.77075 | 15.594
2016-09-25 18:00 | 0 | 0.72679 | 15.594
2016-09-25 19:00 | 0 | 0.51104 | 15.594
2016-09-25 20:00 | 0.77482 | 0 | 0
2016-09-25 21:00 | 0.75765 | 0 | 0
2016-09-25 22:00 | 0.4642 | 0 | 4.2495
2016-09-25 23:00 | 0.67255 | 0 | 0
2016-09-26 | 0.10691 | 0 | 6.8782
2016-09-26 01:00 | 0.23647 | 0 | 4.2495
2016-09-26 02:00 | 0.18234 | 0 | 4.2495
2016-09-26 03:00 | 0.15466 | 0 | 4.2495
2016-09-26 04:00 | 0 | 0 | 6.0389
2016-09-26 05:00 | 0.38195 | 0 | 0
2016-09-26 06:00 | 0 | 0 | 5.0389
2016-09-26 07:00 | 0.27646 | 0 | 0
2016-09-26 08:00 | 0.26104 | 0 | 0
2016-09-26 09:00 | 0 | 0 | 15.594
2016-09-26 10:00 | 0 | 0 | 15.594
2016-09-26 11:00 | 0 | 0.56241 | 15.594
2016-09-26 12:00 | 0 | 0.78975 | 14.7457
2016-09-26 13:00 | 0 | 0.60137 | 12.494
2016-09-26 14:00 | 0 | 0.23961 | 7.797
2016-09-26 15:00 | 0 | 0.23351 | 7.797
2016-09-26 16:00 | 0 | 0.23526 | 7.6226
2016-09-26 17:00 | 0 | 0.79221 | 15.594
2016-09-26 18:00 | 0 | 0.74925 | 15.594
2016-09-26 19:00 | 0 | 0.52688 | 15.594
2016-09-26 20:00 | 0.75502 | 0 | 0
2016-09-26 21:00 | 0.78107 | 0 | 0
2016-09-26 22:00 | 0.78507 | 0 | 0
2016-09-26 23:00 | 0.66485 | 0 | 0
2016-09-27 | 0.087116 | 0 | 6.7874
2016-09-27 01:00 | 0 | 0 | 6.8009
2016-09-27 02:00 | 0 | 0 | 6.3108
2016-09-27 03:00 | 0 | 0 | 6.5956
2016-09-27 04:00 | 0.17519 | 0 | 4.2495
2016-09-27 05:00 | 0.40915 | 0 | 0
2016-09-27 06:00 | 0.35098 | 0 | 0
2016-09-27 07:00 | 0 | 0 | 4.5527
2016-09-27 08:00 | 0.26059 | 0 | 0
2016-09-27 09:00 | 0 | 0 | 15.594
2016-09-27 10:00 | 0 | 0.86184 | 15.594
2016-09-27 11:00 | 0 | 0 | 15.594
2016-09-27 12:00 | 0 | 0.57269 | 15.594
2016-09-27 13:00 | 0 | 0.6611 | 13.5267
2016-09-27 14:00 | 0 | 0.22908 | 7.6789
2016-09-27 15:00 | 0 | 0.23203 | 7.797
2016-09-27 16:00 | 0 | 0.20825 | 7.4959
2016-09-27 17:00 | 0 | 0.76187 | 15.594
2016-09-27 18:00 | 0 | 0.72427 | 15.594
2016-09-27 19:00 | 0 | 0.47911 | 15.594
2016-09-27 20:00 | 0.78544 | 0 | 0
2016-09-27 21:00 | 0.78211 | 0 | 0
2016-09-27 22:00 | 0.75831 | 0 | 0
2016-09-27 23:00 | 0.67266 | 0 | 0
2016-09-28 | 0.19386 | 0 | 5.5581
2016-09-28 01:00 | 0 | 0 | 6.7167
2016-09-28 02:00 | 0.17819 | 0 | 4.2495
2016-09-28 03:00 | 0.18363 | 0 | 4.2495
2016-09-28 04:00 | 0.15485 | 0 | 4.2495
2016-09-28 05:00 | 0 | 0 | 5.8643
2016-09-28 06:00 | 0 | 0 | 5.187
2016-09-28 07:00 | 0.28934 | 0 | 0
2016-09-28 08:00 | 0.27065 | 0 | 0
2016-09-28 09:00 | 0 | 0 | 15.594
2016-09-28 10:00 | 0 | 0 | 15.594
2016-09-28 11:00 | 0 | 0.74307 | 15.594
2016-09-28 12:00 | 0 | 0.80796 | 15.4133
2016-09-28 13:00 | 0 | 0.62924 | 13.2505
2016-09-28 14:00 | 0 | 0.2449 | 7.797
2016-09-28 15:00 | 0 | 0.21948 | 7.797
2016-09-28 16:00 | 0 | 0.19041 | 7.5776
2016-09-28 17:00 | 0 | 0.75358 | 15.594
2016-09-28 18:00 | 0 | 0.68605 | 15.594
2016-09-28 19:00 | 0 | 0.45554 | 15.594
2016-09-28 20:00 | 0.81707 | 0 | 0
2016-09-28 21:00 | 0.79594 | 0 | 0
2016-09-28 22:00 | 0.74525 | 0 | 0
2016-09-28 23:00 | 0.65904 | 0 | 0
2016-09-29 | 0.05241 | 0 | 7.3673
2016-09-29 01:00 | 0 | 0 | 6.982
2016-09-29 02:00 | 0 | 0 | 6.6382
2016-09-29 03:00 | 0.14741 | 0 | 4.2495
2016-09-29 04:00 | 0 | 0 | 6.1439
2016-09-29 05:00 | 0.3962 | 0 | 0
2016-09-29 06:00 | 0.35627 | 0 | 0
2016-09-29 07:00 | 0.29944 | 0 | 0
2016-09-29 08:00 | 0 | 0 | 4.2661
2016-09-29 09:00 | 0 | 0 | 15.594
2016-09-29 10:00 | 0 | 0 | 15.594
2016-09-29 11:00 | 0 | 0.84138 | 15.594
2016-09-29 12:00 | 0 | 0.80283 | 15.594
2016-09-29 13:00 | 0 | 0.63044 | 13.5464
2016-09-29 14:00 | 0 | 0.23769 | 7.7383
2016-09-29 15:00 | 0 | 0.22805 | 7.797
2016-09-29 16:00 | 0 | 0 | 7.6077
2016-09-29 17:00 | 0 | 0.78399 | 15.594
2016-09-29 18:00 | 0 | 0.71969 | 15.594
2016-09-29 19:00 | 0 | 0.48618 | 15.594
2016-09-29 20:00 | 0.80782 | 0 | 0
2016-09-29 21:00 | 0.79306 | 0 | 0
2016-09-29 22:00 | 0.74703 | 0 | 0
2016-09-29 23:00 | 0.64746 | 0 | 0
2016-09-30 | 0 | 0 | 7.6248
2016-09-30 01:00 | 0 | 0.024127 | 6.9385
2016-09-30 02:00 | 0 | 0 | 6.1018
2016-09-30 03:00 | 0 | 0 | 5.5252
2016-09-30 04:00 | 0 | 0 | 5.5205
2016-09-30 05:00 | 0.36423 | 0 | 0
2016-09-30 06:00 | 0.34943 | 0 | 0
2016-09-30 07:00 | 0.29478 | 0 | 0
2016-09-30 08:00 | 0.28701 | 0 | 0
2016-09-30 09:00 | 0 | 0 | 15.594
2016-09-30 10:00 | 0 | 0.03615 | 15.594
2016-09-30 11:00 | 0 | 0.81104 | 15.594
2016-09-30 12:00 | 0 | 0.69077 | 14.1573
2016-09-30 13:00 | 0 | 0.56953 | 12.4995
2016-09-30 14:00 | 0 | 0.2132 | 7.4026
2016-09-30 15:00 | 0 | 0.23321 | 7.797
2016-09-30 16:00 | 0 | 0.22381 | 7.797
2016-09-30 17:00 | 0 | 0.77323 | 15.594
2016-09-30 18:00 | 0 | 0.71776 | 15.594
2016-09-30 19:00 | 0 | 0.46154 | 15.594
2016-09-30 20:00 | 0.8211 | 0 | 0
2016-09-30 21:00 | 0.78458 | 0 | 0
2016-09-30 22:00 | 0.76179 | 0 | 0
2016-09-30 23:00 | 0.66622 | 0 | 0
2016-10-01 | 0.18143 | 0 | 5.8026
2016-10-01 01:00 | 0 | 0 | 7.6348
2016-10-01 02:00 | 0 | 0 | 7.2819
2016-10-01 03:00 | 0 | 0 | 6.3941
2016-10-01 04:00 | 0 | 0 | 5.9802
2016-10-01 05:00 | 0.38828 | 0 | 0
2016-10-01 06:00 | 0.35379 | 0 | 0
2016-10-01 07:00 | 0.31184 | 0 | 0
2016-10-01 08:00 | 0 | 0 | 4.7755
2016-10-01 09:00 | 0 | 0 | 15.594
2016-10-01 10:00 | 0 | 0.77112 | 15.594
2016-10-01 11:00 | 0 | 0.73848 | 15.594
2016-10-01 12:00 | 0 | 0.48757 | 14.0026
2016-10-01 13:00 | 0 | 0.48795 | 12.3103
2016-10-01 14:00 | 0 | 0.17756 | 7.7506
2016-10-01 15:00 | 0 | 0.1638 | 7.797
2016-10-01 16:00 | 0 | 0.1376 | 7.797
2016-10-01 17:00 | 0 | 0.68783 | 15.594
2016-10-01 18:00 | 0 | 0.63544 | 15.594
2016-10-01 19:00 | 0 | 0.44289 | 15.594
2016-10-01 20:00 | 0.8638 | 0 | 0
2016-10-01 21:00 | 0.84652 | 0 | 0
2016-10-01 22:00 | 0.80375 | 0 | 0
2016-10-01 23:00 | 0.71188 | 0 | 0
2016-10-02 | 0.10454 | 0 | 6.8915
2016-10-02 01:00 | 0.18721 | 0 | 5.0958
2016-10-02 02:00 | 0.15647 | 0 | 4.7793
2016-10-02 03:00 | 0.14302 | 0 | 4.4877
2016-10-02 04:00 | 0.11666 | 0 | 4.3465
2016-10-02 05:00 | 0 | 0 | 5.4746
2016-10-02 06:00 | 0 | 0 | 5.3823
2016-10-02 07:00 | 0.30721 | 0 | 0
2016-10-02 08:00 | 0.027972 | 0 | 4.2495
2016-10-02 09:00 | 0 | 0.81496 | 15.594
2016-10-02 10:00 | 0 | 0.59635 | 15.594
2016-10-02 11:00 | 0 | 0 | 15.594
2016-10-02 12:00 | 0 | 0.60969 | 14.1656
2016-10-02 13:00 | 0 | 0.49834 | 12.5321
2016-10-02 14:00 | 0 | 0.14215 | 7.4062
2016-10-02 15:00 | 0 | 0.15684 | 7.797
2016-10-02 16:00 | 0 | 0.13868 | 7.797
2016-10-02 17:00 | 0 | 0.69386 | 15.594
2016-10-02 18:00 | 0 | 0.64339 | 15.594
2016-10-02 19:00 | 0 | 0.43597 | 15.594
2016-10-02 20:00 | 0.8315 | 0 | 0
2016-10-02 21:00 | 0.82972 | 0 | 0
2016-10-02 22:00 | 0.78514 | 0 | 0
2016-10-02 23:00 | 0.69031 | 0 | 0
2016-10-03 | 0.045177 | 0 | 7.797
2016-10-03 01:00 | 0.004662 | 0 | 7.797
2016-10-03 02:00 | 0 | 0 | 7.1518
2016-10-03 03:00 | 0.031801 | 0 | 5.866
2016-10-03 04:00 | 0 | 0 | 5.7357
2016-10-03 05:00 | 0.37536 | 0 | 0
2016-10-03 06:00 | 0.35483 | 0 | 0
2016-10-03 07:00 | 0.32053 | 0 | 0
2016-10-03 08:00 | 0 | 0 | 4.7703
2016-10-03 09:00 | 0 | 0.78914 | 15.594
2016-10-03 10:00 | 0 | 0.79335 | 15.594
2016-10-03 11:00 | 0 | 0 | 15.594
2016-10-03 12:00 | 0 | 0.037759 | 14.2694
2016-10-03 13:00 | 0 | 0.59264 | 13.4647
2016-10-03 14:00 | 0 | 0.0094799 | 5.2462
2016-10-03 15:00 | 0 | 0.48227 | 12.1394
2016-10-03 16:00 | 0 | 0.15666 | 7.797
2016-10-03 17:00 | 0 | 0.68927 | 15.594
2016-10-03 18:00 | 0 | 0.66911 | 15.594
2016-10-03 19:00 | 0 | 0.51056 | 15.594
2016-10-03 20:00 | 0.78584 | 0 | 0
2016-10-03 21:00 | 0.80723 | 0 | 0
2016-10-03 22:00 | 0.78096 | 0 | 0
2016-10-03 23:00 | 0.70082 | 0 | 0
2016-10-04 | 0.16023 | 0 | 6.5632
2016-10-04 01:00 | 0 | 0 | 7.5912
2016-10-04 02:00 | 0 | 0 | 6.9768
2016-10-04 03:00 | 0 | 0 | 6.2702
2016-10-04 04:00 | 0 | 0 | 5.6974
2016-10-04 05:00 | 0.097495 | 0 | 4.2495
2016-10-04 06:00 | 0.33315 | 0 | 0
2016-10-04 07:00 | 0.29807 | 0 | 0
2016-10-04 08:00 | 0.30525 | 0 | 0
2016-10-04 09:00 | 0 | 0.5058 | 15.594
2016-10-04 10:00 | 0 | 0.78392 | 15.594
2016-10-04 11:00 | 0 | 0 | 15.594
2016-10-04 12:00 | 0 | 0.61905 | 14.1566
2016-10-04 13:00 | 0 | 0.49777 | 12.6918
2016-10-04 14:00 | 0 | 0.098699 | 6.8602
2016-10-04 15:00 | 0 | 0.17035 | 7.797
2016-10-04 16:00 | 0 | 0.15743 | 7.797
2016-10-04 17:00 | 0 | 0.70811 | 15.594
2016-10-04 18:00 | 0 | 0.68672 | 15.594
2016-10-04 19:00 | 0 | 0.50239 | 15.594
2016-10-04 20:00 | 0.8009 | 0 | 0
2016-10-04 21:00 | 0.83313 | 0 | 0
2016-10-04 22:00 | 0.82917 | 0 | 0
2016-10-04 23:00 | 0.73519 | 0 | 0
2016-10-05 | 0.1919 | 0 | 6.6933
2016-10-05 01:00 | 0.29489 | 0 | 4.2495
2016-10-05 02:00 | 0.24679 | 0 | 4.2495
2016-10-05 03:00 | 0.18903 | 0 | 4.2495
2016-10-05 04:00 | 0.14804 | 0 | 4.2495
2016-10-05 05:00 | 0 | 0 | 5.6349
2016-10-05 06:00 | 0 | 0 | 5.1666
2016-10-05 07:00 | 0 | 0 | 4.5669
2016-10-05 08:00 | 0 | 0 | 4.6601
2016-10-05 09:00 | 0 | 0.81167 | 15.594
2016-10-05 10:00 | 0 | 0 | 15.594
2016-10-05 11:00 | 0 | 0.75761 | 15.594
2016-10-05 12:00 | 0 | 0.30505 | 15.1022
2016-10-05 13:00 | 0 | 0.56466 | 13.554
2016-10-05 14:00 | 0 | 0.073509 | 6.4185
2016-10-05 15:00 | 0 | 0.17087 | 7.797
2016-10-05 16:00 | 0 | 0.185 | 7.797
2016-10-05 17:00 | 0 | 0.70744 | 15.594
2016-10-05 18:00 | 0 | 0.65686 | 15.594
2016-10-05 19:00 | 0 | 0.49758 | 15.594
2016-10-05 20:00 | 0.7898 | 0 | 0
2016-10-05 21:00 | 0.78599 | 0 | 0
2016-10-05 22:00 | 0.7524 | 0 | 0
2016-10-05 23:00 | 0.6892 | 0 | 0
2016-10-06 | 0.23164 | 0 | 5.5845
2016-10-06 01:00 | 0.2913 | 0 | 4.2495
2016-10-06 02:00 | 0.23772 | 0 | 4.2495
2016-10-06 03:00 | 0.17782 | 0 | 4.2495
2016-10-06 04:00 | 0 | 0 | 6.0824
2016-10-06 05:00 | 0 | 0 | 5.5058
2016-10-06 06:00 | 0 | 0 | 5.3984
2016-10-06 07:00 | 0 | 0 | 4.8029
2016-10-06 08:00 | 0.31317 | 0 | 0
2016-10-06 09:00 | 0 | 0 | 15.594
2016-10-06 10:00 | 0 | 0.77052 | 15.594
2016-10-06 11:00 | 0 | 0.29193 | 15.594
2016-10-06 12:00 | 0 | 0.69391 | 15.027
2016-10-06 13:00 | 0 | 0.58171 | 13.4698
2016-10-06 14:00 | 0 | 0.076924 | 6.3246
2016-10-06 15:00 | 0 | 0.17401 | 7.797
2016-10-06 16:00 | 0 | 0.15732 | 7.797
2016-10-06 17:00 | 0 | 0.73782 | 15.594
2016-10-06 18:00 | 0 | 0.69212 | 15.594
2016-10-06 19:00 | 0 | 0.55396 | 15.594
2016-10-06 20:00 | 0.75994 | 0 | 0
2016-10-06 21:00 | 0.80512 | 0 | 0
2016-10-06 22:00 | 0.78081 | 0 | 0
2016-10-06 23:00 | 0.70415 | 0 | 0
2016-10-07 | 0.29369 | 0 | 4.745
2016-10-07 01:00 | 0.26111 | 0 | 4.2495
2016-10-07 02:00 | 0.20143 | 0 | 4.2495
2016-10-07 03:00 | 0.15666 | 0 | 4.2495
2016-10-07 04:00 | 0 | 0 | 5.8128
2016-10-07 05:00 | 0 | 0 | 5.3951
2016-10-07 06:00 | 0 | 0 | 5.1331
2016-10-07 07:00 | 0.30614 | 0 | 0
2016-10-07 08:00 | 0 | 0 | 4.6549
2016-10-07 09:00 | 0 | 0 | 15.594
2016-10-07 10:00 | 0 | 0 | 15.594
2016-10-07 11:00 | 0 | 0.42571 | 15.594
2016-10-07 12:00 | 0 | 0.71116 | 14.9486
2016-10-07 13:00 | 0 | 0.65779 | 14.1253
2016-10-07 14:00 | 0.054345 | 0 | 4.3253
2016-10-07 15:00 | 0 | 0.55059 | 13.097
2016-10-07 16:00 | 0 | 0.51603 | 12.7147
2016-10-07 17:00 | 0 | 0.74326 | 15.594
2016-10-07 18:00 | 0 | 0.68235 | 15.594
2016-10-07 19:00 | 0 | 0.50357 | 15.594
2016-10-07 20:00 | 0.78703 | 0 | 0
2016-10-07 21:00 | 0.79761 | 0 | 0
2016-10-07 22:00 | 0.80024 | 0 | 0
2016-10-07 23:00 | 0.70744 | 0 | 0
2016-10-08 | 0.31016 | 0 | 4.5661
2016-10-08 01:00 | 0.29411 | 0 | 4.2495
2016-10-08 02:00 | 0.21471 | 0 | 4.2495
2016-10-08 03:00 | 0.15684 | 0 | 4.2495
2016-10-08 04:00 | 0.12469 | 0 | 4.2495
2016-10-08 05:00 | 0.076211 | 0 | 4.3631
2016-10-08 06:00 | 0 | 0 | 4.9722
2016-10-08 07:00 | 0 | 0 | 4.4013
2016-10-08 08:00 | 0 | 0 | 4.4576
2016-10-08 09:00 | 0 | 0 | 15.594
2016-10-08 10:00 | 0 | 0.079924 | 15.594
2016-10-08 11:00 | 0 | 0.78862 | 15.594
2016-10-08 12:00 | 0 | 0.75006 | 15.3352
2016-10-08 13:00 | 0 | 0.58396 | 13.2581
2016-10-08 14:00 | 0 | 0.18665 | 7.6829
2016-10-08 15:00 | 0 | 0.17967 | 7.797
2016-10-08 16:00 | 0 | 0.19551 | 7.797
2016-10-08 17:00 | 0 | 0.7481 | 15.594
2016-10-08 18:00 | 0 | 0.69945 | 15.594
2016-10-08 19:00 | 0 | 0.5183 | 15.594
2016-10-08 20:00 | 0.77955 | 0 | 0
2016-10-08 21:00 | 0.81448 | 0 | 0
2016-10-08 22:00 | 0.77778 | 0 | 0
2016-10-08 23:00 | 0.64524 | 0 | 0
2016-10-09 | 0 | 0 | 7.5515
2016-10-09 01:00 | 0 | 0 | 7.0388
2016-10-09 02:00 | 0 | 0 | 6.5795
2016-10-09 03:00 | 0 | 0 | 6.2295
2016-10-09 04:00 | 0 | 0.016584 | 5.7599
2016-10-09 05:00 | 0.35124 | 0 | 0
2016-10-09 06:00 | 0.32393 | 0 | 0
2016-10-09 07:00 | 0.2886 | 0 | 0
2016-10-09 08:00 | 0.30318 | 0 | 0
2016-10-09 09:00 | 0 | 0 | 15.594
2016-10-09 10:00 | 0 | 0.39307 | 15.594
2016-10-09 11:00 | 0 | 0.78314 | 15.594
2016-10-09 12:00 | 0 | 0.71829 | 15.0288
2016-10-09 13:00 | 0 | 0.67054 | 14.2553
2016-10-09 14:00 | 0.059411 | 0 | 4.5883
2016-10-09 15:00 | 0 | 0.18911 | 7.797
2016-10-09 16:00 | 0 | 0.16894 | 7.797
2016-10-09 17:00 | 0 | 0.72109 | 15.594
2016-10-09 18:00 | 0 | 0.67281 | 15.594
2016-10-09 19:00 | 0 | 0.47908 | 15.594
2016-10-09 20:00 | 0.78862 | 0 | 0
2016-10-09 21:00 | 0.85215 | 0 | 0
2016-10-09 22:00 | 0.79173 | 0 | 0
2016-10-09 23:00 | 0.68409 | 0 | 0
2016-10-10 | 0.24472 | 0 | 4.7248
2016-10-10 01:00 | 0.1348 | 0 | 5.368
2016-10-10 02:00 | 0.21379 | 0 | 4.2495
2016-10-10 03:00 | 0.14848 | 0 | 4.2495
2016-10-10 04:00 | 0.1201 | 0 | 4.2495
2016-10-10 05:00 | 0 | 0 | 5.362
2016-10-10 06:00 | 0 | 0 | 5.0602
2016-10-10 07:00 | 0.29056 | 0 | 0
2016-10-10 08:00 | 0 | 0 | 4.5867
2016-10-10 09:00 | 0 | 0 | 15.594
2016-10-10 10:00 | 0 | 0.056193 | 15.594
2016-10-10 11:00 | 0 | 0.78717 | 15.594
2016-10-10 12:00 | 0 | 0.68798 | 14.7729
2016-10-10 13:00 | 0 | 0.6992 | 14.6401
2016-10-10 14:00 | 0.083028 | 0 | 4.2495
2016-10-10 15:00 | 0 | 0.50611 | 12.9786
2016-10-10 16:00 | 0 | 0.16332 | 7.797
2016-10-10 17:00 | 0 | 0.73031 | 15.594
2016-10-10 18:00 | 0 | 0.68239 | 15.594
2016-10-10 19:00 | 0 | 0.50956 | 15.594
2016-10-10 20:00 | 0.79876 | 0 | 0
2016-10-10 21:00 | 0.81289 | 0 | 0
2016-10-10 22:00 | 0.75291 | 0 | 0
2016-10-10 23:00 | 0.67543 | 0 | 0
2016-10-11 | 0.297 | 0 | 4.2495
2016-10-11 01:00 | 0.2274 | 0 | 4.2495
2016-10-11 02:00 | 0.19014 | 0 | 4.2495
2016-10-11 03:00 | 0.15555 | 0 | 4.2495
2016-10-11 04:00 | 0.12813 | 0 | 4.2495
2016-10-11 05:00 | 0.081178 | 0 | 4.2495
2016-10-11 06:00 | 0.071632 | 0 | 4.2495
2016-10-11 07:00 | 0.027787 | 0 | 4.2495
2016-10-11 08:00 | 0.048137 | 0 | 4.2495
2016-10-11 09:00 | 0 | 0 | 15.594
2016-10-11 10:00 | 0 | 0.032525 | 15.594
2016-10-11 11:00 | 0 | 0.7814 | 15.594
2016-10-11 12:00 | 0 | 0.72249 | 15.0826
2016-10-11 13:00 | 0 | 0.6725 | 14.3943
2016-10-11 14:00 | 0.076701 | 0 | 4.2495
2016-10-11 15:00 | 0 | 0.5166 | 12.6937
2016-10-11 16:00 | 0 | 0.17397 | 7.797
2016-10-11 17:00 | 0 | 0.73297 | 15.594
2016-10-11 18:00 | 0 | 0.68113 | 15.594
2016-10-11 19:00 | 0 | 0.49932 | 15.594
2016-10-11 20:00 | 0.83387 | 0 | 0
2016-10-11 21:00 | 0.88289 | 0 | 0
2016-10-11 22:00 | 0.8429 | 0 | 0
2016-10-11 23:00 | 0.70426 | 0 | 0
2016-10-12 | 0.31661 | 0 | 4.2495
2016-10-12 01:00 | 0.23384 | 0 | 4.2495
2016-10-12 02:00 | 0.053113 | 0 | 5.8263
2016-10-12 03:00 | 0.40156 | 0 | 0
2016-10-12 04:00 | 0 | 0 | 5.607
2016-10-12 05:00 | 0 | 0 | 5.2915
2016-10-12 06:00 | 0 | 0 | 5.196
2016-10-12 07:00 | 0 | 0 | 4.6672
2016-10-12 08:00 | 0 | 0 | 4.713
2016-10-12 09:00 | 0 | 0.23384 | 15.594
2016-10-12 10:00 | 0 | 0.79013 | 15.594
2016-10-12 11:00 | 0 | 0 | 15.594
2016-10-12 12:00 | 0 | 0.73745 | 15.594
2016-10-12 13:00 | 0 | 0.67883 | 14.6952
2016-10-12 14:00 | 0 | 0.0097877 | 5.4677
2016-10-12 15:00 | 0 | 0.19595 | 7.797
2016-10-12 16:00 | 0 | 0.1884 | 7.797
2016-10-12 17:00 | 0 | 0.72383 | 15.594
2016-10-12 18:00 | 0 | 0.67414 | 15.594
2016-10-12 19:00 | 0 | 0.49787 | 15.594
2016-10-12 20:00 | 0.79139 | 0 | 0
2016-10-12 21:00 | 0.80841 | 0 | 0
2016-10-12 22:00 | 0.78307 | 0 | 0
2016-10-12 23:00 | 0.68916 | 0 | 0
2016-10-13 | 0.30358 | 0 | 4.2495
2016-10-13 01:00 | 0.24476 | 0 | 4.2495
2016-10-13 02:00 | 0.45898 | 0 | 0
2016-10-13 03:00 | 0 | 0 | 6.0034
2016-10-13 04:00 | 0 | 0 | 5.5957
2016-10-13 05:00 | 0.044307 | 0 | 4.7232
2016-10-13 06:00 | 0.073482 | 0 | 4.2495
2016-10-13 07:00 | 0.034299 | 0 | 4.2495
2016-10-13 08:00 | 0.037592 | 0 | 4.2495
2016-10-13 09:00 | 0 | 0.79306 | 15.594
2016-10-13 10:00 | 0 | 0 | 15.594
2016-10-13 11:00 | 0 | 0.080699 | 15.594
2016-10-13 12:00 | 0 | 0.73963 | 15.594
2016-10-13 13:00 | 0 | 0.67775 | 14.3711
2016-10-13 14:00 | 0 | 0.087573 | 6.2791
2016-10-13 15:00 | 0 | 0.19725 | 7.797
2016-10-13 16:00 | 0 | 0.17549 | 7.797
2016-10-13 17:00 | 0 | 0.74603 | 15.594
2016-10-13 18:00 | 0 | 0.68554 | 15.594
2016-10-13 19:00 | 0 | 0.49965 | 15.594
2016-10-13 20:00 | 0.76083 | 0 | 0
2016-10-13 21:00 | 0.79546 | 0 | 0
2016-10-13 22:00 | 0.77382 | 0 | 0
2016-10-13 23:00 | 0.69471 | 0 | 0
2016-10-14 | 0.31406 | 0 | 4.2495
2016-10-14 01:00 | 0.22019 | 0 | 4.2495
2016-10-14 02:00 | 0.18156 | 0 | 4.2495
2016-10-14 03:00 | 0.1386 | 0 | 4.2495
2016-10-14 04:00 | 0.13324 | 0 | 4.2495
2016-10-14 05:00 | 0.096422 | 0 | 4.2495
2016-10-14 06:00 | 0.071373 | 0 | 4.2495
2016-10-14 07:00 | 0.018722 | 0 | 4.2495
2016-10-14 08:00 | 0.027121 | 0 | 4.2495
2016-10-14 09:00 | 0 | 0 | 15.594
2016-10-14 10:00 | 0 | 0.79768 | 15.594
2016-10-14 11:00 | 0 | 0.10731 | 15.594
2016-10-14 12:00 | 0 | 0.74829 | 15.594
2016-10-14 13:00 | 0 | 0.6829 | 14.4862
2016-10-14 14:00 | 0 | 0.064941 | 5.845
2016-10-14 15:00 | 0 | 0.19011 | 7.797
2016-10-14 16:00 | 0 | 0.18533 | 7.797
2016-10-14 17:00 | 0 | 0.74218 | 15.594
2016-10-14 18:00 | 0 | 0.68949 | 15.594
2016-10-14 19:00 | 0 | 0.522 | 15.594
2016-10-14 20:00 | 0.74248 | 0 | 0
2016-10-14 21:00 | 0.7555 | 0 | 0
2016-10-14 22:00 | 0.72686 | 0 | 0
2016-10-14 23:00 | 0.67185 | 0 | 0
2016-10-15 | 0.28797 | 0 | 4.2495
2016-10-15 01:00 | 0.23221 | 0 | 4.2495
2016-10-15 02:00 | 0.20435 | 0 | 4.2495
2016-10-15 03:00 | 0.1715 | 0 | 4.2495
2016-10-15 04:00 | 0.39912 | 0 | 0
2016-10-15 05:00 | 0.0772 | 0 | 4.3618
2016-10-15 06:00 | 0 | 0 | 5.0342
2016-10-15 07:00 | 0 | 0 | 4.5115
2016-10-15 08:00 | 0 | 0 | 4.8029
2016-10-15 09:00 | 0 | 0 | 15.594
2016-10-15 10:00 | 0 | 0.7595 | 15.594
2016-10-15 11:00 | 0 | 0.26259 | 15.594
2016-10-15 12:00 | 0 | 0.75114 | 15.594
2016-10-15 13:00 | 0 | 0.66146 | 14.2248
2016-10-15 14:00 | 0 | 0.082478 | 6.5597
2016-10-15 15:00 | 0 | 0.17438 | 7.797
2016-10-15 16:00 | 0 | 0.15847 | 7.797
2016-10-15 17:00 | 0 | 0.70718 | 15.594
2016-10-15 18:00 | 0 | 0.66988 | 15.594
2016-10-15 19:00 | 0 | 0.50316 | 15.594
2016-10-15 20:00 | 0.73075 | 0 | 0
2016-10-15 21:00 | 0.74662 | 0 | 0
2016-10-15 22:00 | 0.70996 | 0 | 0
2016-10-15 23:00 | 0.66685 | 0 | 0
2016-10-16 | 0.018315 | 0 | 7.797
2016-10-16 01:00 | 0.22968 | 0 | 4.2696
2016-10-16 02:00 | 0.20794 | 0 | 4.2495
2016-10-16 03:00 | 0.16358 | 0 | 4.2495
2016-10-16 04:00 | 0.41525 | 0 | 0
2016-10-16 05:00 | 0.3801 | 0 | 0
2016-10-16 06:00 | 0 | 0 | 5.45
2016-10-16 07:00 | 0 | 0 | 4.8753
2016-10-16 08:00 | 0 | 0 | 5.0162
2016-10-16 09:00 | 0 | 0 | 15.594
2016-10-16 10:00 | 0 | 0.25871 | 15.594
2016-10-16 11:00 | 0 | 0.76446 | 15.594
2016-10-16 12:00 | 0 | 0.74207 | 15.594
2016-10-16 13:00 | 0 | 0.61024 | 13.824
2016-10-16 14:00 | 0 | 0.1594 | 7.3747
2016-10-16 15:00 | 0 | 0.16765 | 7.797
2016-10-16 16:00 | 0 | 0.14748 | 7.797
2016-10-16 17:00 | 0 | 0.70581 | 15.594
2016-10-16 18:00 | 0 | 0.66889 | 15.594
2016-10-16 19:00 | 0 | 0.50553 | 15.594
2016-10-16 20:00 | 0.77315 | 0 | 0
2016-10-16 21:00 | 0.79535 | 0 | 0
2016-10-16 22:00 | 0.77667 | 0 | 0
2016-10-16 23:00 | 0.69112 | 0 | 0
2016-10-17 | 0.25365 | 0 | 5.1678
2016-10-17 01:00 | 0.24311 | 0 | 4.6561
2016-10-17 02:00 | 0.23632 | 0 | 4.2495
2016-10-17 03:00 | 0.18071 | 0 | 4.2495
2016-10-17 04:00 | 0.1456 | 0 | 4.2495
2016-10-17 05:00 | 0.095682 | 0 | 4.2495
2016-10-17 06:00 | 0.07511 | 0 | 4.2495
2016-10-17 07:00 | 0.0025727 | 0 | 4.5619
2016-10-17 08:00 | 0 | 0 | 4.7547
2016-10-17 09:00 | 0 | 0.22328 | 15.594
2016-10-17 10:00 | 0 | 0 | 15.594
2016-10-17 11:00 | 0 | 0.73415 | 15.594
2016-10-17 12:00 | 0 | 0.74178 | 15.594
2016-10-17 13:00 | 0 | 0.60987 | 13.7943
2016-10-17 14:00 | 0 | 0.15072 | 7.0575
2016-10-17 15:00 | 0 | 0.18689 | 7.797
2016-10-17 16:00 | 0 | 0.15233 | 7.797
2016-10-17 17:00 | 0 | 0.70648 | 15.594
2016-10-17 18:00 | 0 | 0.68876 | 15.594
2016-10-17 19:00 | 0 | 0.53598 | 15.594
2016-10-17 20:00 | 0.78244 | 0 | 0
2016-10-17 21:00 | 0.78266 | 0 | 0
2016-10-17 22:00 | 0.739 | 0 | 0
2016-10-17 23:00 | 0.67621 | 0 | 0
2016-10-18 | 0.32871 | 0 | 4.2495
2016-10-18 01:00 | 0.28427 | 0 | 4.2495
2016-10-18 02:00 | 0.23547 | 0 | 4.2495
2016-10-18 03:00 | 0.14926 | 0 | 4.2495
2016-10-18 04:00 | 0.11403 | 0 | 4.2495
2016-10-18 05:00 | 0 | 0 | 5.4944
2016-10-18 06:00 | 0.079753 | 0 | 4.2672
2016-10-18 07:00 | 0.034965 | 0 | 4.2495
2016-10-18 08:00 | 0.062271 | 0 | 4.2495
2016-10-18 09:00 | 0 | 0 | 15.594
2016-10-18 10:00 | 0 | 0.24729 | 15.594
2016-10-18 11:00 | 0 | 0.76705 | 15.594
2016-10-18 12:00 | 0 | 0.76612 | 15.594
2016-10-18 13:00 | 0 | 0.60146 | 13.5594
2016-10-18 14:00 | 0 | 0.1375 | 7.369
2016-10-18 15:00 | 0 | 0.14822 | 7.797
2016-10-18 16:00 | 0 | 0.16184 | 7.797
2016-10-18 17:00 | 0 | 0.71199 | 15.594
2016-10-18 18:00 | 0 | 0.67821 | 15.594
2016-10-18 19:00 | 0 | 0.51056 | 15.594
2016-10-18 20:00 | 0.74448 | 0 | 0
2016-10-18 21:00 | 0.77948 | 0 | 0
2016-10-18 22:00 | 0.74714 | 0 | 0
2016-10-18 23:00 | 0.72716 | 0 | 0
2016-10-19 | 0.19756 | 0 | 6.1474
2016-10-19 01:00 | 0.27983 | 0 | 4.2495
2016-10-19 02:00 | 0.22259 | 0 | 4.2495
2016-10-19 03:00 | 0.18012 | 0 | 4.2495
2016-10-19 04:00 | 0 | 0 | 5.896
2016-10-19 05:00 | 0.39068 | 0 | 0
2016-10-19 06:00 | 0 | 0 | 5.423
2016-10-19 07:00 | 0 | 0 | 4.9212
2016-10-19 08:00 | 0 | 0 | 4.8824
2016-10-19 09:00 | 0 | 0 | 15.594
2016-10-19 10:00 | 0 | 0.31331 | 15.594
2016-10-19 11:00 | 0 | 0.76102 | 15.594
2016-10-19 12:00 | 0 | 0.74803 | 15.594
2016-10-19 13:00 | 0 | 0.60588 | 13.518
2016-10-19 14:00 | 0 | 0.17571 | 7.797
2016-10-19 15:00 | 0 | 0.15041 | 7.797
2016-10-19 16:00 | 0 | 0.078343 | 6.8701
2016-10-19 17:00 | 0 | 0.71292 | 15.594
2016-10-19 18:00 | 0 | 0.67055 | 15.594
2016-10-19 19:00 | 0 | 0.51408 | 15.594
2016-10-19 20:00 | 0.78355 | 0 | 0
2016-10-19 21:00 | 0.80342 | 0 | 0
2016-10-19 22:00 | 0.77748 | 0 | 0
2016-10-19 23:00 | 0.66792 | 0 | 0
2016-10-20 | 0.17941 | 0 | 6.1651
2016-10-20 01:00 | 0.0084911 | 0 | 7.1015
2016-10-20 02:00 | 0 | 0 | 6.5942
2016-10-20 03:00 | 0 | 0 | 6.1041
2016-10-20 04:00 | 0 | 0 | 5.8445
2016-10-20 05:00 | 0.35883 | 0 | 0
2016-10-20 06:00 | 0.34473 | 0 | 0
2016-10-20 07:00 | 0.30562 | 0 | 0
2016-10-20 08:00 | 0.03959 | 0 | 4.2495
2016-10-20 09:00 | 0 | 0 | 15.594
2016-10-20 10:00 | 0 | 0.78066 | 15.594
2016-10-20 11:00 | 0 | 0.46568 | 15.594
2016-10-20 12:00 | 0 | 0.67745 | 14.5664
2016-10-20 13:00 | 0 | 0.57199 | 13.1902
2016-10-20 14:00 | 0 | 0.091457 | 6.6191
2016-10-20 15:00 | 0 | 0.16073 | 7.797
2016-10-20 16:00 | 0 | 0.14334 | 7.797
2016-10-20 17:00 | 0 | 0.7087 | 15.594
2016-10-20 18:00 | 0 | 0.64905 | 15.594
2016-10-20 19:00 | 0 | 0.48118 | 15.594
2016-10-20 20:00 | 0.80083 | 0 | 0
2016-10-20 21:00 | 0.83853 | 0 | 0
2016-10-20 22:00 | 0.77963 | 0 | 0
2016-10-20 23:00 | 0.71195 | 0 | 0
2016-10-21 | 0.30177 | 0 | 4.2495
2016-10-21 01:00 | 0.16134 | 0 | 5.1754
2016-10-21 02:00 | 0.17897 | 0 | 4.2495
2016-10-21 03:00 | 0.14978 | 0 | 4.2495
2016-10-21 04:00 | 0.11296 | 0 | 4.2495
2016-10-21 05:00 | 0.090687 | 0 | 4.2495
2016-10-21 06:00 | 0.070929 | 0 | 4.2495
2016-10-21 07:00 | 0.032745 | 0 | 4.2495
2016-10-21 08:00 | 0.038924 | 0 | 4.2495
2016-10-21 09:00 | 0 | 0.55224 | 15.594
2016-10-21 10:00 | 0 | 0 | 15.594
2016-10-21 11:00 | 0 | 0.76072 | 15.594
2016-10-21 12:00 | 0 | 0.71225 | 15.594
2016-10-21 13:00 | 0 | 0.66358 | 14.9283
2016-10-21 14:00 | 0.089852 | 0 | 4.8968
2016-10-21 15:00 | 0 | 0.14789 | 7.797
2016-10-21 16:00 | 0 | 0.14101 | 7.797
2016-10-21 17:00 | 0 | 0.6926 | 15.594
2016-10-21 18:00 | 0 | 0.66526 | 15.594
2016-10-21 19:00 | 0 | 0.49425 | 15.594
2016-10-21 20:00 | 0.78122 | 0 | 0
2016-10-21 21:00 | 0.39762 | 0 | 6.2089
2016-10-21 22:00 | 0.80416 | 0 | 0
2016-10-21 23:00 | 0.72206 | 0 | 0
2016-10-22 | 0.063048 | 0 | 7.797
2016-10-22 01:00 | 0.54431 | 0 | 0
2016-10-22 02:00 | 0.50054 | 0 | 0
2016-10-22 03:00 | 0.4561 | 0 | 0
2016-10-22 04:00 | 0 | 0 | 6.0039
2016-10-22 05:00 | 0 | 0 | 5.7224
2016-10-22 06:00 | 0 | 0 | 5.1648
2016-10-22 07:00 | 0 | 0 | 4.7225
2016-10-22 08:00 | 0 | 0 | 4.8682
2016-10-22 09:00 | 0 | 0 | 15.594
2016-10-22 10:00 | 0 | 0.78396 | 15.594
2016-10-22 11:00 | 0 | 0.77963 | 15.594
2016-10-22 12:00 | 0 | 0.044416 | 15.594
2016-10-22 13:00 | 0 | 0.68239 | 14.5123
2016-10-22 14:00 | 0 | 0.05897 | 5.9758
2016-10-22 15:00 | 0 | 0.19876 | 7.797
2016-10-22 16:00 | 0 | 0.17878 | 7.797
2016-10-22 17:00 | 0 | 0.74511 | 15.594
2016-10-22 18:00 | 0 | 0.71639 | 15.594
2016-10-22 19:00 | 0 | 0.54183 | 15.594
2016-10-22 20:00 | 0.75106 | 0 | 0
2016-10-22 21:00 | 0.7612 | 0 | 0
2016-10-22 22:00 | 0.80364 | 0 | 0
2016-10-22 23:00 | 0.73815 | 0 | 0
2016-10-23 | 0.37266 | 0 | 4.2495
2016-10-23 01:00 | 0.30569 | 0 | 4.2495
2016-10-23 02:00 | 0.52436 | 0 | 0
2016-10-23 03:00 | 0 | 0 | 6.5587
2016-10-23 04:00 | 0 | 0 | 5.9041
2016-10-23 05:00 | 0 | 0 | 5.5701
2016-10-23 06:00 | 0 | 0 | 5.3015
2016-10-23 07:00 | 0 | 0 | 4.7514
2016-10-23 08:00 | 0.012265 | 0 | 4.4195
2016-10-23 09:00 | 0 | 0 | 15.594
2016-10-23 10:00 | 0 | 0.30531 | 15.594
2016-10-23 11:00 | 0 | 0.75036 | 15.594
2016-10-23 12:00 | 0 | 0.70141 | 15.594
2016-10-23 13:00 | 0 | 0.62583 | 14.1529
2016-10-23 14:00 | 0 | 0.13622 | 7.2405
2016-10-23 15:00 | 0 | 0.17645 | 7.797
2016-10-23 16:00 | 0 | 0.13871 | 7.797
2016-10-23 17:00 | 0 | 0.70744 | 15.594
2016-10-23 18:00 | 0 | 0.68254 | 15.594
2016-10-23 19:00 | 0 | 0.50597 | 15.594
2016-10-23 20:00 | 0.78618 | 0 | 0
2016-10-23 21:00 | 0.83709 | 0 | 0
2016-10-23 22:00 | 0.79768 | 0 | 0
2016-10-23 23:00 | 0.43057 | 0 | 4.2495
2016-10-24 | 0.36434 | 0 | 4.2495
2016-10-24 01:00 | 0.29278 | 0 | 4.2495
2016-10-24 02:00 | 0.23691 | 0 | 4.2495
2016-10-24 03:00 | 0.18359 | 0 | 4.2495
2016-10-24 04:00 | 0.15766 | 0 | 4.2495
2016-10-24 05:00 | 0.025067 | 0 | 5.436
2016-10-24 06:00 | 0.09324 | 0 | 4.2495
2016-10-24 07:00 | 0.041995 | 0 | 4.2495
2016-10-24 08:00 | 0.021941 | 0 | 4.2495
2016-10-24 09:00 | 0 | 0 | 15.594
2016-10-24 10:00 | 0 | 0.79391 | 15.594
2016-10-24 11:00 | 0 | 0.358 | 15.594
2016-10-24 12:00 | 0 | 0.7151 | 15.594
2016-10-24 13:00 | 0 | 0.5479 | 13.4727
2016-10-24 14:00 | 0 | 0.16824 | 7.797
2016-10-24 15:00 | 0 | 0.16125 | 7.797
2016-10-24 16:00 | 0 | 0.091818 | 7.0353
2016-10-24 17:00 | 0 | 0.72546 | 15.594
2016-10-24 18:00 | 0 | 0.68069 | 15.594
2016-10-24 19:00 | 0 | 0.48788 | 15.594
2016-10-24 20:00 | 0.79369 | 0 | 0
2016-10-24 21:00 | 0.80908 | 0 | 0
2016-10-24 22:00 | 0.7878 | 0 | 0
2016-10-24 23:00 | 0.70344 | 0 | 0
2016-10-25 | 0.32053 | 0 | 4.2495
2016-10-25 01:00 | 0.25763 | 0 | 4.2495
2016-10-25 02:00 | 0.20461 | 0 | 4.2495
2016-10-25 03:00 | 0.16073 | 0 | 4.2495
2016-10-25 04:00 | 0.13109 | 0 | 4.2495
2016-10-25 05:00 | 0.098272 | 0 | 4.2495
2016-10-25 06:00 | 0.0021641 | 0 | 5.4076
2016-10-25 07:00 | 0 | 0 | 4.6847
2016-10-25 08:00 | 0 | 0 | 4.8157
2016-10-25 09:00 | 0 | 0 | 15.594
2016-10-25 10:00 | 0 | 0.76087 | 15.594
2016-10-25 11:00 | 0 | 0.75998 | 15.594
2016-10-25 12:00 | 0 | 0.72789 | 15.4572
2016-10-25 13:00 | 0 | 0.16297 | 13.1195
2016-10-25 14:00 | 0 | 0.18156 | 7.797
2016-10-25 15:00 | 0 | 0.15792 | 7.797
2016-10-25 16:00 | 0 | 0.12077 | 7.3169
2016-10-25 17:00 | 0 | 0.71813 | 15.594
2016-10-25 18:00 | 0 | 0.67692 | 15.594
2016-10-25 19:00 | 0 | 0.46324 | 15.594
2016-10-25 20:00 | 0.85537 | 0 | 0
2016-10-25 21:00 | 0.83091 | 0 | 0
2016-10-25 22:00 | 0.78891 | 0 | 0
2016-10-25 23:00 | 0.20122 | 0 | 6.6379
2016-10-26 | 0.31243 | 0 | 4.2495
2016-10-26 01:00 | 0.25955 | 0 | 4.2495
2016-10-26 02:00 | 0.19762 | 0 | 4.2495
2016-10-26 03:00 | 0.42779 | 0 | 0
2016-10-26 04:00 | 0.39523 | 0 | 0
2016-10-26 05:00 | 0 | 0 | 5.6255
2016-10-26 06:00 | 0 | 0 | 5.354
2016-10-26 07:00 | 0 | 0 | 4.8086
2016-10-26 08:00 | 0 | 0 | 4.9997
2016-10-26 09:00 | 0 | 0 | 15.594
2016-10-26 10:00 | 0 | 0.77371 | 15.594
2016-10-26 11:00 | 0 | 0.42401 | 15.594
2016-10-26 12:00 | 0 | 0.73859 | 15.594
2016-10-26 13:00 | 0 | 0.60291 | 13.9446
2016-10-26 14:00 | 0 | 0.070142 | 6.8088
2016-10-26 15:00 | 0 | 0.15577 | 7.797
2016-10-26 16:00 | 0 | 0.13494 | 7.797
2016-10-26 17:00 | 0 | 0.69715 | 15.594
2016-10-26 18:00 | 0 | 0.65749 | 15.594
2016-10-26 19:00 | 0 | 0.47552 | 15.594
2016-10-26 20:00 | 0.82166 | 0 | 0
2016-10-26 21:00 | 0.85096 | 0 | 0
2016-10-26 22:00 | 0.80786 | 0 | 0
2016-10-26 23:00 | 0.71203 | 0 | 0
2016-10-27 | 0.32771 | 0 | 4.2495
2016-10-27 01:00 | 0.076534 | 0 | 6.382
2016-10-27 02:00 | 0.21205 | 0 | 4.2495
2016-10-27 03:00 | 0.46024 | 0 | 0
2016-10-27 04:00 | 0 | 0 | 6.3316
2016-10-27 05:00 | 0 | 0 | 5.8118
2016-10-27 06:00 | 0 | 0 | 5.3256
2016-10-27 07:00 | 0 | 0 | 4.6757
2016-10-27 08:00 | 0 | 0 | 4.845
2016-10-27 09:00 | 0 | 0.1988 | 15.594
2016-10-27 10:00 | 0 | 0.77308 | 15.594
2016-10-27 11:00 | 0 | 0.76287 | 15.594
2016-10-27 12:00 | 0 | 0.72023 | 15.4369
2016-10-27 13:00 | 0 | 0 | 13.4661
2016-10-27 14:00 | 0 | 0.078425 | 6.5703
2016-10-27 15:00 | 0 | 0.14863 | 7.797
2016-10-27 16:00 | 0 | 0.14386 | 7.797
2016-10-27 17:00 | 0 | 0.72435 | 15.594
2016-10-27 18:00 | 0 | 0.67906 | 15.594
2016-10-27 19:00 | 0 | 0.50094 | 15.594
2016-10-27 20:00 | 0.7841 | 0 | 0
2016-10-27 21:00 | 0.83254 | 0 | 0
2016-10-27 22:00 | 0.78884 | 0 | 0
2016-10-27 23:00 | 0.70263 | 0 | 0
2016-10-28 | 0.22415 | 0 | 4.9722
2016-10-28 01:00 | 0.02477 | 0 | 6.5575
2016-10-28 02:00 | 0.18903 | 0 | 4.2495
2016-10-28 03:00 | 0 | 0 | 6.0644
2016-10-28 04:00 | 0 | 0 | 5.7664
2016-10-28 05:00 | 0.37115 | 0 | 0
2016-10-28 06:00 | 0.35183 | 0 | 0
2016-10-28 07:00 | 0 | 0 | 4.8209
2016-10-28 08:00 | 0 | 0 | 4.7386
2016-10-28 09:00 | 0 | 0 | 15.594
2016-10-28 10:00 | 0 | 0.78895 | 15.594
2016-10-28 11:00 | 0 | 0.20618 | 15.594
2016-10-28 12:00 | 0 | 0.65395 | 14.248
2016-10-28 13:00 | 0 | 0.578 | 12.893
2016-10-28 14:00 | 0 | 0.15547 | 6.9021
2016-10-28 15:00 | 0 | 0.20994 | 7.797
2016-10-28 16:00 | 0 | 0.17453 | 7.797
2016-10-28 17:00 | 0 | 0.73282 | 15.594
2016-10-28 18:00 | 0 | 0.69619 | 15.594
2016-10-28 19:00 | 0 | 0.53421 | 15.594
2016-10-28 20:00 | 0.76719 | 0 | 0
2016-10-28 21:00 | 0.81156 | 0 | 0
2016-10-28 22:00 | 0.76372 | 0 | 0
2016-10-28 23:00 | 0.67721 | 0 | 0
2016-10-29 | 0.25678 | 0 | 4.4282
2016-10-29 01:00 | 0.20842 | 0 | 4.2495
2016-10-29 02:00 | 0.0097814 | 0 | 6.576
2016-10-29 03:00 | 0.15603 | 0 | 4.2495
2016-10-29 04:00 | 0 | 0 | 6.0573
2016-10-29 05:00 | 0 | 0 | 5.4188
2016-10-29 06:00 | 0 | 0 | 5.4523
2016-10-29 07:00 | 0.31195 | 0 | 0
2016-10-29 08:00 | 0.3064 | 0 | 0
2016-10-29 09:00 | 0 | 0 | 15.594
2016-10-29 10:00 | 0 | 0.14204 | 15.594
2016-10-29 11:00 | 0 | 0.80086 | 15.594
2016-10-29 12:00 | 0 | 0.69899 | 14.6862
2016-10-29 13:00 | 0 | 0.55608 | 12.8639
2016-10-29 14:00 | 0 | 0.16578 | 7.1791
2016-10-29 15:00 | 0 | 0.19839 | 7.797
2016-10-29 16:00 | 0 | 0.18041 | 7.797
2016-10-29 17:00 | 0 | 0.74015 | 15.594
2016-10-29 18:00 | 0 | 0.70396 | 15.594
2016-10-29 19:00 | 0 | 0.54357 | 15.594
2016-10-29 20:00 | 0.7498 | 0 | 0
2016-10-29 21:00 | 0.79417 | 0 | 0
2016-10-29 22:00 | 0.77744 | 0 | 0
2016-10-29 23:00 | 0.67769 | 0 | 0
2016-10-30 | 0.19887 | 0 | 5.3535
2016-10-30 01:00 | 0.030247 | 0 | 6.6819
2016-10-30 02:00 | 0 | 0 | 6.7725
2016-10-30 03:00 | 0.16284 | 0 | 4.2495
2016-10-30 04:00 | 0.14804 | 0 | 4.2495
2016-10-30 05:00 | 0.3794 | 0 | 0
2016-10-30 06:00 | 0.060125 | 0 | 4.2495
2016-10-30 07:00 | 0.29041 | 0 | 0
2016-10-30 08:00 | 0 | 0 | 4.3767
2016-10-30 09:00 | 0 | 0 | 15.594
2016-10-30 10:00 | 0 | 0.80863 | 15.594
2016-10-30 11:00 | 0 | 0.23997 | 15.594
2016-10-30 12:00 | 0 | 0.7149 | 14.8767
2016-10-30 13:00 | 0 | 0.54993 | 12.6831
2016-10-30 14:00 | 0 | 0.22529 | 7.797
2016-10-30 15:00 | 0 | 0.19347 | 7.797
2016-10-30 16:00 | 0 | 0.14656 | 7.4182
2016-10-30 17:00 | 0 | 0.70674 | 15.594
2016-10-30 18:00 | 0 | 0.66311 | 15.594
2016-10-30 19:00 | 0 | 0.48163 | 15.594
2016-10-30 20:00 | 0.57931 | 0 | 4.2495
2016-10-30 21:00 | 0.80438 | 0 | 0
2016-10-30 22:00 | 0.79313 | 0 | 0
2016-10-30 23:00 | 0.71184 | 0 | 0
2016-10-31 | 0.21292 | 0 | 5.3575
2016-10-31 01:00 | 0.051427 | 0 | 6.7243
2016-10-31 02:00 | 0 | 0 | 7.0043
2016-10-31 03:00 | 0.1604 | 0 | 4.2495
2016-10-31 04:00 | 0 | 0 | 5.8009
2016-10-31 05:00 | 0.36005 | 0 | 0
2016-10-31 06:00 | 0 | 0 | 4.8914
2016-10-31 07:00 | 0.29415 | 0 | 0
2016-10-31 08:00 | 0.30144 | 0 | 0
2016-10-31 09:00 | 0 | 0.8123 | 15.594
2016-10-31 10:00 | 0 | 0.79454 | 15.594
2016-10-31 11:00 | 0 | 0 | 15.594
2016-10-31 12:00 | 0 | 0.62367 | 13.9787
2016-10-31 13:00 | 0 | 0.365 | 12.5971
2016-10-31 14:00 | 0 | 0.14587 | 7.1993
2016-10-31 15:00 | 0 | 0 | 7.797
2016-10-31 16:00 | 0 | 0.15784 | 7.797
2016-10-31 17:00 | 0 | 0.69312 | 15.594
2016-10-31 18:00 | 0 | 0.65342 | 15.594
2016-10-31 19:00 | 0 | 0.48448 | 15.594
2016-10-31 20:00 | 0.81526 | 0 | 0
2016-10-31 21:00 | 0.81067 | 0 | 0
2016-10-31 22:00 | 0.80949 | 0 | 0
2016-10-31 23:00 | 0.73667 | 0 | 0
2016-11-01 | 0.25003 | 0 | 5.436
2016-11-01 01:00 | 0 | 0 | 7.4006
2016-11-01 02:00 | 0 | 0 | 6.8576
2016-11-01 03:00 | 0 | 0 | 6.5838
2016-11-01 04:00 | 0.15762 | 0 | 4.2495
2016-11-01 05:00 | 0.39816 | 0 | 0
2016-11-01 06:00 | 0 | 0 | 5.0843
2016-11-01 07:00 | 0.29115 | 0 | 0
2016-11-01 08:00 | 0 | 0 | 4.5905
2016-11-01 09:00 | 0 | 0 | 15.594
2016-11-01 10:00 | 0 | 0.79261 | 15.594
2016-11-01 11:00 | 0 | 0.53192 | 15.594
2016-11-01 12:00 | 0 | 0.71481 | 15.0989
2016-11-01 13:00 | 0 | 0.55239 | 13.3768
2016-11-01 14:00 | 0 | 0.072009 | 6.9911
2016-11-01 15:00 | 0 | 0.10978 | 7.797
2016-11-01 16:00 | 0 | 0.10464 | 7.797
2016-11-01 17:00 | 0 | 0.66829 | 15.594
2016-11-01 18:00 | 0 | 0.65964 | 15.594
2016-11-01 19:00 | 0 | 0.52414 | 15.594
2016-11-01 20:00 | 0.78684 | 0 | 0
2016-11-01 21:00 | 0.79369 | 0 | 0
2016-11-01 22:00 | 0.78666 | 0 | 0
2016-11-01 23:00 | 0.70681 | 0 | 0
2016-11-02 | 0.36623 | 0 | 4.2495
2016-11-02 01:00 | 0.26529 | 0 | 4.2495
2016-11-02 02:00 | 0.20106 | 0 | 4.2495
2016-11-02 03:00 | 0.17738 | 0 | 4.2495
2016-11-02 04:00 | 0.14952 | 0 | 4.2495
2016-11-02 05:00 | 0.035575 | 0 | 5.6749
2016-11-02 06:00 | 0 | 0 | 5.3979
2016-11-02 07:00 | 0 | 0 | 4.5612
2016-11-02 08:00 | 0 | 0 | 4.8133
2016-11-02 09:00 | 0 | 0.71759 | 15.594
2016-11-02 10:00 | 0 | 0 | 15.594
2016-11-02 11:00 | 0 | 0.72735 | 15.594
2016-11-02 12:00 | 0 | 0.65881 | 14.8702
2016-11-02 13:00 | 0 | 0.47142 | 12.6047
2016-11-02 14:00 | 0 | 0.12103 | 7.797
2016-11-02 15:00 | 0 | 0.12195 | 7.797
2016-11-02 16:00 | 0 | 0.098198 | 7.7573
2016-11-02 17:00 | 0 | 0.65327 | 15.594
2016-11-02 18:00 | 0 | 0.65205 | 15.594
2016-11-02 19:00 | 0 | 0.50857 | 15.594
2016-11-02 20:00 | 0.81233 | 0 | 0
2016-11-02 21:00 | 0.84933 | 0 | 0
2016-11-02 22:00 | 0.82825 | 0 | 0
2016-11-02 23:00 | 0.75765 | 0 | 0
2016-11-03 | 0.35191 | 0 | 4.2495
2016-11-03 01:00 | 0.25067 | 0 | 4.2495
2016-11-03 02:00 | 0.187 | 0 | 4.2495
2016-11-03 03:00 | 0.081751 | 0 | 5.3419
2016-11-03 04:00 | 0.15015 | 0 | 4.2495
2016-11-03 05:00 | 0 | 0 | 5.9088
2016-11-03 06:00 | 0 | 0 | 5.1936
2016-11-03 07:00 | 0 | 0 | 4.5399
2016-11-03 08:00 | 0 | 0 | 5.012
2016-11-03 09:00 | 0 | 0 | 15.594
2016-11-03 10:00 | 0 | 0.78333 | 15.594
2016-11-03 11:00 | 0 | 0.40394 | 15.594
2016-11-03 12:00 | 0 | 0.67658 | 14.5751
2016-11-03 13:00 | 0 | 0.47871 | 12.266
2016-11-03 14:00 | 0 | 0.16979 | 7.797
2016-11-03 15:00 | 0 | 0.17005 | 7.797
2016-11-03 16:00 | 0 | 0.1033 | 7.2999
2016-11-03 17:00 | 0 | 0.67902 | 15.594
2016-11-03 18:00 | 0 | 0.6969 | 15.594
2016-11-03 19:00 | 0 | 0.56862 | 15.594
2016-11-03 20:00 | 0.73782 | 0 | 0
2016-11-03 21:00 | 0.80238 | 0 | 0
2016-11-03 22:00 | 0.79358 | 0 | 0
2016-11-03 23:00 | 0.70411 | 0 | 0
2016-11-04 | 0.26795 | 0 | 5.0044
2016-11-04 01:00 | 0.14451 | 0 | 5.5954
2016-11-04 02:00 | 0.19739 | 0 | 4.2495
2016-11-04 03:00 | 0.17812 | 0 | 4.2495
2016-11-04 04:00 | 0.15459 | 0 | 4.2495
2016-11-04 05:00 | 0 | 0 | 5.9523
2016-11-04 06:00 | 0 | 0 | 5.0579
2016-11-04 07:00 | 0 | 0 | 4.3455
2016-11-04 08:00 | 0.2886 | 0 | 0
2016-11-04 09:00 | 0 | 0 | 15.594
2016-11-04 10:00 | 0 | 0.81467 | 15.594
2016-11-04 11:00 | 0 | 0.10064 | 15.594
2016-11-04 12:00 | 0 | 0.6776 | 14.5569
2016-11-04 13:00 | 0 | 0.4804 | 12.245
2016-11-04 14:00 | 0 | 0.46224 | 12.0465
2016-11-04 15:00 | 0 | 0.11943 | 7.3954
2016-11-04 16:00 | 0 | 0.036238 | 6.4548
2016-11-04 17:00 | 0 | 0.70592 | 15.594
2016-11-04 18:00 | 0 | 0.71625 | 15.594
2016-11-04 19:00 | 0 | 0.61686 | 15.594
2016-11-04 20:00 | 0.70104 | 0 | 0
2016-11-04 21:00 | 0.71954 | 0 | 0
2016-11-04 22:00 | 0.73619 | 0 | 0
2016-11-04 23:00 | 0.65679 | 0 | 0
2016-11-05 | 0 | 0 | 7.7
2016-11-05 01:00 | 0.1589 | 0 | 5.0865
2016-11-05 02:00 | 0 | 0 | 6.5681
2016-11-05 03:00 | 0 | 0 | 6.3321
2016-11-05 04:00 | 0 | 0 | 5.7948
2016-11-05 05:00 | 0.38772 | 0 | 0
2016-11-05 06:00 | 0.33089 | 0 | 0
2016-11-05 07:00 | 0.27532 | 0 | 0
2016-11-05 08:00 | 0.30266 | 0 | 0
2016-11-05 09:00 | 0 | 0.1816 | 15.594
2016-11-05 10:00 | 0 | 0.80049 | 15.594
2016-11-05 11:00 | 0 | 0 | 15.594
2016-11-05 12:00 | 0 | 0.70333 | 14.656
2016-11-05 13:00 | 0 | 0.5287 | 12.4642
2016-11-05 14:00 | 0 | 0.19551 | 7.797
2016-11-05 15:00 | 0 | 0.17449 | 7.797
2016-11-05 16:00 | 0 | 0.17061 | 7.797
2016-11-05 17:00 | 0 | 0.72128 | 15.594
2016-11-05 18:00 | 0 | 0.704 | 15.594
2016-11-05 19:00 | 0 | 0.55023 | 15.594
2016-11-05 20:00 | 0.76808 | 0 | 0
2016-11-05 21:00 | 0.80397 | 0 | 0
2016-11-05 22:00 | 0.73978 | 0 | 0
2016-11-05 23:00 | 0.35672 | 0 | 4.2495
2016-11-06 | 0.16056 | 0 | 5.3874
2016-11-06 01:00 | 0.010956 | 0 | 6.8273
2016-11-06 02:00 | 0 | 0 | 6.4551
2016-11-06 03:00 | 0.16509 | 0 | 4.2495
2016-11-06 04:00 | 0.15022 | 0 | 4.2495
2016-11-06 05:00 | 0.42346 | 0 | 0
2016-11-06 06:00 | 0.35916 | 0 | 0
2016-11-06 07:00 | 0.30921 | 0 | 0
2016-11-06 08:00 | 0.02183 | 0 | 4.2495
2016-11-06 09:00 | 0 | 0.82447 | 15.594
2016-11-06 10:00 | 0 | 0.80175 | 15.594
2016-11-06 11:00 | 0 | 0 | 15.594
2016-11-06 12:00 | 0 | 0.69136 | 14.4009
2016-11-06 13:00 | 0 | 0.55602 | 12.8022
2016-11-06 14:00 | 0 | 0.13695 | 7.1748
2016-11-06 15:00 | 0 | 0.18311 | 7.797
2016-11-06 16:00 | 0 | 0.1567 | 7.797
2016-11-06 17:00 | 0 | 0.70529 | 15.594
2016-11-06 18:00 | 0 | 0.14995 | 15.594
2016-11-06 19:00 | 0 | 0.52462 | 15.594
2016-11-06 20:00 | 0.79047 | 0 | 0
2016-11-06 21:00 | 0.80016 | 0 | 0
2016-11-06 22:00 | 0.75776 | 0 | 0
2016-11-06 23:00 | 0.64595 | 0 | 0
2016-11-07 | 0.15784 | 0 | 5.5063
2016-11-07 01:00 | 0.12241 | 0 | 4.9247
2016-11-07 02:00 | 0.072817 | 0 | 4.9462
2016-11-07 03:00 | 0 | 0 | 5.6046
2016-11-07 04:00 | 0 | 0 | 5.5176
2016-11-07 05:00 | 0.38436 | 0 | 0
2016-11-07 06:00 | 0 | 0 | 5.2021
2016-11-07 07:00 | 0.27021 | 0 | 0
2016-11-07 08:00 | 0.26707 | 0 | 0
2016-11-07 09:00 | 0 | 0 | 15.594
2016-11-07 10:00 | 0 | 0.81404 | 15.594
2016-11-07 11:00 | 0 | 0.7992 | 15.594
2016-11-07 12:00 | 0 | 0.10825 | 14.0785
2016-11-07 13:00 | 0 | 0.5119 | 12.3394
2016-11-07 14:00 | 0 | 0.20698 | 7.797
2016-11-07 15:00 | 0 | 0.18585 | 7.797
2016-11-07 16:00 | 0 | 0.16851 | 7.7849
2016-11-07 17:00 | 0 | 0.71277 | 15.594
2016-11-07 18:00 | 0 | 0.68776 | 15.594
2016-11-07 19:00 | 0 | 0.53498 | 15.594
2016-11-07 20:00 | 0.77108 | 0 | 0
2016-11-07 21:00 | 0.78392 | 0 | 0
2016-11-07 22:00 | 0.77275 | 0 | 0
2016-11-07 23:00 | 0.70211 | 0 | 0
2016-11-08 | 0.20078 | 0 | 5.3698
2016-11-08 01:00 | 0 | 0 | 6.9026
2016-11-08 02:00 | 0.15673 | 0 | 4.2495
2016-11-08 03:00 | 0.13886 | 0 | 4.2495
2016-11-08 04:00 | 0.12084 | 0 | 4.2495
2016-11-08 05:00 | 0 | 0 | 5.6836
2016-11-08 06:00 | 0.33811 | 0 | 0
2016-11-08 07:00 | 0.28386 | 0 | 0
2016-11-08 08:00 | 0 | 0 | 4.5891
2016-11-08 09:00 | 0 | 0 | 15.594
2016-11-08 10:00 | 0 | 0.064377 | 15.594
2016-11-08 11:00 | 0 | 0.80357 | 15.594
2016-11-08 12:00 | 0 | 0.72824 | 14.6746
2016-11-08 13:00 | 0 | 0.57009 | 12.8145
2016-11-08 14:00 | 0 | 0.19738 | 7.5683
2016-11-08 15:00 | 0 | 0.19455 | 7.797
2016-11-08 16:00 | 0 | 0.18322 | 7.797
2016-11-08 17:00 | 0 | 0.72683 | 15.594
2016-11-08 18:00 | 0 | 0.70674 | 15.594
2016-11-08 19:00 | 0 | 0.55526 | 15.594
2016-11-08 20:00 | 0.78185 | 0 | 0
2016-11-08 21:00 | 0.82121 | 0 | 0
2016-11-08 22:00 | 0.73723 | 0 | 0
2016-11-08 23:00 | 0.65324 | 0 | 0
2016-11-09 | 0.22492 | 0 | 4.8427
2016-11-09 01:00 | 0.22836 | 0 | 4.2495
2016-11-09 02:00 | 0.083754 | 0 | 5.5566
2016-11-09 03:00 | 0 | 0 | 6.3903
2016-11-09 04:00 | 0 | 0 | 6.0521
2016-11-09 05:00 | 0.3993 | 0 | 0
2016-11-09 06:00 | 0.33918 | 0 | 0
2016-11-09 07:00 | 0 | 0 | 4.3356
2016-11-09 08:00 | 0 | 0 | 4.4496
2016-11-09 09:00 | 0 | 0 | 15.594
2016-11-09 10:00 | 0 | 0.81344 | 15.594
2016-11-09 11:00 | 0 | 0.072543 | 15.594
2016-11-09 12:00 | 0 | 0.72082 | 14.5083
2016-11-09 13:00 | 0 | 0.5538 | 12.5416
2016-11-09 14:00 | 0 | 0.21923 | 7.797
2016-11-09 15:00 | 0 | 0.20376 | 7.797
2016-11-09 16:00 | 0 | 0.13188 | 7.24
2016-11-09 17:00 | 0 | 0.71669 | 15.594
2016-11-09 18:00 | 0 | 0.70441 | 15.594
2016-11-09 19:00 | 0 | 0.59366 | 15.594
2016-11-09 20:00 | 0.6953 | 0 | 0
2016-11-09 21:00 | 0.73793 | 0 | 0
2016-11-09 22:00 | 0.72028 | 0 | 0
2016-11-09 23:00 | 0.65978 | 0 | 0
2016-11-10 | 0.21364 | 0 | 4.8809
2016-11-10 01:00 | 0.047743 | 0 | 6.0548
2016-11-10 02:00 | 0.16765 | 0 | 4.2495
2016-11-10 03:00 | 0 | 0 | 5.9547
2016-11-10 04:00 | 0 | 0 | 5.9301
2016-11-10 05:00 | 0.40086 | 0 | 0
2016-11-10 06:00 | 0.34403 | 0 | 0
2016-11-10 07:00 | 0.28183 | 0 | 0
2016-11-10 08:00 | 0 | 0 | 4.4879
2016-11-10 09:00 | 0 | 0.82887 | 15.594
2016-11-10 10:00 | 0 | 0.23365 | 15.594
2016-11-10 11:00 | 0 | 0 | 15.594
2016-11-10 12:00 | 0 | 0.69328 | 14.3326
2016-11-10 13:00 | 0 | 0.54204 | 12.8879
2016-11-10 14:00 | 0 | 0.11112 | 6.9207
2016-11-10 15:00 | 0 | 0.17397 | 7.797
2016-11-10 16:00 | 0 | 0.15573 | 7.797
2016-11-10 17:00 | 0 | 0.70215 | 15.594
2016-11-10 18:00 | 0 | 0.71144 | 15.594
2016-11-10 19:00 | 0 | 0.57798 | 15.594
2016-11-10 20:00 | 0.73715 | 0 | 0
2016-11-10 21:00 | 0.77955 | 0 | 0
2016-11-10 22:00 | 0.7242 | 0 | 0
2016-11-10 23:00 | 0.64384 | 0 | 0
2016-11-11 | 0.22546 | 0 | 4.9276
2016-11-11 01:00 | 0 | 0 | 6.8576
2016-11-11 02:00 | 0.17878 | 0 | 4.2495
2016-11-11 03:00 | 0.16258 | 0 | 4.2495
2016-11-11 04:00 | 0.14589 | 0 | 4.2495
2016-11-11 05:00 | 0 | 0 | 5.9192
2016-11-11 06:00 | 0.36253 | 0 | 0
2016-11-11 07:00 | 0.30906 | 0 | 0
2016-11-11 08:00 | 0 | 0 | 4.8157
2016-11-11 09:00 | 0 | 0 | 15.594
2016-11-11 10:00 | 0 | 0.76719 | 15.594
2016-11-11 11:00 | 0 | 0.35909 | 15.594
2016-11-11 12:00 | 0 | 0.66785 | 14.333
2016-11-11 13:00 | 0 | 0.51179 | 12.3862
2016-11-11 14:00 | 0 | 0.16184 | 7.797
2016-11-11 15:00 | 0 | 0.14193 | 7.797
2016-11-11 16:00 | 0 | 0.11847 | 7.797
2016-11-11 17:00 | 0 | 0.7064 | 15.594
2016-11-11 18:00 | 0 | 0.71284 | 15.594
2016-11-11 19:00 | 0 | 0.58282 | 15.594
2016-11-11 20:00 | 0.74074 | 0 | 0
2016-11-11 21:00 | 0.8039 | 0 | 0
2016-11-11 22:00 | 0.76316 | 0 | 0
2016-11-11 23:00 | 0.66378 | 0 | 0
2016-11-12 | 0.094298 | 0 | 6.6544
2016-11-12 01:00 | 0.20609 | 0 | 4.6209
2016-11-12 02:00 | 0 | 0 | 6.7252
2016-11-12 03:00 | 0.17804 | 0 | 4.2495
2016-11-12 04:00 | 0.14682 | 0 | 4.2495
2016-11-12 05:00 | 0 | 0 | 5.8307
2016-11-12 06:00 | 0.36112 | 0 | 0
2016-11-12 07:00 | 0.3111 | 0 | 0
2016-11-12 08:00 | 0 | 0 | 5.0352
2016-11-12 09:00 | 0 | 0.30246 | 15.594
2016-11-12 10:00 | 0 | 0.76827 | 15.594
2016-11-12 11:00 | 0 | 0 | 15.594
2016-11-12 12:00 | 0 | 0.65766 | 13.7936
2016-11-12 13:00 | 0 | 0.53728 | 12.441
2016-11-12 14:00 | 0 | 0.16861 | 7.3983
2016-11-12 15:00 | 0 | 0.15932 | 7.797
2016-11-12 16:00 | 0 | 0.14397 | 7.797
2016-11-12 17:00 | 0 | 0.70189 | 15.594
2016-11-12 18:00 | 0 | 0.70559 | 15.594
2016-11-12 19:00 | 0 | 0.58519 | 15.594
2016-11-12 20:00 | 0.72487 | 0 | 0
2016-11-12 21:00 | 0.75761 | 0 | 0
2016-11-12 22:00 | 0.74429 | 0 | 0
2016-11-12 23:00 | 0.62941 | 0 | 0
2016-11-13 | 0.19908 | 0 | 5.2359
2016-11-13 01:00 | 0 | 0 | 7.1083
2016-11-13 02:00 | 0 | 0 | 6.7834
2016-11-13 03:00 | 0.17279 | 0 | 4.2495
2016-11-13 04:00 | 0 | 0 | 6.3657
2016-11-13 05:00 | 0.41248 | 0 | 0
2016-11-13 06:00 | 0.34266 | 0 | 0
2016-11-13 07:00 | 0.28586 | 0 | 0
2016-11-13 08:00 | 0 | 0 | 4.5702
2016-11-13 09:00 | 0 | 0.31481 | 15.594
2016-11-13 10:00 | 0 | 0 | 15.594
2016-11-13 11:00 | 0 | 0.78895 | 15.594
2016-11-13 12:00 | 0 | 0.73332 | 14.8194
2016-11-13 13:00 | 0 | 0.56503 | 12.9499
2016-11-13 14:00 | 0 | 0.13589 | 7.3073
2016-11-13 15:00 | 0 | 0.1658 | 7.797
2016-11-13 16:00 | 0 | 0.13927 | 7.797
2016-11-13 17:00 | 0 | 0.6825 | 15.594
2016-11-13 18:00 | 0 | 0.66174 | 15.594
2016-11-13 19:00 | 0 | 0.54294 | 15.594
2016-11-13 20:00 | 0.78788 | 0 | 0
2016-11-13 21:00 | 0.79358 | 0 | 0
2016-11-13 22:00 | 0.7676 | 0 | 0
2016-11-13 23:00 | 0.68158 | 0 | 0
2016-11-14 | 0.25734 | 0 | 4.7215
2016-11-14 01:00 | 0.22555 | 0 | 4.2495
2016-11-14 02:00 | 0.20331 | 0 | 4.2495
2016-11-14 03:00 | 0.016145 | 0 | 6.279
2016-11-14 04:00 | 0.13753 | 0 | 4.2495
2016-11-14 05:00 | 0.39853 | 0 | 0
2016-11-14 06:00 | 0 | 0 | 5.1591
2016-11-14 07:00 | 0 | 0 | 4.415
2016-11-14 08:00 | 0 | 0 | 4.5886
2016-11-14 09:00 | 0 | 0 | 15.594
2016-11-14 10:00 | 0 | 0.80793 | 15.594
2016-11-14 11:00 | 0 | 0.3944 | 15.594
2016-11-14 12:00 | 0 | 0.693 | 14.3068
2016-11-14 13:00 | 0 | 0.55156 | 12.8265
2016-11-14 14:00 | 0 | 0.13058 | 7.3312
2016-11-14 15:00 | 0 | 0.147 | 7.797
2016-11-14 16:00 | 0 | 0.13849 | 7.797
2016-11-14 17:00 | 0 | 0.66914 | 15.594
2016-11-14 18:00 | 0 | 0.65471 | 15.594
2016-11-14 19:00 | 0 | 0.54342 | 15.594
2016-11-14 20:00 | 0.79265 | 0 | 0
2016-11-14 21:00 | 0.8365 | 0 | 0
2016-11-14 22:00 | 0.75258 | 0 | 0
2016-11-14 23:00 | 0.65116 | 0 | 0
2016-11-15 | 0.087634 | 0 | 6.8432
2016-11-15 01:00 | 0 | 0 | 6.9797
2016-11-15 02:00 | 0.185 | 0 | 4.2495
2016-11-15 03:00 | 0 | 0 | 6.4324
2016-11-15 04:00 | 0 | 0 | 6.1254
2016-11-15 05:00 | 0.38769 | 0 | 0
2016-11-15 06:00 | 0 | 0 | 4.9264
2016-11-15 07:00 | 0.27321 | 0 | 0
2016-11-15 08:00 | 0.30262 | 0 | 0
2016-11-15 09:00 | 0 | 0.4025 | 15.594
2016-11-15 10:00 | 0 | 0 | 15.594
2016-11-15 11:00 | 0 | 0.77241 | 15.594
2016-11-15 12:00 | 0 | 0.71299 | 14.5686
2016-11-15 13:00 | 0 | 0.52733 | 12.3956
2016-11-15 14:00 | 0 | 0.19573 | 7.797
2016-11-15 15:00 | 0 | 0.15311 | 7.797
2016-11-15 16:00 | 0 | 0.10566 | 7.742
2016-11-15 17:00 | 0 | 0.65612 | 15.594
2016-11-15 18:00 | 0 | 0.66052 | 15.594
2016-11-15 19:00 | 0 | 0.54386 | 15.594
2016-11-15 20:00 | 0.74055 | 0 | 0
2016-11-15 21:00 | 0.76546 | 0 | 0
2016-11-15 22:00 | 0.73519 | 0 | 0
2016-11-15 23:00 | 0.68332 | 0 | 0
2016-11-16 | 0.24388 | 0 | 5.0317
2016-11-16 01:00 | 0.16691 | 0 | 5.0072
2016-11-16 02:00 | 0.18437 | 0 | 4.2495
2016-11-16 03:00 | 0.1611 | 0 | 4.2495
2016-11-16 04:00 | 0.15425 | 0 | 4.2495
2016-11-16 05:00 | 0.13124 | 0 | 4.2495
2016-11-16 06:00 | 0 | 0 | 5.1884
2016-11-16 07:00 | 0.30277 | 0 | 0
2016-11-16 08:00 | 0 | 0 | 4.7703
2016-11-16 09:00 | 0 | 0 | 15.594
2016-11-16 10:00 | 0 | 0.49923 | 15.594
2016-11-16 11:00 | 0 | 0.76209 | 15.594
2016-11-16 12:00 | 0 | 0.68195 | 14.3907
2016-11-16 13:00 | 0 | 0.19899 | 7.797
2016-11-16 14:00 | 0 | 0.46409 | 12.0465
2016-11-16 15:00 | 0 | 0.12667 | 7.566
2016-11-16 16:00 | 0 | 0.034374 | 6.6755
2016-11-16 17:00 | 0 | 0.67828 | 15.594
2016-11-16 18:00 | 0 | 0.68513 | 15.594
2016-11-16 19:00 | 0 | 0.59944 | 15.594
2016-11-16 20:00 | 0.71991 | 0 | 0
2016-11-16 21:00 | 0.77648 | 0 | 0
2016-11-16 22:00 | 0.778 | 0 | 0
2016-11-16 23:00 | 0.71802 | 0 | 0
2016-11-17 | 0.18102 | 0 | 5.821
2016-11-17 01:00 | 0 | 0 | 7.2024
2016-11-17 02:00 | 0 | 0 | 6.7427
2016-11-17 03:00 | 0 | 0 | 6.3898
2016-11-17 04:00 | 0 | 0 | 5.8388
2016-11-17 05:00 | 0.11352 | 0 | 4.2495
2016-11-17 06:00 | 0.34384 | 0 | 0
2016-11-17 07:00 | 0.30133 | 0 | 0
2016-11-17 08:00 | 0.33692 | 0 | 0
2016-11-17 09:00 | 0 | 0 | 15.594
2016-11-17 10:00 | 0 | 0.57422 | 15.594
2016-11-17 11:00 | 0 | 0.78074 | 15.594
2016-11-17 12:00 | 0 | 0.63568 | 13.9231
2016-11-17 13:00 | 0 | 0.20576 | 7.797
2016-11-17 14:00 | 0 | 0.441 | 12.0465
2016-11-17 15:00 | 0 | 0.13409 | 7.797
2016-11-17 16:00 | 0 | 0.042154 | 7.1028
2016-11-17 17:00 | 0 | 0.64317 | 15.594
2016-11-17 18:00 | 0 | 0.68813 | 15.594
2016-11-17 19:00 | 0 | 0.5853 | 15.594
2016-11-17 20:00 | 0.76261 | 0 | 0
2016-11-17 21:00 | 0.77134 | 0 | 0
2016-11-17 22:00 | 0.76301 | 0 | 0
2016-11-17 23:00 | 0.69016 | 0 | 0
2016-11-18 | 0.038258 | 0 | 7.797
2016-11-18 01:00 | 0 | 0 | 7.3491
2016-11-18 02:00 | 0 | 0.094239 | 7.797
2016-11-18 03:00 | 0 | 0.042959 | 6.8491
2016-11-18 04:00 | 0 | 0 | 5.8941
2016-11-18 05:00 | 0.40541 | 0 | 0
2016-11-18 06:00 | 0.35346 | 0 | 0
2016-11-18 07:00 | 0.293 | 0 | 0
2016-11-18 08:00 | 0.31561 | 0 | 0
2016-11-18 09:00 | 0 | 0.78533 | 15.594
2016-11-18 10:00 | 0 | 0 | 15.594
2016-11-18 11:00 | 0 | 0.58371 | 15.594
2016-11-18 12:00 | 0 | 0.61839 | 13.8157
2016-11-18 13:00 | 0 | 0.22178 | 7.797
2016-11-18 14:00 | 0 | 0.20483 | 7.797
2016-11-18 15:00 | 0 | 0.19066 | 7.797
2016-11-18 16:00 | 0 | 0.14267 | 7.517
2016-11-18 17:00 | 0 | 0.71221 | 15.594
2016-11-18 18:00 | 0 | 0.70022 | 15.594
2016-11-18 19:00 | 0 | 0.57043 | 15.594
2016-11-18 20:00 | 0.73863 | 0 | 0
2016-11-18 21:00 | 0.76727 | 0 | 0
2016-11-18 22:00 | 0.7595 | 0 | 0
2016-11-18 23:00 | 0.67381 | 0 | 0
2016-11-19 | 0.24928 | 0 | 4.666
2016-11-19 01:00 | 0 | 0 | 6.8292
2016-11-19 02:00 | 0 | 0 | 6.255
2016-11-19 03:00 | 0.14622 | 0 | 4.2495
2016-11-19 04:00 | 0.13723 | 0 | 4.2495
2016-11-19 05:00 | 0.42435 | 0 | 0
2016-11-19 06:00 | 0.35435 | 0 | 0
2016-11-19 07:00 | 0.00070615 | 0 | 4.4108
2016-11-19 08:00 | 0.017686 | 0 | 4.2495
2016-11-19 09:00 | 0 | 0 | 15.594
2016-11-19 10:00 | 0 | 0.7827 | 15.594
2016-11-19 11:00 | 0 | 0.22597 | 15.594
2016-11-19 12:00 | 0 | 0.70989 | 14.7461
2016-11-19 13:00 | 0 | 0.52475 | 12.592
2016-11-19 14:00 | 0 | 0.20102 | 7.797
2016-11-19 15:00 | 0 | 0.18252 | 7.797
2016-11-19 16:00 | 0 | 0.15198 | 7.5583
2016-11-19 17:00 | 0 | 0.70248 | 15.594
2016-11-19 18:00 | 0 | 0.69464 | 15.594
2016-11-19 19:00 | 0 | 0.5543 | 15.594
2016-11-19 20:00 | 0.75891 | 0 | 0
2016-11-19 21:00 | 0.78747 | 0 | 0
2016-11-19 22:00 | 0.76438 | 0 | 0
2016-11-19 23:00 | 0.69985 | 0 | 0
2016-11-20 | 0.18904 | 0 | 5.7663
2016-11-20 01:00 | 0 | 0 | 7.0549
2016-11-20 02:00 | 0.074028 | 0 | 5.5849
2016-11-20 03:00 | 0.13677 | 0 | 4.5435
2016-11-20 04:00 | 0.12302 | 0 | 4.2495
2016-11-20 05:00 | 0.10601 | 0 | 4.2495
2016-11-20 06:00 | 0.33763 | 0 | 0
2016-11-20 07:00 | 0.29193 | 0 | 0
2016-11-20 08:00 | 0 | 0 | 4.5849
2016-11-20 09:00 | 0 | 0.69424 | 15.594
2016-11-20 10:00 | 0 | 0.78655 | 15.594
2016-11-20 11:00 | 0 | 0 | 15.594
2016-11-20 12:00 | 0 | 0.59366 | 13.3855
2016-11-20 13:00 | 0 | 0.19295 | 7.797
2016-11-20 14:00 | 0 | 0.19558 | 7.797
2016-11-20 15:00 | 0 | 0.19251 | 7.797
2016-11-20 16:00 | 0 | 0.12839 | 7.1968
2016-11-20 17:00 | 0 | 0.72231 | 15.594
2016-11-20 18:00 | 0 | 0.6966 | 15.594
2016-11-20 19:00 | 0 | 0.52743 | 15.594
2016-11-20 20:00 | 0.78447 | 0 | 0
2016-11-20 21:00 | 0.82525 | 0 | 0
2016-11-20 22:00 | 0.80882 | 0 | 0
2016-11-20 23:00 | 0.7027 | 0 | 0
2016-11-21 | 0.039257 | 0 | 7.797
2016-11-21 01:00 | 0 | 0 | 7.4441
2016-11-21 02:00 | 0 | 0 | 6.7176
2016-11-21 03:00 | 0 | 0 | 6.2919
2016-11-21 04:00 | 0 | 0.162 | 7.7674
2016-11-21 05:00 | 0.38506 | 0 | 0
2016-11-21 06:00 | 0.32157 | 0 | 0
2016-11-21 07:00 | 0.26721 | 0 | 0
2016-11-21 08:00 | 0.2809 | 0 | 0
2016-11-21 09:00 | 0 | 0.68703 | 15.594
2016-11-21 10:00 | 0 | 0 | 15.594
2016-11-21 11:00 | 0 | 0.77896 | 15.594
2016-11-21 12:00 | 0 | 0.61812 | 13.6102
2016-11-21 13:00 | 0 | 0.18896 | 7.797
2016-11-21 14:00 | 0 | 0.17386 | 7.797
2016-11-21 15:00 | 0 | 0.16961 | 7.797
2016-11-21 16:00 | 0 | 0.15792 | 7.797
2016-11-21 17:00 | 0 | 0.68187 | 15.594
2016-11-21 18:00 | 0 | 0.70799 | 15.594
2016-11-21 19:00 | 0 | 0.56591 | 15.594
2016-11-21 20:00 | 0.81189 | 0 | 0
2016-11-21 21:00 | 0.87424 | 0 | 0
2016-11-21 22:00 | 0.83557 | 0 | 0
2016-11-21 23:00 | 0.72598 | 0 | 0
2016-11-22 | 0.24387 | 0 | 5.308
2016-11-22 01:00 | 0.054771 | 0 | 6.428
2016-11-22 02:00 | 0.19814 | 0 | 4.2495
2016-11-22 03:00 | 0.17852 | 0 | 4.2495
2016-11-22 04:00 | 0.1167 | 0 | 4.2495
2016-11-22 05:00 | 0.11951 | 0 | 4.2495
2016-11-22 06:00 | 0.065638 | 0 | 4.2495
2016-11-22 07:00 | 0.022015 | 0 | 4.2495
2016-11-22 08:00 | 0.0222 | 0 | 4.2495
2016-11-22 09:00 | 0 | 0 | 15.594
2016-11-22 10:00 | 0 | 0.76738 | 15.594
2016-11-22 11:00 | 0 | 0.75898 | 15.594
2016-11-22 12:00 | 0 | 0.5813 | 13.5449
2016-11-22 13:00 | 0 | 0.40154 | 12.3666
2016-11-22 14:00 | 0 | 0 | 7.3468
2016-11-22 15:00 | 0 | 0.13209 | 7.797
2016-11-22 16:00 | 0 | 0.11707 | 7.797
2016-11-22 17:00 | 0 | 0.68753 | 15.594
2016-11-22 18:00 | 0 | 0.70711 | 15.594
2016-11-22 19:00 | 0 | 0.57724 | 15.594
2016-11-22 20:00 | 0.73567 | 0 | 0
2016-11-22 21:00 | 0.77263 | 0 | 0
2016-11-22 22:00 | 0.72986 | 0 | 0
2016-11-22 23:00 | 0.64435 | 0 | 0
2016-11-23 | 0.20856 | 0 | 5.1805
2016-11-23 01:00 | 0.2093 | 0 | 4.5807
2016-11-23 02:00 | 0.19159 | 0 | 4.2495
2016-11-23 03:00 | 0.15129 | 0 | 4.2495
2016-11-23 04:00 | 0.13165 | 0 | 4.2495
2016-11-23 05:00 | 0.40519 | 0 | 0
2016-11-23 06:00 | 0.08029 | 0 | 4.2495
2016-11-23 07:00 | 0.0086517 | 0 | 4.259
2016-11-23 08:00 | 0 | 0 | 4.652
2016-11-23 09:00 | 0 | 0.50348 | 15.594
2016-11-23 10:00 | 0 | 0 | 15.594
2016-11-23 11:00 | 0 | 0.75602 | 15.594
2016-11-23 12:00 | 0 | 0.63155 | 14.1475
2016-11-23 13:00 | 0 | 0.52621 | 12.7361
2016-11-23 14:00 | 0 | 0.12217 | 7.3225
2016-11-23 15:00 | 0 | 0.13842 | 7.797
2016-11-23 16:00 | 0 | 0.12406 | 7.797
2016-11-23 17:00 | 0 | 0.68761 | 15.594
2016-11-23 18:00 | 0 | 0.67362 | 15.594
2016-11-23 19:00 | 0 | 0.5671 | 15.594
2016-11-23 20:00 | 0.73438 | 0 | 0
2016-11-23 21:00 | 0.50749 | 0 | 4.2495
2016-11-23 22:00 | 0.7524 | 0 | 0
2016-11-23 23:00 | 0.67103 | 0 | 0
2016-11-24 | 0.22478 | 0 | 5.1562
2016-11-24 01:00 | 0.091887 | 0 | 5.8764
2016-11-24 02:00 | 0 | 0 | 6.5516
2016-11-24 03:00 | 0.15721 | 0 | 4.2495
2016-11-24 04:00 | 0.12846 | 0 | 4.2495
2016-11-24 05:00 | 0.3922 | 0 | 0
2016-11-24 06:00 | 0 | 0 | 5.1761
2016-11-24 07:00 | 0.29641 | 0 | 0
2016-11-24 08:00 | 0.3128 | 0 | 0
2016-11-24 09:00 | 0 | 0 | 15.594
2016-11-24 10:00 | 0 | 0.77926 | 15.594
2016-11-24 11:00 | 0 | 0.79065 | 15.594
2016-11-24 12:00 | 0 | 0.21673 | 13.7649
2016-11-24 13:00 | 0 | 0.5288 | 12.4414
2016-11-24 14:00 | 0 | 0.16486 | 7.568
2016-11-24 15:00 | 0 | 0.16472 | 7.797
2016-11-24 16:00 | 0 | 0.14437 | 7.797
2016-11-24 17:00 | 0 | 0.69327 | 15.594
2016-11-24 18:00 | 0 | 0.69053 | 15.594
2016-11-24 19:00 | 0 | 0.55703 | 15.594
2016-11-24 20:00 | 0.76953 | 0 | 0
2016-11-24 21:00 | 0.78932 | 0 | 0
2016-11-24 22:00 | 0.76113 | 0 | 0
2016-11-24 23:00 | 0.66359 | 0 | 0
2016-11-25 | 0.021207 | 0 | 7.7889
2016-11-25 01:00 | 0 | 0 | 7.0312
2016-11-25 02:00 | 0 | 0 | 6.4442
2016-11-25 03:00 | 0.15005 | 0 | 4.395
2016-11-25 04:00 | 0 | 0 | 5.9376
2016-11-25 05:00 | 0.42261 | 0 | 0
2016-11-25 06:00 | 0.37906 | 0 | 0
2016-11-25 07:00 | 0.31254 | 0 | 0
2016-11-25 08:00 | 0 | 0 | 4.5763
2016-11-25 09:00 | 0 | 0 | 15.594
2016-11-25 10:00 | 0 | 0.79014 | 15.594
2016-11-25 11:00 | 0 | 0.78766 | 15.594
2016-11-25 12:00 | 0 | 0.18903 | 14.0201
2016-11-25 13:00 | 0 | 0.57033 | 12.7561
2016-11-25 14:00 | 0 | 0.14716 | 7.1415
2016-11-25 15:00 | 0 | 0.16713 | 7.797
2016-11-25 16:00 | 0 | 0.14559 | 7.797
2016-11-25 17:00 | 0 | 0.69627 | 15.594
2016-11-25 18:00 | 0 | 0.68746 | 15.594
2016-11-25 19:00 | 0 | 0.54949 | 15.594
2016-11-25 20:00 | 0.76494 | 0 | 0
2016-11-25 21:00 | 0.78351 | 0 | 0
2016-11-25 22:00 | 0.74836 | 0 | 0
2016-11-25 23:00 | 0.67921 | 0 | 0
2016-11-26 | 0.11705 | 0 | 7.1209
2016-11-26 01:00 | 0 | 0 | 7.4352
2016-11-26 02:00 | 0.18537 | 0 | 4.2495
2016-11-26 03:00 | 0 | 0 | 6.0379
2016-11-26 04:00 | 0 | 0 | 5.764
2016-11-26 05:00 | 0.37226 | 0 | 0
2016-11-26 06:00 | 0 | 0 | 5.2125
2016-11-26 07:00 | 0.29955 | 0 | 0
2016-11-26 08:00 | 0.31879 | 0 | 0
2016-11-26 09:00 | 0 | 0 | 15.594
2016-11-26 10:00 | 0 | 0.51471 | 15.594
2016-11-26 11:00 | 0 | 0.74955 | 15.594
2016-11-26 12:00 | 0 | 0.61621 | 13.9562
2016-11-26 13:00 | 0 | 0.50229 | 12.9416
2016-11-26 14:00 | 0 | 0.053115 | 6.4511
2016-11-26 15:00 | 0 | 0.16424 | 7.797
2016-11-26 16:00 | 0 | 0.14944 | 7.797
2016-11-26 17:00 | 0 | 0.70474 | 15.594
2016-11-26 18:00 | 0 | 0.70466 | 15.594
2016-11-26 19:00 | 0 | 0.57128 | 15.594
2016-11-26 20:00 | 0.73193 | 0 | 0
2016-11-26 21:00 | 0.76594 | 0 | 0
2016-11-26 22:00 | 0.73293 | 0 | 0
2016-11-26 23:00 | 0.68916 | 0 | 0
2016-11-27 | 0.26441 | 0 | 4.7763
2016-11-27 01:00 | 0.21164 | 0 | 4.5385
2016-11-27 02:00 | 0.093727 | 0 | 5.4489
2016-11-27 03:00 | 0.1638 | 0 | 4.2495
2016-11-27 04:00 | 0.14989 | 0 | 4.2495
2016-11-27 05:00 | 0.14404 | 0 | 4.2495
2016-11-27 06:00 | 0 | 0 | 5.3365
2016-11-27 07:00 | 0.298 | 0 | 0
2016-11-27 08:00 | 0.023569 | 0 | 4.2495
2016-11-27 09:00 | 0 | 0.7962 | 15.594
2016-11-27 10:00 | 0 | 0.78932 | 15.594
2016-11-27 11:00 | 0 | 0.24169 | 15.594
2016-11-27 12:00 | 0 | 0.62236 | 13.7373
2016-11-27 13:00 | 0 | 0.49012 | 12.1938
2016-11-27 14:00 | 0 | 0.19014 | 7.797
2016-11-27 15:00 | 0 | 0.17483 | 7.797
2016-11-27 16:00 | 0 | 0.17653 | 7.797
2016-11-27 17:00 | 0 | 0.70119 | 15.594
2016-11-27 18:00 | 0 | 0 | 15.594
2016-11-27 19:00 | 0 | 0.54786 | 15.594
2016-11-27 20:00 | 0.77696 | 0 | 0
2016-11-27 21:00 | 0.78547 | 0 | 0
2016-11-27 22:00 | 0.75621 | 0 | 0
2016-11-27 23:00 | 0.67462 | 0 | 0
2016-11-28 | 0.22223 | 0 | 5.4598
2016-11-28 01:00 | 0.023908 | 0 | 7.0799
2016-11-28 02:00 | 0 | 0 | 6.9735
2016-11-28 03:00 | 0 | 0 | 6.6372
2016-11-28 04:00 | 0 | 0 | 5.9793
2016-11-28 05:00 | 0.42273 | 0 | 0
2016-11-28 06:00 | 0 | 0 | 5.2778
2016-11-28 07:00 | 0.29419 | 0 | 0
2016-11-28 08:00 | 0.31272 | 0 | 0
2016-11-28 09:00 | 0 | 0.0071266 | 15.594
2016-11-28 10:00 | 0 | 0.78725 | 15.594
2016-11-28 11:00 | 0 | 0.78732 | 15.594
2016-11-28 12:00 | 0 | 0.57678 | 13.2033
2016-11-28 13:00 | 0 | 0.19895 | 7.797
2016-11-28 14:00 | 0 | 0.15799 | 7.797
2016-11-28 15:00 | 0 | 0.1601 | 7.797
2016-11-28 16:00 | 0 | 0.13346 | 7.797
2016-11-28 17:00 | 0 | 0.68842 | 15.594
2016-11-28 18:00 | 0 | 0.69442 | 15.594
2016-11-28 19:00 | 0 | 0.53842 | 15.594
2016-11-28 20:00 | 0.79698 | 0 | 0
2016-11-28 21:00 | 0.83994 | 0 | 0
2016-11-28 22:00 | 0.78825 | 0 | 0
2016-11-28 23:00 | 0.66903 | 0 | 0
2016-11-29 | 0.023865 | 0 | 7.797
2016-11-29 01:00 | 0 | 0 | 7.2053
2016-11-29 02:00 | 0 | 0 | 6.6102
2016-11-29 03:00 | 0 | 0 | 6.4381
2016-11-29 04:00 | 0 | 0 | 6.1344
2016-11-29 05:00 | 0.4265 | 0 | 0
2016-11-29 06:00 | 0.089188 | 0 | 4.3547
2016-11-29 07:00 | 0.30695 | 0 | 0
2016-11-29 08:00 | 0.32834 | 0 | 0
2016-11-29 09:00 | 0 | 0.38417 | 15.594
2016-11-29 10:00 | 0 | 0.7915 | 15.594
2016-11-29 11:00 | 0 | 0.79076 | 15.594
2016-11-29 12:00 | 0 | 0 | 14.081
2016-11-29 13:00 | 0 | 0.59131 | 13.5895
2016-11-29 14:00 | 0.033624 | 0 | 5.2964
2016-11-29 15:00 | 0 | 0.12765 | 7.797
2016-11-29 16:00 | 0 | 0.1177 | 7.797
2016-11-29 17:00 | 0 | 0.68369 | 15.594
2016-11-29 18:00 | 0 | 0.7037 | 15.594
2016-11-29 19:00 | 0 | 0.57701 | 15.594
2016-11-29 20:00 | 0.74807 | 0 | 0
2016-11-29 21:00 | 0.82451 | 0 | 0
2016-11-29 22:00 | 0.81034 | 0 | 0
2016-11-29 23:00 | 0.6828 | 0 | 0
2016-11-30 | 0.032634 | 0 | 7.797
2016-11-30 01:00 | 0 | 0.038369 | 7.797
2016-11-30 02:00 | 0 | 0 | 6.8061
2016-11-30 03:00 | 0 | 0.055278 | 7.0553
2016-11-30 04:00 | 0 | 0.13157 | 7.797
2016-11-30 05:00 | 0.40559 | 0 | 0
2016-11-30 06:00 | 0.3549 | 0 | 0
2016-11-30 07:00 | 0.30277 | 0 | 0
2016-11-30 08:00 | 0.31069 | 0 | 0
2016-11-30 09:00 | 0 | 0 | 15.594
2016-11-30 10:00 | 0 | 0.75036 | 15.594
2016-11-30 11:00 | 0 | 0.76261 | 15.594
2016-11-30 12:00 | 0 | 0.62211 | 13.9881
2016-11-30 13:00 | 0 | 0.36538 | 13.4055
2016-11-30 14:00 | 0.022831 | 0 | 5.562
2016-11-30 15:00 | 0 | 0.14534 | 7.797
2016-11-30 16:00 | 0 | 0.14619 | 7.797
2016-11-30 17:00 | 0 | 0.68957 | 15.594
2016-11-30 18:00 | 0 | 0.70208 | 15.594
2016-11-30 19:00 | 0 | 0.57191 | 15.594
2016-11-30 20:00 | 0.72246 | 0 | 0
2016-11-30 21:00 | 0.79017 | 0 | 0
2016-11-30 22:00 | 0.37621 | 0 | 5.3522
2016-11-30 23:00 | 0.39176 | 0 | 4.2495
2016-12-01 | 0.25903 | 0 | 4.9151
2016-12-01 01:00 | 0.2913 | 0 | 4.4269
2016-12-01 02:00 | 0.24235 | 0 | 4.2495
2016-12-01 03:00 | 0.19725 | 0 | 4.2495
2016-12-01 04:00 | 0.17039 | 0 | 4.2495
2016-12-01 05:00 | 0.13527 | 0 | 4.2495
2016-12-01 06:00 | 0.36456 | 0 | 0
2016-12-01 07:00 | 0.3283 | 0 | 0
2016-12-01 08:00 | 0 | 0 | 4.9391
2016-12-01 09:00 | 0 | 0.45537 | 15.594
2016-12-01 10:00 | 0 | 0 | 15.594
2016-12-01 11:00 | 0 | 0.76453 | 15.594
2016-12-01 12:00 | 0 | 0.64707 | 14.2012
2016-12-01 13:00 | 0 | 0.53531 | 13.0066
2016-12-01 14:00 | 0 | 0.10478 | 6.7819
2016-12-01 15:00 | 0 | 0.14067 | 7.797
2016-12-01 16:00 | 0 | 0.11174 | 7.797
2016-12-01 17:00 | 0 | 0.68872 | 15.594
2016-12-01 18:00 | 0 | 0.66023 | 15.594
2016-12-01 19:00 | 0 | 0.62182 | 15.594
2016-12-01 20:00 | 0.72942 | 0 | 0
2016-12-01 21:00 | 0.75336 | 0 | 0
2016-12-01 22:00 | 0.74067 | 0 | 0
2016-12-01 23:00 | 0.69109 | 0 | 0
2016-12-02 | 0.16675 | 0 | 6.4977
2016-12-02 01:00 | 0.24268 | 0 | 4.7012
2016-12-02 02:00 | 0.25177 | 0 | 4.3419
2016-12-02 03:00 | 0.23184 | 0 | 4.2495
2016-12-02 04:00 | 0.22163 | 0 | 4.2495
2016-12-02 05:00 | 0.17109 | 0 | 4.2495
2016-12-02 06:00 | 0 | 0 | 5.4623
2016-12-02 07:00 | 0.030673 | 0 | 4.2495
2016-12-02 08:00 | 0.038073 | 0 | 4.2495
2016-12-02 09:00 | 0 | 0.055177 | 15.594
2016-12-02 10:00 | 0 | 0.75088 | 15.594
2016-12-02 11:00 | 0 | 0.75972 | 15.594
2016-12-02 12:00 | 0 | 0.56468 | 13.4483
2016-12-02 13:00 | 0 | 0.19436 | 7.797
2016-12-02 14:00 | 0 | 0.18574 | 7.797
2016-12-02 15:00 | 0 | 0.16961 | 7.797
2016-12-02 16:00 | 0 | 0.1169 | 7.5975
2016-12-02 17:00 | 0 | 0.67444 | 15.594
2016-12-02 18:00 | 0 | 0.65105 | 15.594
2016-12-02 19:00 | 0 | 0.60769 | 15.594
2016-12-02 20:00 | 0.75835 | 0 | 0
2016-12-02 21:00 | 0.79787 | 0 | 0
2016-12-02 22:00 | 0.78603 | 0 | 0
2016-12-02 23:00 | 0.70626 | 0 | 0
2016-12-03 | 0.10323 | 0 | 6.9565
2016-12-03 01:00 | 0.18387 | 0 | 4.9437
2016-12-03 02:00 | 0.17586 | 0 | 4.5664
2016-12-03 03:00 | 0.19177 | 0 | 4.3223
2016-12-03 04:00 | 0.16384 | 0 | 4.2495
2016-12-03 05:00 | 0 | 0 | 5.8255
2016-12-03 06:00 | 0.35731 | 0 | 0
2016-12-03 07:00 | 0.044659 | 0 | 4.2495
2016-12-03 08:00 | 0 | 0 | 4.7802
2016-12-03 09:00 | 0 | 0 | 15.594
2016-12-03 10:00 | 0 | 0.65957 | 15.594
2016-12-03 11:00 | 0 | 0.7837 | 15.594
2016-12-03 12:00 | 0 | 0.60798 | 13.6712
2016-12-03 13:00 | 0 | 0 | 7.797
2016-12-03 14:00 | 0 | 0.45281 | 12.0465
2016-12-03 15:00 | 0 | 0.15969 | 7.797
2016-12-03 16:00 | 0 | 0.066939 | 6.9906
2016-12-03 17:00 | 0 | 0.69719 | 15.594
2016-12-03 18:00 | 0 | 0.68176 | 15.594
2016-12-03 19:00 | 0 | 0.6206 | 15.594
2016-12-03 20:00 | 0.73771 | 0 | 0
2016-12-03 21:00 | 0.77452 | 0 | 0
2016-12-03 22:00 | 0.7918 | 0 | 0
2016-12-03 23:00 | 0.70629 | 0 | 0
2016-12-04 | 0.060643 | 0 | 7.797
2016-12-04 01:00 | 0 | 0 | 7.2441
2016-12-04 02:00 | 0 | 0 | 6.859
2016-12-04 03:00 | 0.081381 | 0 | 5.4677
2016-12-04 04:00 | 0 | 0 | 6.4404
2016-12-04 05:00 | 0.41714 | 0 | 0
2016-12-04 06:00 | 0.37337 | 0 | 0
2016-12-04 07:00 | 0 | 0 | 5.0087
2016-12-04 08:00 | 0.32619 | 0 | 0
2016-12-04 09:00 | 0 | 0 | 15.594
2016-12-04 10:00 | 0 | 0.59511 | 15.594
2016-12-04 11:00 | 0 | 0.77545 | 15.594
2016-12-04 12:00 | 0 | 0.52515 | 12.8559
2016-12-04 13:00 | 0 | 0.18171 | 7.797
2016-12-04 14:00 | 0 | 0.48877 | 12.0465
2016-12-04 15:00 | 0 | 0.11444 | 7.1329
2016-12-04 16:00 | 0 | 0.054391 | 6.4726
2016-12-04 17:00 | 0 | 0.72035 | 15.594
2016-12-04 18:00 | 0 | 0.67395 | 15.594
2016-12-04 19:00 | 0 | 0.60092 | 15.594
2016-12-04 20:00 | 0.7979 | 0 | 0
2016-12-04 21:00 | 0.86584 | 0 | 0
2016-12-04 22:00 | 0.80838 | 0 | 0
2016-12-04 23:00 | 0.68165 | 0 | 0
2016-12-05 | 0.033688 | 0 | 7.7514
2016-12-05 01:00 | 0 | 0 | 7.1471
2016-12-05 02:00 | 0 | 0 | 6.8685
2016-12-05 03:00 | 0 | 0 | 6.7526
2016-12-05 04:00 | 0 | 0 | 6.4291
2016-12-05 05:00 | 0.41865 | 0 | 0
2016-12-05 06:00 | 0 | 0 | 5.3331
2016-12-05 07:00 | 0.3293 | 0 | 0
2016-12-05 08:00 | 0.33363 | 0 | 0
2016-12-05 09:00 | 0 | 0 | 15.594
2016-12-05 10:00 | 0 | 0.76043 | 15.594
2016-12-05 11:00 | 0 | 0.77763 | 15.594
2016-12-05 12:00 | 0 | 0.55164 | 13.1151
2016-12-05 13:00 | 0 | 0.20587 | 7.797
2016-12-05 14:00 | 0 | 0.21423 | 7.797
2016-12-05 15:00 | 0 | 0.16546 | 7.797
2016-12-05 16:00 | 0 | 0.094976 | 7.4124
2016-12-05 17:00 | 0 | 0.67129 | 15.594
2016-12-05 18:00 | 0 | 0.6764 | 15.594
2016-12-05 19:00 | 0 | 0.61231 | 15.594
2016-12-05 20:00 | 0.7313 | 0 | 0
2016-12-05 21:00 | 0.79987 | 0 | 0
2016-12-05 22:00 | 0.74252 | 0 | 0
2016-12-05 23:00 | 0.68173 | 0 | 0
2016-12-06 | 0.19832 | 0 | 5.8384
2016-12-06 01:00 | 0.21038 | 0 | 5.0191
2016-12-06 02:00 | 0.082049 | 0 | 6.3054
2016-12-06 03:00 | 0 | 0 | 6.8723
2016-12-06 04:00 | 0 | 0 | 6.8198
2016-12-06 05:00 | 0.4484 | 0 | 0
2016-12-06 06:00 | 0.37448 | 0 | 0
2016-12-06 07:00 | 0 | 0 | 4.8497
2016-12-06 08:00 | 0 | 0 | 4.986
2016-12-06 09:00 | 0 | 0 | 15.594
2016-12-06 10:00 | 0 | 0.6634 | 15.594
2016-12-06 11:00 | 0 | 0.7615 | 15.594
2016-12-06 12:00 | 0 | 0.56168 | 13.2893
2016-12-06 13:00 | 0 | 0.19536 | 7.797
2016-12-06 14:00 | 0 | 0.4403 | 12.0465
2016-12-06 15:00 | 0 | 0.12464 | 7.3366
2016-12-06 16:00 | 0 | 0.044899 | 6.5811
2016-12-06 17:00 | 0 | 0.68232 | 15.594
2016-12-06 18:00 | 0 | 0.64913 | 15.594
2016-12-06 19:00 | 0 | 0.60702 | 15.594
2016-12-06 20:00 | 0.75761 | 0 | 0
2016-12-06 21:00 | 0.80912 | 0 | 0
2016-12-06 22:00 | 0.7676 | 0 | 0
2016-12-06 23:00 | 0.69371 | 0 | 0
2016-12-07 | 0.12607 | 0 | 6.7809
2016-12-07 01:00 | 0 | 0 | 7.4924
2016-12-07 02:00 | 0.12791 | 0 | 5.6391
2016-12-07 03:00 | 0.15008 | 0 | 5.0895
2016-12-07 04:00 | 0.14197 | 0 | 4.8729
2016-12-07 05:00 | 0 | 0 | 6.0474
2016-12-07 06:00 | 0.36415 | 0 | 0
2016-12-07 07:00 | 0.33082 | 0 | 0
2016-12-07 08:00 | 0 | 0 | 4.8663
2016-12-07 09:00 | 0 | 0 | 15.594
2016-12-07 10:00 | 0 | 0.58068 | 15.594
2016-12-07 11:00 | 0 | 0.76949 | 15.594
2016-12-07 12:00 | 0 | 0.51307 | 12.6585
2016-12-07 13:00 | 0 | 0.20095 | 7.797
2016-12-07 14:00 | 0 | 0.48241 | 12.0465
2016-12-07 15:00 | 0 | 0.13872 | 7.3747
2016-12-07 16:00 | 0 | 0.031168 | 6.3706
2016-12-07 17:00 | 0 | 0.70115 | 15.594
2016-12-07 18:00 | 0 | 0.68198 | 15.594
2016-12-07 19:00 | 0 | 0.63063 | 15.594
2016-12-07 20:00 | 0.74348 | 0 | 0
2016-12-07 21:00 | 0.77315 | 0 | 0
2016-12-07 22:00 | 0.73982 | 0 | 0
2016-12-07 23:00 | 0.68875 | 0 | 0
2016-12-08 | 0.051578 | 0 | 7.797
2016-12-08 01:00 | 0 | 0 | 7.447
2016-12-08 02:00 | 0 | 0 | 7.0416
2016-12-08 03:00 | 0 | 0.068272 | 7.5795
2016-12-08 04:00 | 0 | 0.098198 | 7.797
2016-12-08 05:00 | 0.40593 | 0 | 0
2016-12-08 06:00 | 0.3653 | 0 | 0
2016-12-08 07:00 | 0.32379 | 0 | 0
2016-12-08 08:00 | 0.32749 | 0 | 0
2016-12-08 09:00 | 0 | 0 | 15.594
2016-12-08 10:00 | 0 | 0.78521 | 15.594
2016-12-08 11:00 | 0 | 0.78403 | 15.594
2016-12-08 12:00 | 0 | 0.37802 | 12.9895
2016-12-08 13:00 | 0 | 0 | 7.797
2016-12-08 14:00 | 0 | 0.48888 | 12.0465
2016-12-08 15:00 | 0 | 0.19196 | 7.797
2016-12-08 16:00 | 0 | 0.11335 | 7.224
2016-12-08 17:00 | 0 | 0.70515 | 15.594
2016-12-08 18:00 | 0 | 0.66633 | 15.594
2016-12-08 19:00 | 0 | 0.61731 | 15.594
2016-12-08 20:00 | 0.71784 | 0 | 0
2016-12-08 21:00 | 0.75528 | 0 | 0
2016-12-08 22:00 | 0.71691 | 0 | 0
2016-12-08 23:00 | 0.71021 | 0 | 0
2016-12-09 | 0.10287 | 0 | 6.8121
2016-12-09 01:00 | 0.043159 | 0 | 6.9364
2016-12-09 02:00 | 0.049437 | 0 | 6.1921
2016-12-09 03:00 | 0.034101 | 0 | 5.8782
2016-12-09 04:00 | 0 | 0 | 6.2285
2016-12-09 05:00 | 0.42498 | 0 | 0
2016-12-09 06:00 | 0.37481 | 0 | 0
2016-12-09 07:00 | 0.33944 | 0 | 0
2016-12-09 08:00 | 0 | 0 | 5.1037
2016-12-09 09:00 | 0 | 0.66258 | 15.594
2016-12-09 10:00 | 0 | 0 | 15.594
2016-12-09 11:00 | 0 | 0.75584 | 15.594
2016-12-09 12:00 | 0 | 0.49211 | 12.4033
2016-12-09 13:00 | 0 | 0.19592 | 7.797
2016-12-09 14:00 | 0 | 0.19976 | 7.797
2016-12-09 15:00 | 0 | 0.21038 | 7.797
2016-12-09 16:00 | 0 | 0.14884 | 7.7329
2016-12-09 17:00 | 0 | 0.71114 | 15.594
2016-12-09 18:00 | 0 | 0.69715 | 15.594
2016-12-09 19:00 | 0 | 0.65653 | 15.594
2016-12-09 20:00 | 0.67436 | 0 | 0
2016-12-09 21:00 | 0.70037 | 0 | 0
2016-12-09 22:00 | 0.73175 | 0 | 0
2016-12-09 23:00 | 0.66681 | 0 | 0
2016-12-10 | 0.026714 | 0 | 7.797
2016-12-10 01:00 | 0 | 0 | 7.298
2016-12-10 02:00 | 0 | 0 | 6.8439
2016-12-10 03:00 | 0 | 0 | 6.4111
2016-12-10 04:00 | 0.055481 | 0 | 5.5221
2016-12-10 05:00 | 0.39216 | 0 | 0
2016-12-10 06:00 | 0.35143 | 0 | 0
2016-12-10 07:00 | 0.32301 | 0 | 0
2016-12-10 08:00 | 0.34695 | 0 | 0
2016-12-10 09:00 | 0 | 0.093525 | 15.594
2016-12-10 10:00 | 0 | 0.70966 | 15.594
2016-12-10 11:00 | 0 | 0.7222 | 15.594
2016-12-10 12:00 | 0 | 0.46491 | 12.4708
2016-12-10 13:00 | 0 | 0.16979 | 7.797
2016-12-10 14:00 | 0 | 0.45207 | 12.0465
2016-12-10 15:00 | 0 | 0.10119 | 7.2516
2016-12-10 16:00 | 0 | 0.021743 | 6.4389
2016-12-10 17:00 | 0 | 0.70159 | 15.594
2016-12-10 18:00 | 0 | 0.67939 | 15.594
2016-12-10 19:00 | 0 | 0.61416 | 15.594
2016-12-10 20:00 | 0.77815 | 0 | 0
2016-12-10 21:00 | 0.78077 | 0 | 0
2016-12-10 22:00 | 0.75003 | 0 | 0
2016-12-10 23:00 | 0.7043 | 0 | 0
2016-12-11 | 0 | 0.20476 | 12.0465
2016-12-11 01:00 | 0.22535 | 0 | 5.1267
2016-12-11 02:00 | 0.11849 | 0 | 5.9148
2016-12-11 03:00 | 0 | 0 | 6.5549
2016-12-11 04:00 | 0 | 0 | 6.1089
2016-12-11 05:00 | 0.41089 | 0 | 0
2016-12-11 06:00 | 0.36253 | 0 | 0
2016-12-11 07:00 | 0.32334 | 0 | 0
2016-12-11 08:00 | 0 | 0 | 4.8516
2016-12-11 09:00 | 0 | 0 | 15.594
2016-12-11 10:00 | 0 | 0.69876 | 15.594
2016-12-11 11:00 | 0 | 0.76486 | 15.594
2016-12-11 12:00 | 0 | 0.60335 | 13.6073
2016-12-11 13:00 | 0 | 0.18648 | 7.797
2016-12-11 14:00 | 0 | 0.18818 | 7.797
2016-12-11 15:00 | 0 | 0.17708 | 7.6389
2016-12-11 16:00 | 0 | 0.096842 | 6.7499
2016-12-11 17:00 | 0 | 0.72091 | 15.594
2016-12-11 18:00 | 0 | 0.68542 | 15.594
2016-12-11 19:00 | 0 | 0.60835 | 15.594
2016-12-11 20:00 | 0.74973 | 0 | 0
2016-12-11 21:00 | 0.81918 | 0 | 0
2016-12-11 22:00 | 0.76831 | 0 | 0
2016-12-11 23:00 | 0.70059 | 0 | 0
2016-12-12 | 0.028934 | 0 | 7.797
2016-12-12 01:00 | 0 | 0 | 7.3983
2016-12-12 02:00 | 0 | 0 | 7.0695
2016-12-12 03:00 | 0.11901 | 0 | 5.0699
2016-12-12 04:00 | 0 | 0 | 6.2337
2016-12-12 05:00 | 0.40981 | 0 | 0
2016-12-12 06:00 | 0.36504 | 0 | 0
2016-12-12 07:00 | 0 | 0 | 4.7216
2016-12-12 08:00 | 0.30843 | 0 | 0
2016-12-12 09:00 | 0 | 0.098908 | 15.594
2016-12-12 10:00 | 0 | 0.75835 | 15.594
2016-12-12 11:00 | 0 | 0.75961 | 15.594
2016-12-12 12:00 | 0 | 0.53176 | 13.2422
2016-12-12 13:00 | 0 | 0.14371 | 7.797
2016-12-12 14:00 | 0 | 0.41706 | 12.0465
2016-12-12 15:00 | 0 | 0.098058 | 7.7148
2016-12-12 16:00 | 0 | 0.016542 | 6.8487
2016-12-12 17:00 | 0 | 0.67222 | 15.594
2016-12-12 18:00 | 0 | 0.65546 | 15.594
2016-12-12 19:00 | 0 | 0.57857 | 15.594
2016-12-12 20:00 | 0.79494 | 0 | 0
2016-12-12 21:00 | 0.85821 | 0 | 0
2016-12-12 22:00 | 0.78051 | 0 | 0
2016-12-12 23:00 | 0.7427 | 0 | 0
2016-12-13 | 0.082325 | 0 | 7.797
2016-12-13 01:00 | 0.014282 | 0 | 7.797
2016-12-13 02:00 | 0 | 0 | 7.2251
2016-12-13 03:00 | 0 | 0 | 6.632
2016-12-13 04:00 | 0 | 0.086648 | 7.4909
2016-12-13 05:00 | 0.41233 | 0 | 0
2016-12-13 06:00 | 0.34895 | 0 | 0
2016-12-13 07:00 | 0.31298 | 0 | 0
2016-12-13 08:00 | 0 | 0 | 4.9581
2016-12-13 09:00 | 0 | 0.75554 | 15.594
2016-12-13 10:00 | 0 | 0.14694 | 15.594
2016-12-13 11:00 | 0 | 0.75876 | 15.594
2016-12-13 12:00 | 0 | 0.50531 | 12.7579
2016-12-13 13:00 | 0 | 0.17186 | 7.797
2016-12-13 14:00 | 0 | 0.16358 | 7.797
2016-12-13 15:00 | 0 | 0.12806 | 7.797
2016-12-13 16:00 | 0 | 0.097858 | 7.717
2016-12-13 17:00 | 0 | 0.69656 | 15.594
2016-12-13 18:00 | 0 | 0.68713 | 15.594
2016-12-13 19:00 | 0 | 0.61864 | 15.594
2016-12-13 20:00 | 0.7736 | 0 | 0
2016-12-13 21:00 | 0.79861 | 0 | 0
2016-12-13 22:00 | 0.74063 | 0 | 0
2016-12-13 23:00 | 0.67865 | 0 | 0
2016-12-14 | 0.15122 | 0 | 6.376
2016-12-14 01:00 | 0 | 0 | 7.4257
2016-12-14 02:00 | 0.047935 | 0 | 6.171
2016-12-14 03:00 | 0.10913 | 0 | 4.9895
2016-12-14 04:00 | 0.12041 | 0 | 4.6859
2016-12-14 05:00 | 0.41558 | 0 | 0
2016-12-14 06:00 | 0.076442 | 0 | 4.2495
2016-12-14 07:00 | 0.31716 | 0 | 0
2016-12-14 08:00 | 0.039664 | 0 | 4.2495
2016-12-14 09:00 | 0 | 0 | 15.594
2016-12-14 10:00 | 0 | 0.75534 | 15.594
2016-12-14 11:00 | 0 | 0.77482 | 15.594
2016-12-14 12:00 | 0 | 0.58057 | 13.4273
2016-12-14 13:00 | 0 | 0.16321 | 7.797
2016-12-14 14:00 | 0 | 0.16617 | 7.797
2016-12-14 15:00 | 0 | 0.17279 | 7.797
2016-12-14 16:00 | 0 | 0.15616 | 7.7221
2016-12-14 17:00 | 0 | 0.70959 | 15.594
2016-12-14 18:00 | 0 | 0.66252 | 15.594
2016-12-14 19:00 | 0 | 0.58908 | 15.594
2016-12-14 20:00 | 0.75132 | 0 | 0
2016-12-14 21:00 | 0.82266 | 0 | 0
2016-12-14 22:00 | 0.75761 | 0 | 0
2016-12-14 23:00 | 0.70256 | 0 | 0
2016-12-15 | 0.21451 | 0 | 5.2837
2016-12-15 01:00 | 0.10708 | 0 | 5.6831
2016-12-15 02:00 | 0 | 0 | 6.7077
2016-12-15 03:00 | 0.15329 | 0 | 4.2495
2016-12-15 04:00 | 0 | 0 | 6.1836
2016-12-15 05:00 | 0.41251 | 0 | 0
2016-12-15 06:00 | 0.3475 | 0 | 0
2016-12-15 07:00 | 0 | 0 | 4.6241
2016-12-15 08:00 | 0 | 0 | 4.5442
2016-12-15 09:00 | 0 | 0 | 15.594
2016-12-15 10:00 | 0 | 0.39918 | 15.594
2016-12-15 11:00 | 0 | 0.7874 | 15.594
2016-12-15 12:00 | 0 | 0.6637 | 14.1707
2016-12-15 13:00 | 0 | 0.49149 | 12.1717
2016-12-15 14:00 | 0 | 0.18959 | 7.797
2016-12-15 15:00 | 0 | 0.15555 | 7.797
2016-12-15 16:00 | 0 | 0.10328 | 7.3823
2016-12-15 17:00 | 0 | 0.68665 | 15.594
2016-12-15 18:00 | 0 | 0.65201 | 15.594
2016-12-15 19:00 | 0 | 0.6014 | 15.594
2016-12-15 20:00 | 0.72701 | 0 | 0
2016-12-15 21:00 | 0.76882 | 0 | 0
2016-12-15 22:00 | 0.75432 | 0 | 0
2016-12-15 23:00 | 0.68258 | 0 | 0
2016-12-16 | 0.1091 | 0 | 6.915
2016-12-16 01:00 | 0.19439 | 0 | 5.0712
2016-12-16 02:00 | 0 | 0 | 7.1561
2016-12-16 03:00 | 0 | 0 | 6.6793
2016-12-16 04:00 | 0.17682 | 0 | 4.2495
2016-12-16 05:00 | 0.4265 | 0 | 0
2016-12-16 06:00 | 0.35753 | 0 | 0
2016-12-16 07:00 | 0 | 0 | 4.898
2016-12-16 08:00 | 0.071965 | 0 | 4.2495
2016-12-16 09:00 | 0 | 0 | 15.594
2016-12-16 10:00 | 0 | 0.73349 | 15.594
2016-12-16 11:00 | 0 | 0.75706 | 15.594
2016-12-16 12:00 | 0 | 0.59869 | 13.6106
2016-12-16 13:00 | 0 | 0 | 7.797
2016-12-16 14:00 | 0 | 0.38 | 12.0465
2016-12-16 15:00 | 0 | 0.15522 | 7.0171
2016-12-16 16:00 | 0 | 0.049363 | 6.2461
2016-12-16 17:00 | 0 | 0.72723 | 15.594
2016-12-16 18:00 | 0 | 0.70063 | 15.594
2016-12-16 19:00 | 0 | 0.62856 | 15.594
2016-12-16 20:00 | 0.78577 | 0 | 0
2016-12-16 21:00 | 0.81337 | 0 | 0
2016-12-16 22:00 | 0.7538 | 0 | 0
2016-12-16 23:00 | 0.69386 | 0 | 0
2016-12-17 | 0.053387 | 0 | 7.4574
2016-12-17 01:00 | 0 | 0 | 7.5629
2016-12-17 02:00 | 0 | 0 | 7.1987
2016-12-17 03:00 | 0 | 0 | 6.7663
2016-12-17 04:00 | 0.11313 | 0 | 4.4957
2016-12-17 05:00 | 0.38765 | 0 | 0
2016-12-17 06:00 | 0.34821 | 0 | 0
2016-12-17 07:00 | 0.31987 | 0 | 0
2016-12-17 08:00 | 0 | 0 | 5.0124
2016-12-17 09:00 | 0 | 0 | 15.594
2016-12-17 10:00 | 0 | 0.48675 | 15.594
2016-12-17 11:00 | 0 | 0.77371 | 15.594
2016-12-17 12:00 | 0 | 0.55934 | 13.1757
2016-12-17 13:00 | 0 | 0.18792 | 7.797
2016-12-17 14:00 | 0 | 0.445 | 12.0465
2016-12-17 15:00 | 0 | 0.14335 | 7.624
2016-12-17 16:00 | 0 | 0.068495 | 6.6066
2016-12-17 17:00 | 0 | 0.72912 | 15.594
2016-12-17 18:00 | 0 | 0.69767 | 15.594
2016-12-17 19:00 | 0 | 0.63888 | 15.594
2016-12-17 20:00 | 0.74714 | 0 | 0
2016-12-17 21:00 | 0.79417 | 0 | 0
2016-12-17 22:00 | 0.74263 | 0 | 0
2016-12-17 23:00 | 0.66907 | 0 | 0
2016-12-18 | 0.032301 | 0 | 7.797
2016-12-18 01:00 | 0 | 0.054168 | 7.797
2016-12-18 02:00 | 0 | 0.029443 | 7.085
2016-12-18 03:00 | 0 | 0 | 6.5497
2016-12-18 04:00 | 0 | 0.1123 | 7.797
2016-12-18 05:00 | 0.43153 | 0 | 0
2016-12-18 06:00 | 0.36508 | 0 | 0
2016-12-18 07:00 | 0.32667 | 0 | 0
2016-12-18 08:00 | 0.33726 | 0 | 0
2016-12-18 09:00 | 0 | 0 | 15.594
2016-12-18 10:00 | 0 | 0.7063 | 15.594
2016-12-18 11:00 | 0 | 0.7313 | 15.594
2016-12-18 12:00 | 0 | 0.52386 | 13.0697
2016-12-18 13:00 | 0 | 0.16276 | 7.797
2016-12-18 14:00 | 0 | 0.45103 | 12.0465
2016-12-18 15:00 | 0 | 0.099738 | 7.1772
2016-12-18 16:00 | 0 | 0.023544 | 6.2708
2016-12-18 17:00 | 0 | 0.71428 | 15.594
2016-12-18 18:00 | 0 | 0.70052 | 15.594
2016-12-18 19:00 | 0 | 0.6169 | 15.594
2016-12-18 20:00 | 0.7484 | 0 | 0
2016-12-18 21:00 | 0.79365 | 0 | 0
2016-12-18 22:00 | 0.71277 | 0 | 0
2016-12-18 23:00 | 0.66038 | 0 | 0
2016-12-19 | 0.01924 | 0 | 7.797
2016-12-19 01:00 | 0 | 0 | 7.4872
2016-12-19 02:00 | 0 | 0.029317 | 7.6633
2016-12-19 03:00 | 0 | 0 | 6.6987
2016-12-19 04:00 | 0 | 0.081437 | 7.797
2016-12-19 05:00 | 0.42972 | 0 | 0
2016-12-19 06:00 | 0.36704 | 0 | 0
2016-12-19 07:00 | 0.32016 | 0 | 0
2016-12-19 08:00 | 0.31765 | 0 | 0
2016-12-19 09:00 | 0 | 0 | 15.594
2016-12-19 10:00 | 0 | 0.61611 | 15.594
2016-12-19 11:00 | 0 | 0.76605 | 15.594
2016-12-19 12:00 | 0 | 0.4989 | 12.1949
2016-12-19 13:00 | 0 | 0.20553 | 7.797
2016-12-19 14:00 | 0 | 0.44189 | 12.0465
2016-12-19 15:00 | 0 | 0.14883 | 7.7939
2016-12-19 16:00 | 0 | 0.068646 | 7.0872
2016-12-19 17:00 | 0 | 0.70259 | 15.594
2016-12-19 18:00 | 0 | 0.67988 | 15.594
2016-12-19 19:00 | 0 | 0.60181 | 15.594
2016-12-19 20:00 | 0.76546 | 0 | 0
2016-12-19 21:00 | 0.82277 | 0 | 0
2016-12-19 22:00 | 0.47922 | 0 | 4.2495
2016-12-19 23:00 | 0.69038 | 0 | 0
2016-12-20 | 0.13137 | 0 | 6.7543
2016-12-20 01:00 | 0 | 0 | 7.4659
2016-12-20 02:00 | 0 | 0 | 7.0847
2016-12-20 03:00 | 0 | 0 | 7.0463
2016-12-20 04:00 | 0 | 0 | 6.6519
2016-12-20 05:00 | 0.42772 | 0 | 0
2016-12-20 06:00 | 0.35098 | 0 | 0
2016-12-20 07:00 | 0.29974 | 0 | 0
2016-12-20 08:00 | 0.3014 | 0 | 0
2016-12-20 09:00 | 0 | 0.75954 | 15.594
2016-12-20 10:00 | 0 | 0.70108 | 15.594
2016-12-20 11:00 | 0 | 0 | 15.594
2016-12-20 12:00 | 0 | 0.56459 | 13.0919
2016-12-20 13:00 | 0 | 0.20013 | 7.797
2016-12-20 14:00 | 0 | 0.19203 | 7.797
2016-12-20 15:00 | 0 | 0.16339 | 7.797
2016-12-20 16:00 | 0 | 0.14463 | 7.797
2016-12-20 17:00 | 0 | 0.71321 | 15.594
2016-12-20 18:00 | 0 | 0.67573 | 15.594
2016-12-20 19:00 | 0 | 0.6159 | 15.594
2016-12-20 20:00 | 0.73893 | 0 | 0
2016-12-20 21:00 | 0.78137 | 0 | 0
2016-12-20 22:00 | 0.7615 | 0 | 0
2016-12-20 23:00 | 0.69749 | 0 | 0
2016-12-21 | 0.15042 | 0 | 6.5949
2016-12-21 01:00 | 0.10534 | 0 | 6.1193
2016-12-21 02:00 | 0 | 0 | 7.1372
2016-12-21 03:00 | 0.10607 | 0 | 5.6525
2016-12-21 04:00 | 0.11349 | 0 | 5.1911
2016-12-21 05:00 | 0.41862 | 0 | 0
2016-12-21 06:00 | 0.34021 | 0 | 0
2016-12-21 07:00 | 0.023976 | 0 | 4.2495
2016-12-21 08:00 | 0.031635 | 0 | 4.2495
2016-12-21 09:00 | 0 | 0.35664 | 15.594
2016-12-21 10:00 | 0 | 0 | 15.594
2016-12-21 11:00 | 0 | 0.7679 | 15.594
2016-12-21 12:00 | 0 | 0.58007 | 13.2864
2016-12-21 13:00 | 0 | 0.49143 | 12.4693
2016-12-21 14:00 | 0 | 0.12462 | 7.1495
2016-12-21 15:00 | 0 | 0.1611 | 7.797
2016-12-21 16:00 | 0 | 0.15026 | 7.797
2016-12-21 17:00 | 0 | 0.72805 | 15.594
2016-12-21 18:00 | 0 | 0.71795 | 15.594
2016-12-21 19:00 | 0 | 0.65224 | 15.594
2016-12-21 20:00 | 0.69527 | 0 | 0
2016-12-21 21:00 | 0.76464 | 0 | 0
2016-12-21 22:00 | 0.74207 | 0 | 0
2016-12-21 23:00 | 0.68735 | 0 | 0
2016-12-22 | 0.045547 | 0 | 7.797
2016-12-22 01:00 | 0 | 0 | 7.1717
2016-12-22 02:00 | 0 | 0 | 6.8718
2016-12-22 03:00 | 0 | 0 | 6.5719
2016-12-22 04:00 | 0 | 0.031548 | 6.6739
2016-12-22 05:00 | 0.39486 | 0 | 0
2016-12-22 06:00 | 0.33981 | 0 | 0
2016-12-22 07:00 | 0.3071 | 0 | 0
2016-12-22 08:00 | 0.32086 | 0 | 0
2016-12-22 09:00 | 0 | 0 | 15.594
2016-12-22 10:00 | 0 | 0.31181 | 15.594
2016-12-22 11:00 | 0 | 0.74714 | 15.594
2016-12-22 12:00 | 0 | 0.55746 | 13.2349
2016-12-22 13:00 | 0 | 0.47594 | 12.1412
2016-12-22 14:00 | 0 | 0.204 | 7.652
2016-12-22 15:00 | 0 | 0.18337 | 7.797
2016-12-22 16:00 | 0 | 0.16742 | 7.797
2016-12-22 17:00 | 0 | 0.71884 | 15.594
2016-12-22 18:00 | 0 | 0.70455 | 15.594
2016-12-22 19:00 | 0 | 0.65971 | 15.594
2016-12-22 20:00 | 0.69752 | 0 | 0
2016-12-22 21:00 | 0.77371 | 0 | 0
2016-12-22 22:00 | 0.73689 | 0 | 0
2016-12-22 23:00 | 0.67943 | 0 | 0
2016-12-23 | 0.033448 | 0 | 7.797
2016-12-23 01:00 | 0 | 0 | 7.4115
2016-12-23 02:00 | 0 | 0.04684 | 7.7237
2016-12-23 03:00 | 0 | 0 | 6.6911
2016-12-23 04:00 | 0 | 0 | 6.2527
2016-12-23 05:00 | 0.41407 | 0 | 0
2016-12-23 06:00 | 0.35209 | 0 | 0
2016-12-23 07:00 | 0.31672 | 0 | 0
2016-12-23 08:00 | 0.30743 | 0 | 0
2016-12-23 09:00 | 0 | 0 | 15.594
2016-12-23 10:00 | 0 | 0.50906 | 15.594
2016-12-23 11:00 | 0 | 0.78107 | 15.594
2016-12-23 12:00 | 0 | 0.54734 | 12.8425
2016-12-23 13:00 | 0 | 0.20324 | 7.797
2016-12-23 14:00 | 0 | 0.21238 | 7.7629
2016-12-23 15:00 | 0 | 0.18685 | 7.797
2016-12-23 16:00 | 0 | 0.1813 | 7.797
2016-12-23 17:00 | 0 | 0.74126 | 15.594
2016-12-23 18:00 | 0 | 0.72157 | 15.594
2016-12-23 19:00 | 0 | 0.64617 | 15.594
2016-12-23 20:00 | 0.71758 | 0 | 0
2016-12-23 21:00 | 0.76272 | 0 | 0
2016-12-23 22:00 | 0.76516 | 0 | 0
2016-12-23 23:00 | 0.68672 | 0 | 0
2016-12-24 | 0.05291 | 0 | 7.797
2016-12-24 01:00 | 0 | 0.03256 | 7.797
2016-12-24 02:00 | 0 | 0 | 7.1036
2016-12-24 03:00 | 0 | 0.024737 | 6.8068
2016-12-24 04:00 | 0 | 0.11426 | 7.797
2016-12-24 05:00 | 0.42235 | 0 | 0
2016-12-24 06:00 | 0.36082 | 0 | 0
2016-12-24 07:00 | 0.33274 | 0 | 0
2016-12-24 08:00 | 0.32286 | 0 | 0
2016-12-24 09:00 | 0 | 0.7609 | 15.594
2016-12-24 10:00 | 0 | 0 | 15.594
2016-12-24 11:00 | 0 | 0.41124 | 15.594
2016-12-24 12:00 | 0 | 0.6474 | 14.1733
2016-12-24 13:00 | 0 | 0.54063 | 13.0534
2016-12-24 14:00 | 0 | 0.065623 | 6.5703
2016-12-24 15:00 | 0 | 0.1473 | 7.797
2016-12-24 16:00 | 0 | 0.14104 | 7.797
2016-12-24 17:00 | 0 | 0.71025 | 15.594
2016-12-24 18:00 | 0 | 0.69837 | 15.594
2016-12-24 19:00 | 0 | 0.60747 | 15.594
2016-12-24 20:00 | 0.77045 | 0 | 0
2016-12-24 21:00 | 0.80112 | 0 | 0
2016-12-24 22:00 | 0.75506 | 0 | 0
2016-12-24 23:00 | 0.69564 | 0 | 0
2016-12-25 | 0.32105 | 0 | 4.2495
2016-12-25 01:00 | 0.24468 | 0 | 4.2495
2016-12-25 02:00 | 0.22759 | 0 | 4.2495
2016-12-25 03:00 | 0.2018 | 0 | 4.2495
2016-12-25 04:00 | 0.17257 | 0 | 4.2495
2016-12-25 05:00 | 0.079087 | 0 | 5.2378
2016-12-25 06:00 | 0 | 0 | 5.4632
2016-12-25 07:00 | 0 | 0 | 4.8393
2016-12-25 08:00 | 0 | 0 | 5.0195
2016-12-25 09:00 | 0 | 0 | 15.594
2016-12-25 10:00 | 0 | 0.48025 | 15.594
2016-12-25 11:00 | 0 | 0.74833 | 15.594
2016-12-25 12:00 | 0 | 0.61361 | 13.9366
2016-12-25 13:00 | 0 | 0.55261 | 13.0026
2016-12-25 14:00 | 0 | 0.059137 | 6.2897
2016-12-25 15:00 | 0 | 0.13283 | 7.797
2016-12-25 16:00 | 0 | 0.11178 | 7.797
2016-12-25 17:00 | 0 | 0.7114 | 15.594
2016-12-25 18:00 | 0 | 0.69985 | 15.594
2016-12-25 19:00 | 0 | 0.62045 | 15.594
2016-12-25 20:00 | 0.74459 | 0 | 0
2016-12-25 21:00 | 0.81592 | 0 | 0
2016-12-25 22:00 | 0.79557 | 0 | 0
2016-12-25 23:00 | 0.68594 | 0 | 0
2016-12-26 | 0.23911 | 0 | 5.0084
2016-12-26 01:00 | 0.14959 | 0 | 5.1553
2016-12-26 02:00 | 0.16961 | 0 | 4.2495
2016-12-26 03:00 | 0.16387 | 0 | 4.2495
2016-12-26 04:00 | 0.16391 | 0 | 4.2495
2016-12-26 05:00 | 0 | 0 | 6.1476
2016-12-26 06:00 | 0 | 0 | 5.6236
2016-12-26 07:00 | 0 | 0 | 5.072
2016-12-26 08:00 | 0.34092 | 0 | 0
2016-12-26 09:00 | 0 | 0.76068 | 15.594
2016-12-26 10:00 | 0 | 0.7464 | 15.594
2016-12-26 11:00 | 0 | 0.75549 | 15.594
2016-12-26 12:00 | 0 | 0 | 14.1547
2016-12-26 13:00 | 0 | 0.21075 | 7.797
2016-12-26 14:00 | 0 | 0 | 7.797
2016-12-26 15:00 | 0 | 0.13601 | 7.797
2016-12-26 16:00 | 0 | 0.10188 | 7.4582
2016-12-26 17:00 | 0 | 0.71843 | 15.594
2016-12-26 18:00 | 0 | 0.68461 | 15.594
2016-12-26 19:00 | 0 | 0.61598 | 15.594
2016-12-26 20:00 | 0.45817 | 0 | 4.2495
2016-12-26 21:00 | 0.82695 | 0 | 0
2016-12-26 22:00 | 0.83132 | 0 | 0
2016-12-26 23:00 | 0.76298 | 0 | 0
2016-12-27 | 0.30538 | 0 | 5.3674
2016-12-27 01:00 | 0.2372 | 0 | 4.7344
2016-12-27 02:00 | 0.21243 | 0 | 4.3983
2016-12-27 03:00 | 0.13519 | 0 | 5.0877
2016-12-27 04:00 | 0.18552 | 0 | 4.2495
2016-12-27 05:00 | 0 | 0 | 6.2389
2016-12-27 06:00 | 0 | 0 | 5.5772
2016-12-27 07:00 | 0 | 0 | 4.8592
2016-12-27 08:00 | 0.31391 | 0 | 0
2016-12-27 09:00 | 0 | 0.77212 | 15.594
2016-12-27 10:00 | 0 | 0.77674 | 15.594
2016-12-27 11:00 | 0 | 0.7693 | 15.594
2016-12-27 12:00 | 0 | 0.58554 | 13.7173
2016-12-27 13:00 | 0 | 0.16398 | 7.797
2016-12-27 14:00 | 0 | 0.17087 | 7.797
2016-12-27 15:00 | 0 | 0.13387 | 7.797
2016-12-27 16:00 | 0 | 0.056253 | 7.3431
2016-12-27 17:00 | 0 | 0.65601 | 15.594
2016-12-27 18:00 | 0 | 0.037798 | 15.594
2016-12-27 19:00 | 0 | 0.60776 | 15.594
2016-12-27 20:00 | 0.72875 | 0 | 0
2016-12-27 21:00 | 0.78936 | 0 | 0
2016-12-27 22:00 | 0.79265 | 0 | 0
2016-12-27 23:00 | 0.73297 | 0 | 0
2016-12-28 | 0.23884 | 0 | 5.7394
2016-12-28 01:00 | 0.089331 | 0 | 6.3901
2016-12-28 02:00 | 0 | 0 | 7.0336
2016-12-28 03:00 | 0 | 0 | 6.7417
2016-12-28 04:00 | 0 | 0 | 6.7621
2016-12-28 05:00 | 0.45817 | 0 | 0
2016-12-28 06:00 | 0.39172 | 0 | 0
2016-12-28 07:00 | 0 | 0 | 4.9822
2016-12-28 08:00 | 0.047249 | 0 | 4.2495
2016-12-28 09:00 | 0 | 0.776 | 15.594
2016-12-28 10:00 | 0 | 0.57955 | 15.594
2016-12-28 11:00 | 0 | 0 | 15.594
2016-12-28 12:00 | 0 | 0.59098 | 13.7311
2016-12-28 13:00 | 0 | 0.16173 | 7.797
2016-12-28 14:00 | 0 | 0.43716 | 12.0465
2016-12-28 15:00 | 0 | 0.14792 | 7.7888
2016-12-28 16:00 | 0 | 0.072202 | 6.9902
2016-12-28 17:00 | 0 | 0.69911 | 15.594
2016-12-28 18:00 | 0 | 0.66656 | 15.594
2016-12-28 19:00 | 0 | 0.59903 | 15.594
2016-12-28 20:00 | 0.7373 | 0 | 0
2016-12-28 21:00 | 0.81108 | 0 | 0
2016-12-28 22:00 | 0.78999 | 0 | 0
2016-12-28 23:00 | 0.70737 | 0 | 0
2016-12-29 | 0.18024 | 0 | 5.7497
2016-12-29 01:00 | 0 | 0 | 6.9645
2016-12-29 02:00 | 0 | 0 | 6.7786
2016-12-29 03:00 | 0 | 0 | 6.7143
2016-12-29 04:00 | 0.11826 | 0 | 5.072
2016-12-29 05:00 | 0.1692 | 0 | 4.2495
2016-12-29 06:00 | 0.39997 | 0 | 0
2016-12-29 07:00 | 0.35564 | 0 | 0
2016-12-29 08:00 | 0 | 0 | 4.9874
2016-12-29 09:00 | 0 | 0.77267 | 15.594
2016-12-29 10:00 | 0 | 0.79975 | 15.594
2016-12-29 11:00 | 0 | 0.78096 | 15.594
2016-12-29 12:00 | 0 | 0.59092 | 13.4498
2016-12-29 13:00 | 0 | 0 | 7.797
2016-12-29 14:00 | 0 | 0.46994 | 12.0465
2016-12-29 15:00 | 0 | 0.17053 | 7.797
2016-12-29 16:00 | 0 | 0.077233 | 7.0262
2016-12-29 17:00 | 0 | 0.46968 | 15.594
2016-12-29 18:00 | 0 | 0 | 15.594
2016-12-29 19:00 | 0 | 0.59855 | 15.594
2016-12-29 20:00 | 0.76497 | 0 | 0
2016-12-29 21:00 | 0.29382 | 0 | 7.797
2016-12-29 22:00 | 0.84349 | 0 | 0
2016-12-29 23:00 | 0.78236 | 0 | 0
2016-12-30 | 0.22387 | 0 | 6.3933
2016-12-30 01:00 | 0.16648 | 0 | 5.7577
2016-12-30 02:00 | 0.051443 | 0 | 6.5808
2016-12-30 03:00 | 0 | 0 | 6.5956
2016-12-30 04:00 | 0 | 0 | 6.4778
2016-12-30 05:00 | 0.43538 | 0 | 0
2016-12-30 06:00 | 0.38391 | 0 | 0
2016-12-30 07:00 | 0 | 0 | 5.1373
2016-12-30 08:00 | 0.32331 | 0 | 0
2016-12-30 09:00 | 0 | 0 | 15.594
2016-12-30 10:00 | 0 | 0.71981 | 15.594
2016-12-30 11:00 | 0 | 0.74455 | 15.594
2016-12-30 12:00 | 0 | 0.48829 | 12.5829
2016-12-30 13:00 | 0 | 0.18452 | 7.797
2016-12-30 14:00 | 0 | 0.45384 | 12.0465
2016-12-30 15:00 | 0 | 0.12976 | 7.5464
2016-12-30 16:00 | 0 | 0.046792 | 6.7042
2016-12-30 17:00 | 0 | 0.7091 | 15.594
2016-12-30 18:00 | 0 | 0.6684 | 15.594
2016-12-30 19:00 | 0 | 0.58515 | 15.594
2016-12-30 20:00 | 0.80086 | 0 | 0
2016-12-30 21:00 | 0.81311 | 0 | 0
2016-12-30 22:00 | 0.78037 | 0 | 0
2016-12-30 23:00 | 0.71613 | 0 | 0
2016-12-31 | 0.070152 | 0 | 7.797
2016-12-31 01:00 | 0.008769 | 0 | 7.797
2016-12-31 02:00 | 0 | 0 | 7.3079
2016-12-31 03:00 | 0 | 0 | 6.8978
2016-12-31 04:00 | 0 | 0 | 6.6462
2016-12-31 05:00 | 0.4373 | 0 | 0
2016-12-31 06:00 | 0 | 0.012648 | 5.5795
2016-12-31 07:00 | 0.32808 | 0 | 0
2016-12-31 08:00 | 0.32567 | 0 | 0
2016-12-31 09:00 | 0 | 0.51451 | 15.594
2016-12-31 10:00 | 0 | 0.70966 | 15.594
2016-12-31 11:00 | 0 | 0.70666 | 15.594
2016-12-31 12:00 | 0 | 0.13361 | 7.797
2016-12-31 13:00 | 0 | 0.14078 | 7.797
2016-12-31 14:00 | 0 | 0.41211 | 12.0465
2016-12-31 15:00 | 0 | 0.11523 | 7.4429
2016-12-31 16:00 | 0 | 0.035709 | 6.7347
2016-12-31 17:00 | 0 | 0.69423 | 15.594
2016-12-31 18:00 | 0 | 0.67447 | 15.594
2016-12-31 19:00 | 0 | 0.59326 | 15.594
2016-12-31 20:00 | 0.75584 | 0 | 0
2016-12-31 21:00 | 0.79557 | 0 | 0
2016-12-31 22:00 | 0.76335 | 0 | 0
2016-12-31 23:00 | 0.70663 | 0 | 0
2017-01-01 | 0.051393 | 0 | 7.797
2017-01-01 01:00 | 0 | 0 | 7.0355
2017-01-01 02:00 | 0 | 0 | 6.5904
2017-01-01 03:00 | 0 | 0.052087 | 6.9994
2017-01-01 04:00 | 0 | 0.13775 | 7.797
2017-01-01 05:00 | 0.40848 | 0 | 0
2017-01-01 06:00 | 0.37004 | 0 | 0
2017-01-01 07:00 | 0.28457 | 0 | 0
2017-01-01 08:00 | 0.30451 | 0 | 0
2017-01-01 09:00 | 0 | 0 | 15.594
2017-01-01 10:00 | 0 | 0.75961 | 15.594
2017-01-01 11:00 | 0 | 0.75428 | 15.594
2017-01-01 12:00 | 0 | 0.31011 | 12.628
2017-01-01 13:00 | 0 | 0.19669 | 7.797
2017-01-01 14:00 | 0 | 0.19085 | 7.797
2017-01-01 15:00 | 0 | 0.18248 | 7.797
2017-01-01 16:00 | 0 | 0.17816 | 7.797
2017-01-01 17:00 | 0 | 0.74285 | 15.594
2017-01-01 18:00 | 0 | 0.7202 | 15.594
2017-01-01 19:00 | 0 | 0.69501 | 15.594
2017-01-01 20:00 | 0.62482 | 0 | 0
2017-01-01 21:00 | 0.70533 | 0 | 0
2017-01-01 22:00 | 0.70566 | 0 | 0
2017-01-01 23:00 | 0.62393 | 0 | 0
2017-01-02 | 0.12005 | 0 | 6.1824
2017-01-02 01:00 | 0.085202 | 0 | 6.0456
2017-01-02 02:00 | 0.05932 | 0 | 6.1887
2017-01-02 03:00 | 0 | 0 | 6.8103
2017-01-02 04:00 | 0 | 0 | 6.4721
2017-01-02 05:00 | 0.40426 | 0 | 0
2017-01-02 06:00 | 0.3683 | 0 | 0
2017-01-02 07:00 | 0.28142 | 0 | 0
2017-01-02 08:00 | 0.29075 | 0 | 0
2017-01-02 09:00 | 0 | 0 | 15.594
2017-01-02 10:00 | 0 | 0.58173 | 15.594
2017-01-02 11:00 | 0 | 0.77907 | 15.594
2017-01-02 12:00 | 0 | 0.20772 | 7.797
2017-01-02 13:00 | 0 | 0.21519 | 7.797
2017-01-02 14:00 | 0 | 0.48081 | 12.0465
2017-01-02 15:00 | 0 | 0.18038 | 7.797
2017-01-02 16:00 | 0 | 0.15384 | 7.5217
2017-01-02 17:00 | 0 | 0.73449 | 15.594
2017-01-02 18:00 | 0 | 0.71484 | 15.594
2017-01-02 19:00 | 0 | 0.68217 | 15.594
2017-01-02 20:00 | 0.64509 | 0 | 0
2017-01-02 21:00 | 0.75228 | 0 | 0
2017-01-02 22:00 | 0.76346 | 0 | 0
2017-01-02 23:00 | 0.65016 | 0 | 0
2017-01-03 | 0.039052 | 0 | 7.3654
2017-01-03 01:00 | 0 | 0 | 7.2057
2017-01-03 02:00 | 0.075666 | 0 | 5.9433
2017-01-03 03:00 | 0 | 0 | 6.7006
2017-01-03 04:00 | 0 | 0 | 6.5119
2017-01-03 05:00 | 0.41655 | 0 | 0
2017-01-03 06:00 | 0.37303 | 0 | 0
2017-01-03 07:00 | 0.2849 | 0 | 0
2017-01-03 08:00 | 0.26884 | 0 | 0
2017-01-03 09:00 | 0 | 0 | 15.594
2017-01-03 10:00 | 0 | 0.17062 | 15.594
2017-01-03 11:00 | 0 | 0.82469 | 15.594
2017-01-03 12:00 | 0 | 0.51299 | 12.217
2017-01-03 13:00 | 0 | 0.22218 | 7.797
2017-01-03 14:00 | 0 | 0.49358 | 12.0465
2017-01-03 15:00 | 0 | 0.19551 | 7.6792
2017-01-03 16:00 | 0 | 0.14979 | 6.9794
2017-01-03 17:00 | 0 | 0.75576 | 15.594
2017-01-03 18:00 | 0 | 0.72823 | 15.594
2017-01-03 19:00 | 0 | 0.67688 | 15.594
2017-01-03 20:00 | 0.61772 | 0 | 0
2017-01-03 21:00 | 0.70896 | 0 | 0
2017-01-03 22:00 | 0.70836 | 0 | 0
2017-01-03 23:00 | 0.66078 | 0 | 0
2017-01-04 | 0.038227 | 0 | 7.0458
2017-01-04 01:00 | 0.083284 | 0 | 6.0223
2017-01-04 02:00 | 0.091702 | 0 | 5.568
2017-01-04 03:00 | 0 | 0 | 6.5308
2017-01-04 04:00 | 0 | 0 | 6.1656
2017-01-04 05:00 | 0.41536 | 0 | 0
2017-01-04 06:00 | 0.3727 | 0 | 0
2017-01-04 07:00 | 0.29134 | 0 | 0
2017-01-04 08:00 | 0.28061 | 0 | 0
2017-01-04 09:00 | 0 | 0 | 15.594
2017-01-04 10:00 | 0 | 0.8076 | 15.594
2017-01-04 11:00 | 0 | 0.1177 | 15.594
2017-01-04 12:00 | 0 | 0.53275 | 12.2809
2017-01-04 13:00 | 0 | 0.22285 | 7.797
2017-01-04 14:00 | 0 | 0.51249 | 12.0465
2017-01-04 15:00 | 0 | 0.20243 | 7.797
2017-01-04 16:00 | 0 | 0.18835 | 7.3739
2017-01-04 17:00 | 0 | 0.75406 | 15.594
2017-01-04 18:00 | 0 | 0.71625 | 15.594
2017-01-04 19:00 | 0 | 0.67577 | 15.594
2017-01-04 20:00 | 0.6505 | 0 | 0
2017-01-04 21:00 | 0.75228 | 0 | 0
2017-01-04 22:00 | 0.74574 | 0 | 0
2017-01-04 23:00 | 0.65686 | 0 | 0
2017-01-05 | 0.017464 | 0 | 7.797
2017-01-05 01:00 | 0 | 0 | 7.3287
2017-01-05 02:00 | 0.065656 | 0 | 6.1356
2017-01-05 03:00 | 0 | 0 | 6.3879
2017-01-05 04:00 | 0 | 0 | 6.0975
2017-01-05 05:00 | 0.39982 | 0 | 0
2017-01-05 06:00 | 0.38869 | 0 | 0
2017-01-05 07:00 | 0.29755 | 0 | 0
2017-01-05 08:00 | 0.29448 | 0 | 0
2017-01-05 09:00 | 0 | 0.53186 | 15.594
2017-01-05 10:00 | 0 | 0.80915 | 15.594
2017-01-05 11:00 | 0 | 0 | 15.594
2017-01-05 12:00 | 0 | 0.2365 | 7.797
2017-01-05 13:00 | 0 | 0.23332 | 7.797
2017-01-05 14:00 | 0 | 0.49106 | 12.0465
2017-01-05 15:00 | 0 | 0.19536 | 7.7228
2017-01-05 16:00 | 0 | 0.11654 | 7.0585
2017-01-05 17:00 | 0 | 0.71654 | 15.594
2017-01-05 18:00 | 0 | 0.70526 | 15.594
2017-01-05 19:00 | 0 | 0.69464 | 15.594
2017-01-05 20:00 | 0.67814 | 0 | 0
2017-01-05 21:00 | 0.77707 | 0 | 0
2017-01-05 22:00 | 0.74141 | 0 | 0
2017-01-05 23:00 | 0.66126 | 0 | 0
2017-01-06 | 0.011322 | 0 | 7.797
2017-01-06 01:00 | 0 | 0 | 7.6778
2017-01-06 02:00 | 0 | 0 | 6.8869
2017-01-06 03:00 | 0 | 0 | 6.6065
2017-01-06 04:00 | 0 | 0.10145 | 7.5845
2017-01-06 05:00 | 0.43527 | 0 | 0
2017-01-06 06:00 | 0.40855 | 0 | 0
2017-01-06 07:00 | 0.32974 | 0 | 0
2017-01-06 08:00 | 0.31783 | 0 | 0
2017-01-06 09:00 | 0 | 0.017438 | 15.594
2017-01-06 10:00 | 0 | 0.76738 | 15.594
2017-01-06 11:00 | 0 | 0.79646 | 15.594
2017-01-06 12:00 | 0 | 0.21856 | 7.797
2017-01-06 13:00 | 0 | 0.20298 | 7.797
2017-01-06 14:00 | 0 | 0.20875 | 7.797
2017-01-06 15:00 | 0 | 0.19247 | 7.797
2017-01-06 16:00 | 0 | 0.19432 | 7.797
2017-01-06 17:00 | 0 | 0.75447 | 15.594
2017-01-06 18:00 | 0 | 0.71532 | 15.594
2017-01-06 19:00 | 0 | 0.66208 | 15.594
2017-01-06 20:00 | 0.67773 | 0 | 0
2017-01-06 21:00 | 0.74551 | 0 | 0
2017-01-06 22:00 | 0.72672 | 0 | 0
2017-01-06 23:00 | 0.66274 | 0 | 0
2017-01-07 | 0.091618 | 0 | 6.7317
2017-01-07 01:00 | 0.071515 | 0 | 6.2196
2017-01-07 02:00 | 0 | 0 | 6.8841
2017-01-07 03:00 | 0 | 0 | 6.5904
2017-01-07 04:00 | 0.095181 | 0 | 5.0699
2017-01-07 05:00 | 0.42165 | 0 | 0
2017-01-07 06:00 | 0.12143 | 0 | 4.2495
2017-01-07 07:00 | 0.33189 | 0 | 0
2017-01-07 08:00 | 0.32305 | 0 | 0
2017-01-07 09:00 | 0 | 0 | 15.594
2017-01-07 10:00 | 0 | 0.7662 | 15.594
2017-01-07 11:00 | 0 | 0.49672 | 15.594
2017-01-07 12:00 | 0 | 0.51386 | 12.6113
2017-01-07 13:00 | 0 | 0.18559 | 7.797
2017-01-07 14:00 | 0 | 0.47249 | 12.0465
2017-01-07 15:00 | 0 | 0.12031 | 7.1024
2017-01-07 16:00 | 0 | 0.084506 | 6.4243
2017-01-07 17:00 | 0 | 0.7427 | 15.594
2017-01-07 18:00 | 0 | 0.70259 | 15.594
2017-01-07 19:00 | 0 | 0.64528 | 15.594
2017-01-07 20:00 | 0.67751 | 0 | 0
2017-01-07 21:00 | 0.75539 | 0 | 0
2017-01-07 22:00 | 0.75806 | 0 | 0
2017-01-07 23:00 | 0.69231 | 0 | 0
2017-01-08 | 0.020387 | 0 | 7.797
2017-01-08 01:00 | 0 | 0 | 7.3037
2017-01-08 02:00 | 0 | 0 | 6.7715
2017-01-08 03:00 | 0 | 0 | 6.4683
2017-01-08 04:00 | 0 | 0.074185 | 7.2266
2017-01-08 05:00 | 0.42705 | 0 | 0
2017-01-08 06:00 | 0.39882 | 0 | 0
2017-01-08 07:00 | 0.30451 | 0 | 0
2017-01-08 08:00 | 0.30196 | 0 | 0
2017-01-08 09:00 | 0 | 0 | 15.594
2017-01-08 10:00 | 0 | 0.78218 | 15.594
2017-01-08 11:00 | 0 | 0.22901 | 15.594
2017-01-08 12:00 | 0 | 0.4958 | 12.2929
2017-01-08 13:00 | 0 | 0.2089 | 7.797
2017-01-08 14:00 | 0 | 0.46531 | 12.0465
2017-01-08 15:00 | 0 | 0.18504 | 7.797
2017-01-08 16:00 | 0 | 0.1615 | 7.1645
2017-01-08 17:00 | 0 | 0.77411 | 15.594
2017-01-08 18:00 | 0 | 0.73826 | 15.594
2017-01-08 19:00 | 0 | 0.69012 | 15.594
2017-01-08 20:00 | 0.66285 | 0 | 0
2017-01-08 21:00 | 0.80575 | 0 | 0
2017-01-08 22:00 | 0.7588 | 0 | 0
2017-01-08 23:00 | 0.68313 | 0 | 0
2017-01-09 | 0.029711 | 0 | 7.797
2017-01-09 01:00 | 0 | 0 | 7.3514
2017-01-09 02:00 | 0 | 0 | 7.4247
2017-01-09 03:00 | 0 | 0 | 6.7947
2017-01-09 04:00 | 0 | 0.082343 | 7.5489
2017-01-09 05:00 | 0.4188 | 0 | 0
2017-01-09 06:00 | 0.38754 | 0 | 0
2017-01-09 07:00 | 0.29855 | 0 | 0
2017-01-09 08:00 | 0.29822 | 0 | 0
2017-01-09 09:00 | 0 | 0 | 15.594
2017-01-09 10:00 | 0 | 0.63199 | 15.594
2017-01-09 11:00 | 0 | 0.75658 | 15.594
2017-01-09 12:00 | 0 | 0.4544 | 12.1241
2017-01-09 13:00 | 0 | 0.1601 | 7.797
2017-01-09 14:00 | 0 | 0.44985 | 12.0465
2017-01-09 15:00 | 0 | 0.11204 | 7.1217
2017-01-09 16:00 | 0 | 0.054512 | 6.2911
2017-01-09 17:00 | 0 | 0.72024 | 15.594
2017-01-09 18:00 | 0 | 0.7158 | 15.594
2017-01-09 19:00 | 0 | 0.67473 | 15.594
2017-01-09 20:00 | 0.68465 | 0 | 0
2017-01-09 21:00 | 0.77944 | 0 | 0
2017-01-09 22:00 | 0.7498 | 0 | 0
2017-01-09 23:00 | 0.69005 | 0 | 0
2017-01-10 | 0.053872 | 0 | 7.797
2017-01-10 01:00 | 0 | 0 | 7.5501
2017-01-10 02:00 | 0 | 0 | 7.0416
2017-01-10 03:00 | 0 | 0 | 6.5175
2017-01-10 04:00 | 0 | 0.068568 | 7.1283
2017-01-10 05:00 | 0.41566 | 0 | 0
2017-01-10 06:00 | 0.38273 | 0 | 0
2017-01-10 07:00 | 0.29618 | 0 | 0
2017-01-10 08:00 | 0.27854 | 0 | 0
2017-01-10 09:00 | 0 | 0.4166 | 15.594
2017-01-10 10:00 | 0 | 0 | 15.594
2017-01-10 11:00 | 0 | 0.79028 | 15.594
2017-01-10 12:00 | 0 | 0.50911 | 12.2058
2017-01-10 13:00 | 0 | 0.21219 | 7.797
2017-01-10 14:00 | 0 | 0.48744 | 12.0465
2017-01-10 15:00 | 0 | 0.14097 | 7.0799
2017-01-10 16:00 | 0 | 0.073599 | 6.257
2017-01-10 17:00 | 0 | 0.72834 | 15.594
2017-01-10 18:00 | 0 | 0.69997 | 15.594
2017-01-10 19:00 | 0 | 0.67173 | 15.594
2017-01-10 20:00 | 0.64284 | 0 | 0
2017-01-10 21:00 | 0.7252 | 0 | 0
2017-01-10 22:00 | 0.7175 | 0 | 0
2017-01-10 23:00 | 0.66334 | 0 | 0
2017-01-11 | 0.061247 | 0 | 7.1507
2017-01-11 01:00 | 0.063276 | 0 | 6.5288
2017-01-11 02:00 | 0 | 0 | 6.9305
2017-01-11 03:00 | 0 | 0 | 6.3596
2017-01-11 04:00 | 0 | 0 | 6.0985
2017-01-11 05:00 | 0.40315 | 0 | 0
2017-01-11 06:00 | 0.38706 | 0 | 0
2017-01-11 07:00 | 0.31221 | 0 | 0
2017-01-11 08:00 | 0.29323 | 0 | 0
2017-01-11 09:00 | 0 | 0 | 15.594
2017-01-11 10:00 | 0 | 0.78573 | 15.594
2017-01-11 11:00 | 0 | 0.65987 | 15.594
2017-01-11 12:00 | 0 | 0.20202 | 7.797
2017-01-11 13:00 | 0 | 0.18304 | 7.797
2017-01-11 14:00 | 0 | 0.46683 | 12.0465
2017-01-11 15:00 | 0 | 0.15391 | 7.3801
2017-01-11 16:00 | 0 | 0.081249 | 6.5383
2017-01-11 17:00 | 0 | 0.74244 | 15.594
2017-01-11 18:00 | 0 | 0.73426 | 15.594
2017-01-11 19:00 | 0 | 0.6885 | 15.594
2017-01-11 20:00 | 0.64469 | 0 | 0
2017-01-11 21:00 | 0.7467 | 0 | 0
2017-01-11 22:00 | 0.74677 | 0 | 0
2017-01-11 23:00 | 0.67536 | 0 | 0
2017-01-12 | 0.014134 | 0 | 7.797
2017-01-12 01:00 | 0.00022594 | 0 | 7.3192
2017-01-12 02:00 | 0 | 0.0018516 | 6.8118
2017-01-12 03:00 | 0 | 0.020896 | 6.4219
2017-01-12 04:00 | 0.0032773 | 0 | 6.1379
2017-01-12 05:00 | 0.40804 | 0 | 0
2017-01-12 06:00 | 0.37851 | 0 | 0
2017-01-12 07:00 | 0.3051 | 0 | 0
2017-01-12 08:00 | 0.28505 | 0 | 0
2017-01-12 09:00 | 0 | 0.8066 | 15.594
2017-01-12 10:00 | 0 | 0 | 15.594
2017-01-12 11:00 | 0 | 0.78792 | 15.594
2017-01-12 12:00 | 0 | 0.20701 | 7.797
2017-01-12 13:00 | 0 | 0.18548 | 7.797
2017-01-12 14:00 | 0 | 0.1705 | 7.797
2017-01-12 15:00 | 0 | 0.11346 | 7.5943
2017-01-12 16:00 | 0 | 0.09622 | 7.04
2017-01-12 17:00 | 0 | 0.71983 | 15.594
2017-01-12 18:00 | 0 | 0.71229 | 15.594
2017-01-12 19:00 | 0 | 0.68561 | 15.594
2017-01-12 20:00 | 0.64861 | 0 | 0
2017-01-12 21:00 | 0.73586 | 0 | 0
2017-01-12 22:00 | 0.73811 | 0 | 0
2017-01-12 23:00 | 0.67114 | 0 | 0
2017-01-13 | 0.036432 | 0 | 7.4514
2017-01-13 01:00 | 0 | 0.025084 | 7.2322
2017-01-13 02:00 | 0 | 0.036955 | 6.8031
2017-01-13 03:00 | 0.0075189 | 0 | 6.0851
2017-01-13 04:00 | 0 | 0.014329 | 5.7713
2017-01-13 05:00 | 0.38332 | 0 | 0
2017-01-13 06:00 | 0.36789 | 0 | 0
2017-01-13 07:00 | 0.30003 | 0 | 0
2017-01-13 08:00 | 0.28013 | 0 | 0
2017-01-13 09:00 | 0 | 0 | 15.594
2017-01-13 10:00 | 0 | 0.78773 | 15.594
2017-01-13 11:00 | 0 | 0.79713 | 15.594
2017-01-13 12:00 | 0 | 0.04135 | 7.797
2017-01-13 13:00 | 0 | 0.22304 | 7.797
2017-01-13 14:00 | 0 | 0.48226 | 12.0465
2017-01-13 15:00 | 0 | 0.12346 | 7.0055
2017-01-13 16:00 | 0 | 0.039845 | 6.1419
2017-01-13 17:00 | 0 | 0.7222 | 15.594
2017-01-13 18:00 | 0 | 0.70933 | 15.594
2017-01-13 19:00 | 0 | 0.66911 | 15.594
2017-01-13 20:00 | 0.66685 | 0 | 0
2017-01-13 21:00 | 0.76283 | 0 | 0
2017-01-13 22:00 | 0.75709 | 0 | 0
2017-01-13 23:00 | 0.69153 | 0 | 0
2017-01-14 | 0.003663 | 0 | 7.797
2017-01-14 01:00 | 0 | 0.02735 | 7.5062
2017-01-14 02:00 | 0 | 0.045449 | 7.0489
2017-01-14 03:00 | 0 | 0.03271 | 6.5932
2017-01-14 04:00 | 0 | 0.02927 | 6.3345
2017-01-14 05:00 | 0.40004 | 0 | 0
2017-01-14 06:00 | 0.37041 | 0 | 0
2017-01-14 07:00 | 0.30473 | 0 | 0
2017-01-14 08:00 | 0.31187 | 0 | 0
2017-01-14 09:00 | 0 | 0.67676 | 15.594
2017-01-14 10:00 | 0 | 0 | 15.594
2017-01-14 11:00 | 0 | 0.79117 | 15.594
2017-01-14 12:00 | 0 | 0.22463 | 7.797
2017-01-14 13:00 | 0 | 0.22263 | 7.797
2017-01-14 14:00 | 0 | 0.49787 | 12.0465
2017-01-14 15:00 | 0 | 0.077288 | 6.2247
2017-01-14 16:00 | 0.015068 | 0 | 5.4787
2017-01-14 17:00 | 0 | 0.74052 | 15.594
2017-01-14 18:00 | 0 | 0.7107 | 15.594
2017-01-14 19:00 | 0 | 0.67336 | 15.594
2017-01-14 20:00 | 0.65224 | 0 | 0
2017-01-14 21:00 | 0.7612 | 0 | 0
2017-01-14 22:00 | 0.73415 | 0 | 0
2017-01-14 23:00 | 0.64898 | 0 | 0
2017-01-15 | 0 | 0.002701 | 7.797
2017-01-15 01:00 | 0 | 0.024155 | 7.4999
2017-01-15 02:00 | 0 | 0.023456 | 7.095
2017-01-15 03:00 | 0 | 0.015857 | 6.7699
2017-01-15 04:00 | 0.006527 | 0 | 6.4923
2017-01-15 05:00 | 0.42679 | 0 | 0
2017-01-15 06:00 | 0.37507 | 0 | 0
2017-01-15 07:00 | 0.30336 | 0 | 0
2017-01-15 08:00 | 0.30129 | 0 | 0
2017-01-15 09:00 | 0 | 0.76956 | 15.594
2017-01-15 10:00 | 0 | 0.0099963 | 15.594
2017-01-15 11:00 | 0 | 0.7629 | 15.594
2017-01-15 12:00 | 0 | 0.20609 | 7.797
2017-01-15 13:00 | 0 | 0.20239 | 7.797
2017-01-15 14:00 | 0 | 0.48141 | 12.0465
2017-01-15 15:00 | 0 | 0.1267 | 6.9467
2017-01-15 16:00 | 0 | 0.067186 | 6.2762
2017-01-15 17:00 | 0 | 0.72694 | 15.594
2017-01-15 18:00 | 0 | 0.70463 | 15.594
2017-01-15 19:00 | 0 | 0.67244 | 15.594
2017-01-15 20:00 | 0.68258 | 0 | 0
2017-01-15 21:00 | 0.77082 | 0 | 0
2017-01-15 22:00 | 0.72712 | 0 | 0
2017-01-15 23:00 | 0.66785 | 0 | 0
2017-01-16 | 0.00629 | 0 | 7.797
2017-01-16 01:00 | 0 | 0.014083 | 7.3848
2017-01-16 02:00 | 0 | 0 | 6.9749
2017-01-16 03:00 | 0 | 0 | 6.719
2017-01-16 04:00 | 0 | 0 | 6.5076
2017-01-16 05:00 | 0.44474 | 0 | 0
2017-01-16 06:00 | 0.38898 | 0 | 0
2017-01-16 07:00 | 0.29482 | 0 | 0
2017-01-16 08:00 | 0.29855 | 0 | 0
2017-01-16 09:00 | 0 | 0.77552 | 15.594
2017-01-16 10:00 | 0 | 0.77992 | 15.594
2017-01-16 11:00 | 0 | 0.017884 | 15.594
2017-01-16 12:00 | 0 | 0.2257 | 7.797
2017-01-16 13:00 | 0 | 0.22733 | 7.797
2017-01-16 14:00 | 0 | 0.49828 | 12.0465
2017-01-16 15:00 | 0 | 0.070878 | 6.2719
2017-01-16 16:00 | 0.0083319 | 0 | 5.4381
2017-01-16 17:00 | 0 | 0.72501 | 15.594
2017-01-16 18:00 | 0 | 0.69597 | 15.594
2017-01-16 19:00 | 0 | 0.6835 | 15.594
2017-01-16 20:00 | 0.6569 | 0 | 0
2017-01-16 21:00 | 0.72849 | 0 | 0
2017-01-16 22:00 | 0.72513 | 0 | 0
2017-01-16 23:00 | 0.66437 | 0 | 0
2017-01-17 | 0.019314 | 0 | 7.797
2017-01-17 01:00 | 0 | 0.0002283 | 7.5497
2017-01-17 02:00 | 0.002653 | 0 | 7.0077
2017-01-17 03:00 | 0.012317 | 0 | 6.6032
2017-01-17 04:00 | 0.01105 | 0 | 6.3465
2017-01-17 05:00 | 0.43701 | 0 | 0
2017-01-17 06:00 | 0.37818 | 0 | 0
2017-01-17 07:00 | 0.29659 | 0 | 0
2017-01-17 08:00 | 0.30162 | 0 | 0
2017-01-17 09:00 | 0 | 0.77826 | 15.594
2017-01-17 10:00 | 0 | 0.75217 | 15.594
2017-01-17 11:00 | 0 | 0.14524 | 15.594
2017-01-17 12:00 | 0 | 0.21493 | 7.797
2017-01-17 13:00 | 0 | 0.21219 | 7.797
2017-01-17 14:00 | 0 | 0.48492 | 12.0465
2017-01-17 15:00 | 0 | 0.062058 | 6.3833
2017-01-17 16:00 | 0.044054 | 0 | 5.6105
2017-01-17 17:00 | 0 | 0.70825 | 15.594
2017-01-17 18:00 | 0 | 0.71366 | 15.594
2017-01-17 19:00 | 0 | 0.70737 | 15.594
2017-01-17 20:00 | 0.60613 | 0 | 0
2017-01-17 21:00 | 0.73216 | 0 | 0
2017-01-17 22:00 | 0.75191 | 0 | 0
2017-01-17 23:00 | 0.68746 | 0 | 0
2017-01-18 | 0.043845 | 0 | 7.797
2017-01-18 01:00 | 0.025372 | 0 | 7.2768
2017-01-18 02:00 | 0 | 0 | 7.1712
2017-01-18 03:00 | 0 | 0.0004196 | 6.4368
2017-01-18 04:00 | 0 | 0 | 6.3009
2017-01-18 05:00 | 0.43845 | 0 | 0
2017-01-18 06:00 | 0.38739 | 0 | 0
2017-01-18 07:00 | 0.29933 | 0 | 0
2017-01-18 08:00 | 0.29737 | 0 | 0
2017-01-18 09:00 | 0 | 0 | 15.594
2017-01-18 10:00 | 0 | 0.64898 | 15.594
2017-01-18 11:00 | 0 | 0.78917 | 15.594
2017-01-18 12:00 | 0 | 0.22733 | 7.797
2017-01-18 13:00 | 0 | 0.19477 | 7.797
2017-01-18 14:00 | 0 | 0.48451 | 12.0465
2017-01-18 15:00 | 0 | 0.13936 | 7.5707
2017-01-18 16:00 | 0 | 0.086281 | 6.7772
2017-01-18 17:00 | 0 | 0.72772 | 15.594
2017-01-18 18:00 | 0 | 0.72768 | 15.594
2017-01-18 19:00 | 0 | 0.70444 | 15.594
2017-01-18 20:00 | 0.64743 | 0 | 0
2017-01-18 21:00 | 0.74474 | 0 | 0
2017-01-18 22:00 | 0.74836 | 0 | 0
2017-01-18 23:00 | 0.68912 | 0 | 0
2017-01-19 | 0.019906 | 0 | 7.797
2017-01-19 01:00 | 0 | 0 | 7.4413
2017-01-19 02:00 | 0 | 0 | 6.8042
2017-01-19 03:00 | 0 | 0 | 6.6722
2017-01-19 04:00 | 0 | 0.028801 | 6.6629
2017-01-19 05:00 | 0.43201 | 0 | 0
2017-01-19 06:00 | 0.39805 | 0 | 0
2017-01-19 07:00 | 0.31505 | 0 | 0
2017-01-19 08:00 | 0.30037 | 0 | 0
2017-01-19 09:00 | 0 | 0 | 15.594
2017-01-19 10:00 | 0 | 0.47535 | 15.594
2017-01-19 11:00 | 0 | 0.7662 | 15.594
2017-01-19 12:00 | 0 | 0.52272 | 12.6977
2017-01-19 13:00 | 0 | 0.18149 | 7.797
2017-01-19 14:00 | 0 | 0.45699 | 12.0465
2017-01-19 15:00 | 0 | 0.14212 | 7.5293
2017-01-19 16:00 | 0 | 0.076933 | 6.7641
2017-01-19 17:00 | 0 | 0.71839 | 15.594
2017-01-19 18:00 | 0 | 0.70844 | 15.594
2017-01-19 19:00 | 0 | 0.68161 | 15.594
2017-01-19 20:00 | 0.65305 | 0 | 0
2017-01-19 21:00 | 0.76231 | 0 | 0
2017-01-19 22:00 | 0.73752 | 0 | 0
2017-01-19 23:00 | 0.67148 | 0 | 0
2017-01-20 | 0.12113 | 0 | 6.738
2017-01-20 01:00 | 0 | 0 | 7.4451
2017-01-20 02:00 | 0 | 0 | 7.1022
2017-01-20 03:00 | 0.092598 | 0 | 5.4563
2017-01-20 04:00 | 0.11596 | 0 | 4.8819
2017-01-20 05:00 | 0.41784 | 0 | 0
2017-01-20 06:00 | 0.38365 | 0 | 0
2017-01-20 07:00 | 0 | 0 | 4.5962
2017-01-20 08:00 | 0.3135 | 0 | 0
2017-01-20 09:00 | 0 | 0.071124 | 15.594
2017-01-20 10:00 | 0 | 0.74207 | 15.594
2017-01-20 11:00 | 0 | 0.75661 | 15.594
2017-01-20 12:00 | 0 | 0.50025 | 12.4109
2017-01-20 13:00 | 0 | 0.18108 | 7.797
2017-01-20 14:00 | 0 | 0.17738 | 7.797
2017-01-20 15:00 | 0 | 0.13403 | 7.1492
2017-01-20 16:00 | 0 | 0.07049 | 6.2773
2017-01-20 17:00 | 0 | 0.73497 | 15.594
2017-01-20 18:00 | 0 | 0.70392 | 15.594
2017-01-20 19:00 | 0 | 0.6583 | 15.594
2017-01-20 20:00 | 0.66715 | 0 | 0
2017-01-20 21:00 | 0.78777 | 0 | 0
2017-01-20 22:00 | 0.76449 | 0 | 0
2017-01-20 23:00 | 0.69009 | 0 | 0
2017-01-21 | 0.018685 | 0 | 7.797
2017-01-21 01:00 | 0 | 0.043475 | 7.797
2017-01-21 02:00 | 0 | 0.051291 | 7.694
2017-01-21 03:00 | 0 | 0 | 6.999
2017-01-21 04:00 | 0 | 0 | 6.5473
2017-01-21 05:00 | 0.43456 | 0 | 0
2017-01-21 06:00 | 0.39438 | 0 | 0
2017-01-21 07:00 | 0.30074 | 0 | 0
2017-01-21 08:00 | 0.2967 | 0 | 0
2017-01-21 09:00 | 0 | 0.0037855 | 15.594
2017-01-21 10:00 | 0 | 0.79506 | 15.594
2017-01-21 11:00 | 0 | 0.78954 | 15.594
2017-01-21 12:00 | 0 | 0.21101 | 7.797
2017-01-21 13:00 | 0 | 0.20261 | 7.797
2017-01-21 14:00 | 0 | 0.17479 | 7.797
2017-01-21 15:00 | 0 | 0.20087 | 7.797
2017-01-21 16:00 | 0 | 0.16835 | 7.797
2017-01-21 17:00 | 0 | 0.75232 | 15.594
2017-01-21 18:00 | 0 | 0.73341 | 15.594
2017-01-21 19:00 | 0 | 0.69849 | 15.594
2017-01-21 20:00 | 0.61816 | 0 | 0
2017-01-21 21:00 | 0.73663 | 0 | 0
2017-01-21 22:00 | 0.74307 | 0 | 0
2017-01-21 23:00 | 0.67884 | 0 | 0
2017-01-22 | 0.15973 | 0 | 6.0748
2017-01-22 01:00 | 0.057665 | 0 | 6.4203
2017-01-22 02:00 | 0 | 0 | 6.7474
2017-01-22 03:00 | 0 | 0 | 6.3841
2017-01-22 04:00 | 0 | 0 | 6.1382
2017-01-22 05:00 | 0.38402 | 0 | 0
2017-01-22 06:00 | 0.34902 | 0 | 0
2017-01-22 07:00 | 0.27232 | 0 | 0
2017-01-22 08:00 | 0.26958 | 0 | 0
2017-01-22 09:00 | 0 | 0 | 15.594
2017-01-22 10:00 | 0 | 0.80345 | 15.594
2017-01-22 11:00 | 0 | 0.19379 | 15.594
2017-01-22 12:00 | 0 | 0.48888 | 12.0555
2017-01-22 13:00 | 0 | 0.23155 | 7.797
2017-01-22 14:00 | 0 | 0.49928 | 12.0465
2017-01-22 15:00 | 0 | 0.15742 | 7.1601
2017-01-22 16:00 | 0 | 0.088375 | 6.4203
2017-01-22 17:00 | 0 | 0.74932 | 15.594
2017-01-22 18:00 | 0 | 0.71502 | 15.594
2017-01-22 19:00 | 0 | 0.69542 | 15.594
2017-01-22 20:00 | 0.64321 | 0 | 0
2017-01-22 21:00 | 0.72561 | 0 | 0
2017-01-22 22:00 | 0.75302 | 0 | 0
2017-01-22 23:00 | 0.6734 | 0 | 0
2017-01-23 | 0.017427 | 0 | 7.797
2017-01-23 01:00 | 0 | 0.024525 | 7.481
2017-01-23 02:00 | 0 | 0.032135 | 7.0409
2017-01-23 03:00 | 0 | 0.018163 | 6.57
2017-01-23 04:00 | 0.023593 | 0 | 6.1715
2017-01-23 05:00 | 0.4201 | 0 | 0
2017-01-23 06:00 | 0.37736 | 0 | 0
2017-01-23 07:00 | 0.30062 | 0 | 0
2017-01-23 08:00 | 0.30358 | 0 | 0
2017-01-23 09:00 | 0 | 0 | 15.594
2017-01-23 10:00 | 0 | 0.77607 | 15.594
2017-01-23 11:00 | 0 | 0.77656 | 15.594
2017-01-23 12:00 | 0 | 0.20676 | 7.797
2017-01-23 13:00 | 0 | 0.18911 | 7.797
2017-01-23 14:00 | 0 | 0.45658 | 12.0465
2017-01-23 15:00 | 0 | 0.13368 | 7.797
2017-01-23 16:00 | 0 | 0.12998 | 7.797
2017-01-23 17:00 | 0 | 0.69342 | 15.594
2017-01-23 18:00 | 0 | 0.69808 | 15.594
2017-01-23 19:00 | 0 | 0.66844 | 15.594
2017-01-23 20:00 | 0.66692 | 0 | 0
2017-01-23 21:00 | 0.75091 | 0 | 0
2017-01-23 22:00 | 0.72435 | 0 | 0
2017-01-23 23:00 | 0.64698 | 0 | 0
2017-01-24 | 0.029336 | 0 | 7.7928
2017-01-24 01:00 | 0.043167 | 0 | 7.0579
2017-01-24 02:00 | 0.0029553 | 0 | 6.747
2017-01-24 03:00 | 0.0018697 | 0 | 6.5036
2017-01-24 04:00 | 0 | 0.013179 | 6.195
2017-01-24 05:00 | 0.43956 | 0 | 0
2017-01-24 06:00 | 0.38757 | 0 | 0
2017-01-24 07:00 | 0.30048 | 0 | 0
2017-01-24 08:00 | 0.28682 | 0 | 0
2017-01-24 09:00 | 0 | 0.16977 | 15.594
2017-01-24 10:00 | 0 | 0.77667 | 15.594
2017-01-24 11:00 | 0 | 0.7777 | 15.594
2017-01-24 12:00 | 0 | 0.19984 | 7.797
2017-01-24 13:00 | 0 | 0.21083 | 7.797
2017-01-24 14:00 | 0 | 0.21368 | 7.797
2017-01-24 15:00 | 0 | 0.18063 | 7.797
2017-01-24 16:00 | 0 | 0.15488 | 7.797
2017-01-24 17:00 | 0 | 0.70004 | 15.594
2017-01-24 18:00 | 0 | 0.68002 | 15.594
2017-01-24 19:00 | 0 | 0.66618 | 15.594
2017-01-24 20:00 | 0.36999 | 0 | 4.2926
2017-01-24 21:00 | 0.75798 | 0 | 0
2017-01-24 22:00 | 0.73826 | 0 | 0
2017-01-24 23:00 | 0.66482 | 0 | 0
2017-01-25 | 0.092717 | 0 | 7.1216
2017-01-25 01:00 | 0.075761 | 0 | 6.8058
2017-01-25 02:00 | 0.036288 | 0 | 6.5607
2017-01-25 03:00 | 0.037967 | 0 | 6.3481
2017-01-25 04:00 | 0.018697 | 0 | 6.1309
2017-01-25 05:00 | 0.44944 | 0 | 0
2017-01-25 06:00 | 0.40271 | 0 | 0
2017-01-25 07:00 | 0.31757 | 0 | 0
2017-01-25 08:00 | 0.30684 | 0 | 0
2017-01-25 09:00 | 0 | 0 | 15.594
2017-01-25 10:00 | 0 | 0.63714 | 15.594
2017-01-25 11:00 | 0 | 0.79306 | 15.594
2017-01-25 12:00 | 0 | 0.22418 | 7.797
2017-01-25 13:00 | 0 | 0.21549 | 7.797
2017-01-25 14:00 | 0 | 0.50375 | 12.0465
2017-01-25 15:00 | 0 | 0.14352 | 7.3046
2017-01-25 16:00 | 0 | 0.084184 | 6.9296
2017-01-25 17:00 | 0 | 0.72479 | 15.594
2017-01-25 18:00 | 0 | 0.7158 | 15.594
2017-01-25 19:00 | 0 | 0.68831 | 15.594
2017-01-25 20:00 | 0.67351 | 0 | 0
2017-01-25 21:00 | 0.71998 | 0 | 0
2017-01-25 22:00 | 0.73275 | 0 | 0
2017-01-25 23:00 | 0.64472 | 0 | 0
2017-01-26 | 0.061623 | 0 | 7.4477
2017-01-26 01:00 | 0 | 0 | 7.5946
2017-01-26 02:00 | 0 | 0 | 7.1707
2017-01-26 03:00 | 0 | 0 | 6.5795
2017-01-26 04:00 | 0 | 0 | 6.2361
2017-01-26 05:00 | 0.40626 | 0 | 0
2017-01-26 06:00 | 0.39313 | 0 | 0
2017-01-26 07:00 | 0.32297 | 0 | 0
2017-01-26 08:00 | 0.31409 | 0 | 0
2017-01-26 09:00 | 0 | 0 | 15.594
2017-01-26 10:00 | 0 | 0.40582 | 15.594
2017-01-26 11:00 | 0 | 0.79365 | 15.594
2017-01-26 12:00 | 0 | 0.52455 | 12.4396
2017-01-26 13:00 | 0 | 0.19085 | 7.797
2017-01-26 14:00 | 0 | 0.47615 | 12.0465
2017-01-26 15:00 | 0 | 0.1486 | 7.3946
2017-01-26 16:00 | 0 | 0.082877 | 6.6007
2017-01-26 17:00 | 0 | 0.72672 | 15.594
2017-01-26 18:00 | 0 | 0.71044 | 15.594
2017-01-26 19:00 | 0 | 0.67059 | 15.594
2017-01-26 20:00 | 0.6468 | 0 | 0
2017-01-26 21:00 | 0.75739 | 0 | 0
2017-01-26 22:00 | 0.78092 | 0 | 0
2017-01-26 23:00 | 0.69264 | 0 | 0
2017-01-27 | 0.04403 | 0 | 7.797
2017-01-27 01:00 | 0.007807 | 0 | 7.797
2017-01-27 02:00 | 0 | 0 | 7.2398
2017-01-27 03:00 | 0 | 0.016084 | 6.874
2017-01-27 04:00 | 0 | 0.11529 | 7.797
2017-01-27 05:00 | 0.42261 | 0 | 0
2017-01-27 06:00 | 0.40123 | 0 | 0
2017-01-27 07:00 | 0.32475 | 0 | 0
2017-01-27 08:00 | 0.30943 | 0 | 0
2017-01-27 09:00 | 0 | 0 | 15.594
2017-01-27 10:00 | 0 | 0.22168 | 15.594
2017-01-27 11:00 | 0 | 0.79742 | 15.594
2017-01-27 12:00 | 0 | 0.54343 | 12.5499
2017-01-27 13:00 | 0 | 0.22248 | 7.797
2017-01-27 14:00 | 0 | 0.47637 | 12.0465
2017-01-27 15:00 | 0 | 0.2085 | 7.7369
2017-01-27 16:00 | 0 | 0.14273 | 7.0585
2017-01-27 17:00 | 0 | 0.73341 | 15.594
2017-01-27 18:00 | 0 | 0.70751 | 15.594
2017-01-27 19:00 | 0 | 0.67669 | 15.594
2017-01-27 20:00 | 0.63562 | 0 | 0
2017-01-27 21:00 | 0.74374 | 0 | 0
2017-01-27 22:00 | 0.73911 | 0 | 0
2017-01-27 23:00 | 0.67003 | 0 | 0
2017-01-28 | 0.01517 | 0 | 7.797
2017-01-28 01:00 | 0 | 0 | 7.3145
2017-01-28 02:00 | 0 | 0.039425 | 7.3134
2017-01-28 03:00 | 0 | 0.037039 | 7.0615
2017-01-28 04:00 | 0 | 0.020475 | 6.8649
2017-01-28 05:00 | 0.4723 | 0 | 0
2017-01-28 06:00 | 0.43449 | 0 | 0
2017-01-28 07:00 | 0.33985 | 0 | 0
2017-01-28 08:00 | 0.30621 | 0 | 0
2017-01-28 09:00 | 0 | 0 | 15.594
2017-01-28 10:00 | 0 | 0.18431 | 15.594
2017-01-28 11:00 | 0 | 0.80323 | 15.594
2017-01-28 12:00 | 0 | 0.54881 | 12.2152
2017-01-28 13:00 | 0 | 0.52505 | 12.1829
2017-01-28 14:00 | 0 | 0.096531 | 6.124
2017-01-28 15:00 | 0 | 0.20206 | 7.797
2017-01-28 16:00 | 0 | 0.1904 | 7.797
2017-01-28 17:00 | 0 | 0.74633 | 15.594
2017-01-28 18:00 | 0 | 0.73079 | 15.594
2017-01-28 19:00 | 0 | 0.70274 | 15.594
2017-01-28 20:00 | 0.62275 | 0 | 0
2017-01-28 21:00 | 0.74033 | 0 | 0
2017-01-28 22:00 | 0.76394 | 0 | 0
2017-01-28 23:00 | 0.71861 | 0 | 0
2017-01-29 | 0.24985 | 0 | 4.953
2017-01-29 01:00 | 0.19222 | 0 | 4.8351
2017-01-29 02:00 | 0.17681 | 0 | 4.7756
2017-01-29 03:00 | 0.14008 | 0 | 5.1553
2017-01-29 04:00 | 0 | 0 | 6.6609
2017-01-29 05:00 | 0 | 0 | 6.2148
2017-01-29 06:00 | 0.38802 | 0 | 0
2017-01-29 07:00 | 0 | 0 | 4.5692
2017-01-29 08:00 | 0.27643 | 0 | 0
2017-01-29 09:00 | 0 | 0 | 15.594
2017-01-29 10:00 | 0 | 0.06514 | 15.594
2017-01-29 11:00 | 0 | 0.81515 | 15.594
2017-01-29 12:00 | 0 | 0.63538 | 13.4302
2017-01-29 13:00 | 0 | 0.56324 | 12.735
2017-01-29 14:00 | 0 | 0.10633 | 6.3561
2017-01-29 15:00 | 0 | 0.19388 | 7.797
2017-01-29 16:00 | 0 | 0.18315 | 7.797
2017-01-29 17:00 | 0 | 0.73845 | 15.594
2017-01-29 18:00 | 0 | 0.73186 | 15.594
2017-01-29 19:00 | 0 | 0.69767 | 15.594
2017-01-29 20:00 | 0.62116 | 0 | 0
2017-01-29 21:00 | 0.74163 | 0 | 0
2017-01-29 22:00 | 0.72583 | 0 | 0
2017-01-29 23:00 | 0.68824 | 0 | 0
2017-01-30 | 0.034827 | 0 | 7.575
2017-01-30 01:00 | 0 | 0 | 7.0842
2017-01-30 02:00 | 0.13236 | 0 | 4.8832
2017-01-30 03:00 | 0 | 0 | 6.2271
2017-01-30 04:00 | 0 | 0 | 5.9329
2017-01-30 05:00 | 0.38876 | 0 | 0
2017-01-30 06:00 | 0.36349 | 0 | 0
2017-01-30 07:00 | 0.29752 | 0 | 0
2017-01-30 08:00 | 0.27524 | 0 | 0
2017-01-30 09:00 | 0 | 0.80012 | 15.594
2017-01-30 10:00 | 0 | 0 | 15.594
2017-01-30 11:00 | 0 | 0.43256 | 15.594
2017-01-30 12:00 | 0 | 0.54836 | 12.5496
2017-01-30 13:00 | 0 | 0.24538 | 7.797
2017-01-30 14:00 | 0 | 0.21897 | 7.797
2017-01-30 15:00 | 0 | 0.19936 | 7.797
2017-01-30 16:00 | 0 | 0.1719 | 7.797
2017-01-30 17:00 | 0 | 0.72065 | 15.594
2017-01-30 18:00 | 0 | 0.71517 | 15.594
2017-01-30 19:00 | 0 | 0.67777 | 15.594
2017-01-30 20:00 | 0.65941 | 0 | 0
2017-01-30 21:00 | 0.75757 | 0 | 0
2017-01-30 22:00 | 0.7639 | 0 | 0
2017-01-30 23:00 | 0.70215 | 0 | 0
2017-01-31 | 0.053687 | 0 | 7.797
2017-01-31 01:00 | 0.00518 | 0 | 7.797
2017-01-31 02:00 | 0 | 0 | 7.0814
2017-01-31 03:00 | 0 | 0.096692 | 7.6709
2017-01-31 04:00 | 0 | 0 | 6.1226
2017-01-31 05:00 | 0.44252 | 0 | 0
2017-01-31 06:00 | 0.38602 | 0 | 0
2017-01-31 07:00 | 0.30107 | 0 | 0
2017-01-31 08:00 | 0.28479 | 0 | 0
2017-01-31 09:00 | 0 | 0 | 15.594
2017-01-31 10:00 | 0 | 0.36524 | 15.594
2017-01-31 11:00 | 0 | 0.79698 | 15.594
2017-01-31 12:00 | 0 | 0.55935 | 12.857
2017-01-31 13:00 | 0 | 0.21316 | 7.797
2017-01-31 14:00 | 0 | 0.20291 | 7.797
2017-01-31 15:00 | 0 | 0.19891 | 7.797
2017-01-31 16:00 | 0 | 0.19003 | 7.797
2017-01-31 17:00 | 0 | 0.73519 | 15.594
2017-01-31 18:00 | 0 | 0.73005 | 15.594
2017-01-31 19:00 | 0 | 0.6835 | 15.594
2017-01-31 20:00 | 0.65682 | 0 | 0
2017-01-31 21:00 | 0.76172 | 0 | 0
2017-01-31 22:00 | 0.71573 | 0 | 0
2017-01-31 23:00 | 0.65508 | 0 | 0
2017-02-01 | 0.04617 | 0 | 7.378
2017-02-01 01:00 | 0.024608 | 0 | 6.8855
2017-02-01 02:00 | 0 | 0.00033851 | 6.7035
2017-02-01 03:00 | 0 | 0.035965 | 6.8865
2017-02-01 04:00 | 0 | 0.042947 | 6.8088
2017-02-01 05:00 | 0.40415 | 0 | 0
2017-02-01 06:00 | 0.40844 | 0 | 0
2017-02-01 07:00 | 0.32268 | 0 | 0
2017-02-01 08:00 | 0.29559 | 0 | 0
2017-02-01 09:00 | 0 | 0.79905 | 15.594
2017-02-01 10:00 | 0 | 0.79302 | 15.594
2017-02-01 11:00 | 0 | 0.14024 | 15.594
2017-02-01 12:00 | 0 | 0 | 12.9449
2017-02-01 13:00 | 0 | 0.5162 | 12.2392
2017-02-01 14:00 | 0 | 0.12105 | 6.8324
2017-02-01 15:00 | 0 | 0 | 7.797
2017-02-01 16:00 | 0 | 0.19203 | 7.797
2017-02-01 17:00 | 0 | 0.76216 | 15.594
2017-02-01 18:00 | 0 | 0.73467 | 15.594
2017-02-01 19:00 | 0 | 0.67181 | 15.594
2017-02-01 20:00 | 0.67814 | 0 | 0
2017-02-01 21:00 | 0.70363 | 0 | 0
2017-02-01 22:00 | 0.68724 | 0 | 0
2017-02-01 23:00 | 0.6317 | 0 | 0
2017-02-02 | 0.11172 | 0 | 5.9705
2017-02-02 01:00 | 0 | 0 | 6.6651
2017-02-02 02:00 | 0 | 0 | 6.4106
2017-02-02 03:00 | 0 | 0 | 6.4305
2017-02-02 04:00 | 0 | 0 | 6.5715
2017-02-02 05:00 | 0.42572 | 0 | 0
2017-02-02 06:00 | 0.41643 | 0 | 0
2017-02-02 07:00 | 0.32349 | 0 | 0
2017-02-02 08:00 | 0.29097 | 0 | 0
2017-02-02 09:00 | 0 | 0.67131 | 15.594
2017-02-02 10:00 | 0 | 0 | 15.594
2017-02-02 11:00 | 0 | 0 | 15.594
2017-02-02 12:00 | 0 | 0.70302 | 14.4727
2017-02-02 13:00 | 0 | 0.60015 | 13.012
2017-02-02 14:00 | 0 | 0.18811 | 6.9679
2017-02-02 15:00 | 0 | 0.21989 | 7.797
2017-02-02 16:00 | 0 | 0.19225 | 7.797
2017-02-02 17:00 | 0 | 0.75351 | 15.594
2017-02-02 18:00 | 0 | 0.73153 | 15.594
2017-02-02 19:00 | 0 | 0.67048 | 15.594
2017-02-02 20:00 | 0.6707 | 0 | 0
2017-02-02 21:00 | 0.74196 | 0 | 0
2017-02-02 22:00 | 0.71206 | 0 | 0
2017-02-02 23:00 | 0.64154 | 0 | 0
2017-02-03 | 0 | 0 | 7.4848
2017-02-03 01:00 | 0 | 0 | 6.8855
2017-02-03 02:00 | 0 | 0 | 6.4858
2017-02-03 03:00 | 0 | 0 | 6.3742
2017-02-03 04:00 | 0 | 0.0071545 | 6.4572
2017-02-03 05:00 | 0.42905 | 0 | 0
2017-02-03 06:00 | 0.43275 | 0 | 0
2017-02-03 07:00 | 0.34062 | 0 | 0
2017-02-03 08:00 | 0.3068 | 0 | 0
2017-02-03 09:00 | 0 | 0 | 15.594
2017-02-03 10:00 | 0 | 0.79398 | 15.594
2017-02-03 11:00 | 0 | 0.19057 | 15.594
2017-02-03 12:00 | 0 | 0.55983 | 12.9194
2017-02-03 13:00 | 0 | 0.20328 | 7.797
2017-02-03 14:00 | 0 | 0.50827 | 12.0465
2017-02-03 15:00 | 0 | 0.20306 | 7.797
2017-02-03 16:00 | 0 | 0.17198 | 7.4603
2017-02-03 17:00 | 0 | 0.74388 | 15.594
2017-02-03 18:00 | 0 | 0.71173 | 15.594
2017-02-03 19:00 | 0 | 0.64365 | 15.594
2017-02-03 20:00 | 0.73245 | 0 | 0
2017-02-03 21:00 | 0.78359 | 0 | 0
2017-02-03 22:00 | 0.72283 | 0 | 0
2017-02-03 23:00 | 0.65375 | 0 | 0
2017-02-04 | 0 | 0.015688 | 7.797
2017-02-04 01:00 | 0 | 0.059126 | 7.797
2017-02-04 02:00 | 0 | 0.056808 | 7.5626
2017-02-04 03:00 | 0 | 0 | 6.6325
2017-02-04 04:00 | 0 | 0 | 6.3908
2017-02-04 05:00 | 0.43827 | 0 | 0
2017-02-04 06:00 | 0.41662 | 0 | 0
2017-02-04 07:00 | 0.32878 | 0 | 0
2017-02-04 08:00 | 0.31154 | 0 | 0
2017-02-04 09:00 | 0 | 0 | 15.594
2017-02-04 10:00 | 0 | 0.77722 | 15.594
2017-02-04 11:00 | 0 | 0.787 | 15.594
2017-02-04 12:00 | 0 | 0 | 12.3034
2017-02-04 13:00 | 0 | 0 | 7.797
2017-02-04 14:00 | 0 | 0.50934 | 12.0465
2017-02-04 15:00 | 0 | 0.22907 | 7.797
2017-02-04 16:00 | 0 | 0.22307 | 7.6901
2017-02-04 17:00 | 0 | 0.78507 | 15.594
2017-02-04 18:00 | 0 | 0.74133 | 15.594
2017-02-04 19:00 | 0 | 0.67814 | 15.594
2017-02-04 20:00 | 0.67355 | 0 | 0
2017-02-04 21:00 | 0.74429 | 0 | 0
2017-02-04 22:00 | 0.71628 | 0 | 0
2017-02-04 23:00 | 0.64835 | 0 | 0
2017-02-05 | 0 | 0 | 7.7322
2017-02-05 01:00 | 0 | 0 | 6.9943
2017-02-05 02:00 | 0 | 0 | 6.4083
2017-02-05 03:00 | 0 | 0 | 6.4371
2017-02-05 04:00 | 0 | 0.0089993 | 6.7092
2017-02-05 05:00 | 0.44541 | 0 | 0
2017-02-05 06:00 | 0.42354 | 0 | 0
2017-02-05 07:00 | 0.3246 | 0 | 0
2017-02-05 08:00 | 0.30114 | 0 | 0
2017-02-05 09:00 | 0 | 0 | 15.594
2017-02-05 10:00 | 0 | 0.79439 | 15.594
2017-02-05 11:00 | 0 | 0.19146 | 15.594
2017-02-05 12:00 | 0 | 0.51393 | 12.4396
2017-02-05 13:00 | 0 | 0.20639 | 7.797
2017-02-05 14:00 | 0 | 0.49291 | 12.0465
2017-02-05 15:00 | 0 | 0.17124 | 7.797
2017-02-05 16:00 | 0 | 0.17386 | 7.4876
2017-02-05 17:00 | 0 | 0.76442 | 15.594
2017-02-05 18:00 | 0 | 0.74303 | 15.594
2017-02-05 19:00 | 0 | 0.67862 | 15.594
2017-02-05 20:00 | 0.69771 | 0 | 0
2017-02-05 21:00 | 0.73134 | 0 | 0
2017-02-05 22:00 | 0.70762 | 0 | 0
2017-02-05 23:00 | 0.66186 | 0 | 0
2017-02-06 | 0.013005 | 0 | 7.7235
2017-02-06 01:00 | 0 | 0 | 7.0979
2017-02-06 02:00 | 0 | 0 | 6.7039
2017-02-06 03:00 | 0 | 0 | 6.6765
2017-02-06 04:00 | 0 | 0 | 6.264
2017-02-06 05:00 | 0.43871 | 0 | 0
2017-02-06 06:00 | 0.42106 | 0 | 0
2017-02-06 07:00 | 0.31513 | 0 | 0
2017-02-06 08:00 | 0.28261 | 0 | 0
2017-02-06 09:00 | 0 | 0.36829 | 15.594
2017-02-06 10:00 | 0 | 0.79946 | 15.594
2017-02-06 11:00 | 0 | 0 | 15.594
2017-02-06 12:00 | 0 | 0.57111 | 13.2193
2017-02-06 13:00 | 0 | 0.20439 | 7.797
2017-02-06 14:00 | 0 | 0.21885 | 7.797
2017-02-06 15:00 | 0 | 0.21171 | 7.797
2017-02-06 16:00 | 0 | 0.22196 | 7.797
2017-02-06 17:00 | 0 | 0.76161 | 15.594
2017-02-06 18:00 | 0 | 0.7235 | 15.594
2017-02-06 19:00 | 0 | 0.64935 | 15.594
2017-02-06 20:00 | 0.68809 | 0 | 0
2017-02-06 21:00 | 0.71965 | 0 | 0
2017-02-06 22:00 | 0.71003 | 0 | 0
2017-02-06 23:00 | 0.65161 | 0 | 0
2017-02-07 | 0.041181 | 0 | 7.797
2017-02-07 01:00 | 0 | 0 | 7.4404
2017-02-07 02:00 | 0 | 0 | 7.0175
2017-02-07 03:00 | 0 | 0 | 6.282
2017-02-07 04:00 | 0.040792 | 0 | 5.778
2017-02-07 05:00 | 0.42517 | 0 | 0
2017-02-07 06:00 | 0.39749 | 0 | 0
2017-02-07 07:00 | 0.30606 | 0 | 0
2017-02-07 08:00 | 0.28897 | 0 | 0
2017-02-07 09:00 | 0 | 0 | 15.594
2017-02-07 10:00 | 0 | 0.44296 | 15.594
2017-02-07 11:00 | 0 | 0.78129 | 15.594
2017-02-07 12:00 | 0 | 0.54153 | 12.8222
2017-02-07 13:00 | 0 | 0.19177 | 7.797
2017-02-07 14:00 | 0 | 0.20217 | 7.797
2017-02-07 15:00 | 0 | 0.21327 | 7.797
2017-02-07 16:00 | 0 | 0.19286 | 7.3772
2017-02-07 17:00 | 0 | 0.76238 | 15.594
2017-02-07 18:00 | 0 | 0.73156 | 15.594
2017-02-07 19:00 | 0 | 0.67044 | 15.594
2017-02-07 20:00 | 0.71647 | 0 | 0
2017-02-07 21:00 | 0.77204 | 0 | 0
2017-02-07 22:00 | 0.71728 | 0 | 0
2017-02-07 23:00 | 0.64217 | 0 | 0
2017-02-08 | 0.018878 | 0 | 7.708
2017-02-08 01:00 | 0 | 0 | 6.9286
2017-02-08 02:00 | 0 | 0 | 6.4248
2017-02-08 03:00 | 0 | 0.003097 | 6.103
2017-02-08 04:00 | 0 | 0.015792 | 6.104
2017-02-08 05:00 | 0.40289 | 0 | 0
2017-02-08 06:00 | 0.40041 | 0 | 0
2017-02-08 07:00 | 0.32072 | 0 | 0
2017-02-08 08:00 | 0.29522 | 0 | 0
2017-02-08 09:00 | 0 | 0.066831 | 15.594
2017-02-08 10:00 | 0 | 0.812 | 15.594
2017-02-08 11:00 | 0 | 0.8026 | 15.594
2017-02-08 12:00 | 0 | 0 | 12.2769
2017-02-08 13:00 | 0 | 0.22207 | 7.797
2017-02-08 14:00 | 0 | 0.19613 | 7.1867
2017-02-08 15:00 | 0 | 0.22085 | 7.797
2017-02-08 16:00 | 0 | 0.20798 | 7.797
2017-02-08 17:00 | 0 | 0.75199 | 15.594
2017-02-08 18:00 | 0 | 0.7212 | 15.594
2017-02-08 19:00 | 0 | 0.64554 | 15.594
2017-02-08 20:00 | 0.69849 | 0 | 0
2017-02-08 21:00 | 0.71665 | 0 | 0
2017-02-08 22:00 | 0.6764 | 0 | 0
2017-02-08 23:00 | 0.6169 | 0 | 0
2017-02-09 | 0.0099585 | 0 | 7.2345
2017-02-09 01:00 | 0.012268 | 0 | 6.7779
2017-02-09 02:00 | 0.013246 | 0 | 6.4617
2017-02-09 03:00 | 0.019075 | 0 | 6.1914
2017-02-09 04:00 | 0.015271 | 0 | 6.0835
2017-02-09 05:00 | 0.41063 | 0 | 0
2017-02-09 06:00 | 0.40341 | 0 | 0
2017-02-09 07:00 | 0.3125 | 0 | 0
2017-02-09 08:00 | 0.2893 | 0 | 0
2017-02-09 09:00 | 0 | 0 | 15.594
2017-02-09 10:00 | 0 | 0.79624 | 15.594
2017-02-09 11:00 | 0 | 0.67822 | 15.594
2017-02-09 12:00 | 0 | 0.25452 | 7.797
2017-02-09 13:00 | 0 | 0.21867 | 7.797
2017-02-09 14:00 | 0 | 0.22914 | 7.797
2017-02-09 15:00 | 0 | 0.21837 | 7.797
2017-02-09 16:00 | 0 | 0.20376 | 7.797
2017-02-09 17:00 | 0 | 0.77208 | 15.594
2017-02-09 18:00 | 0 | 0.71096 | 15.594
2017-02-09 19:00 | 0 | 0.64828 | 15.594
2017-02-09 20:00 | 0.70959 | 0 | 0
2017-02-09 21:00 | 0.75876 | 0 | 0
2017-02-09 22:00 | 0.69923 | 0 | 0
2017-02-09 23:00 | 0.63869 | 0 | 0
2017-02-10 | 0.047341 | 0 | 7.084
2017-02-10 01:00 | 0 | 0 | 7.096
2017-02-10 02:00 | 0 | 0 | 6.3884
2017-02-10 03:00 | 0 | 0 | 6.0133
2017-02-10 04:00 | 0 | 0 | 6.185
2017-02-10 05:00 | 0.41492 | 0 | 0
2017-02-10 06:00 | 0.39179 | 0 | 0
2017-02-10 07:00 | 0.31705 | 0 | 0
2017-02-10 08:00 | 0.29167 | 0 | 0
2017-02-10 09:00 | 0 | 0.80845 | 15.594
2017-02-10 10:00 | 0 | 0.81622 | 15.594
2017-02-10 11:00 | 0 | 0 | 15.594
2017-02-10 12:00 | 0 | 0.12725 | 12.8276
2017-02-10 13:00 | 0 | 0.21334 | 7.797
2017-02-10 14:00 | 0 | 0.22437 | 7.797
2017-02-10 15:00 | 0 | 0.22196 | 7.797
2017-02-10 16:00 | 0 | 0.19732 | 7.797
2017-02-10 17:00 | 0 | 0.75572 | 15.594
2017-02-10 18:00 | 0 | 0.72424 | 15.594
2017-02-10 19:00 | 0 | 0.64136 | 15.594
2017-02-10 20:00 | 0.69967 | 0 | 0
2017-02-10 21:00 | 0.73234 | 0 | 0
2017-02-10 22:00 | 0.68617 | 0 | 0
2017-02-10 23:00 | 0.61061 | 0 | 0
2017-02-11 | 0 | 0 | 7.5629
2017-02-11 01:00 | 0.011853 | 0 | 6.7487
2017-02-11 02:00 | 0.039789 | 0 | 6.0429
2017-02-11 03:00 | 0.068663 | 0 | 5.4983
2017-02-11 04:00 | 0 | 0 | 6.1316
2017-02-11 05:00 | 0.41163 | 0 | 0
2017-02-11 06:00 | 0.39764 | 0 | 0
2017-02-11 07:00 | 0.31827 | 0 | 0
2017-02-11 08:00 | 0.29241 | 0 | 0
2017-02-11 09:00 | 0 | 0 | 15.594
2017-02-11 10:00 | 0 | 0.7831 | 15.594
2017-02-11 11:00 | 0 | 0.77393 | 15.594
2017-02-11 12:00 | 0 | 0.31507 | 13.0127
2017-02-11 13:00 | 0 | 0.19754 | 7.797
2017-02-11 14:00 | 0 | 0.19073 | 7.797
2017-02-11 15:00 | 0 | 0.16454 | 7.797
2017-02-11 16:00 | 0 | 0.16483 | 7.656
2017-02-11 17:00 | 0 | 0.73315 | 15.594
2017-02-11 18:00 | 0 | 0.72698 | 15.594
2017-02-11 19:00 | 0 | 0.68036 | 15.594
2017-02-11 20:00 | 0.65708 | 0 | 0
2017-02-11 21:00 | 0.70293 | 0 | 0
2017-02-11 22:00 | 0.69312 | 0 | 0
2017-02-11 23:00 | 0.63966 | 0 | 0
2017-02-12 | 0.080994 | 0 | 6.7063
2017-02-12 01:00 | 0.034934 | 0 | 6.3259
2017-02-12 02:00 | 0.016121 | 0 | 6.0399
2017-02-12 03:00 | 0.0061562 | 0 | 5.7932
2017-02-12 04:00 | 0.017731 | 0 | 5.5388
2017-02-12 05:00 | 0.41573 | 0 | 0
2017-02-12 06:00 | 0.3979 | 0 | 0
2017-02-12 07:00 | 0.31265 | 0 | 0
2017-02-12 08:00 | 0.29404 | 0 | 0
2017-02-12 09:00 | 0 | 0.58906 | 15.594
2017-02-12 10:00 | 0 | 0.80268 | 15.594
2017-02-12 11:00 | 0 | 0 | 15.594
2017-02-12 12:00 | 0 | 0.20698 | 7.797
2017-02-12 13:00 | 0 | 0.18482 | 7.797
2017-02-12 14:00 | 0 | 0.47193 | 12.0465
2017-02-12 15:00 | 0 | 0.12734 | 7.0353
2017-02-12 16:00 | 0 | 0.065331 | 6.4294
2017-02-12 17:00 | 0 | 0.74851 | 15.594
2017-02-12 18:00 | 0 | 0.73338 | 15.594
2017-02-12 19:00 | 0 | 0.67 | 15.594
2017-02-12 20:00 | 0.70048 | 0 | 0
2017-02-12 21:00 | 0.75362 | 0 | 0
2017-02-12 22:00 | 0.72945 | 0 | 0
2017-02-12 23:00 | 0.62985 | 0 | 0
2017-02-13 | 0 | 0.013727 | 7.797
2017-02-13 01:00 | 0 | 0.066341 | 7.797
2017-02-13 02:00 | 0 | 0.08414 | 7.4049
2017-02-13 03:00 | 0 | 0.043126 | 6.8167
2017-02-13 04:00 | 0.012004 | 0 | 6.1143
2017-02-13 05:00 | 0.44729 | 0 | 0
2017-02-13 06:00 | 0.43671 | 0 | 0
2017-02-13 07:00 | 0.33359 | 0 | 0
2017-02-13 08:00 | 0.29563 | 0 | 0
2017-02-13 09:00 | 0 | 0 | 15.594
2017-02-13 10:00 | 0 | 0.59627 | 15.594
2017-02-13 11:00 | 0 | 0.79025 | 15.594
2017-02-13 12:00 | 0 | 0.22281 | 7.797
2017-02-13 13:00 | 0 | 0.1988 | 7.797
2017-02-13 14:00 | 0 | 0.46365 | 12.0465
2017-02-13 15:00 | 0 | 0.17986 | 7.797
2017-02-13 16:00 | 0 | 0.16291 | 7.7104
2017-02-13 17:00 | 0 | 0.74366 | 15.594
2017-02-13 18:00 | 0 | 0.70685 | 15.594
2017-02-13 19:00 | 0 | 0.66519 | 15.594
2017-02-13 20:00 | 0.66778 | 0 | 0
2017-02-13 21:00 | 0.70015 | 0 | 0
2017-02-13 22:00 | 0.72413 | 0 | 0
2017-02-13 23:00 | 0.65431 | 0 | 0
2017-02-14 | 0.024568 | 0 | 7.797
2017-02-14 01:00 | 0 | 0.027047 | 7.797
2017-02-14 02:00 | 0 | 0.0033939 | 6.8225
2017-02-14 03:00 | 0 | 0 | 6.4229
2017-02-14 04:00 | 0 | 0 | 6.4059
2017-02-14 05:00 | 0.43804 | 0 | 0
2017-02-14 06:00 | 0.42876 | 0 | 0
2017-02-14 07:00 | 0.34377 | 0 | 0
2017-02-14 08:00 | 0.31502 | 0 | 0
2017-02-14 09:00 | 0 | 0.096988 | 15.594
2017-02-14 10:00 | 0 | 0.79332 | 15.594
2017-02-14 11:00 | 0 | 0.78366 | 15.594
2017-02-14 12:00 | 0 | 0.23961 | 7.797
2017-02-14 13:00 | 0 | 0.21486 | 7.797
2017-02-14 14:00 | 0 | 0.17816 | 7.797
2017-02-14 15:00 | 0 | 0.15888 | 7.797
2017-02-14 16:00 | 0 | 0.1621 | 7.797
2017-02-14 17:00 | 0 | 0.72723 | 15.594
2017-02-14 18:00 | 0 | 0.72217 | 15.594
2017-02-14 19:00 | 0 | 0.65327 | 15.594
2017-02-14 20:00 | 0.68498 | 0 | 0
2017-02-14 21:00 | 0.75191 | 0 | 0
2017-02-14 22:00 | 0.73752 | 0 | 0
2017-02-14 23:00 | 0.64691 | 0 | 0
2017-02-15 | 0 | 0.001887 | 7.797
2017-02-15 01:00 | 0 | 0.044141 | 7.797
2017-02-15 02:00 | 0 | 0.04514 | 7.797
2017-02-15 03:00 | 0 | 0.024916 | 7.3611
2017-02-15 04:00 | 0 | 0 | 6.7919
2017-02-15 05:00 | 0.45255 | 0 | 0
2017-02-15 06:00 | 0.44481 | 0 | 0
2017-02-15 07:00 | 0.34062 | 0 | 0
2017-02-15 08:00 | 0.3145 | 0 | 0
2017-02-15 09:00 | 0 | 0.26602 | 15.594
2017-02-15 10:00 | 0 | 0.79247 | 15.594
2017-02-15 11:00 | 0 | 0 | 15.594
2017-02-15 12:00 | 0 | 0.57025 | 13.2527
2017-02-15 13:00 | 0 | 0.48354 | 12.2091
2017-02-15 14:00 | 0 | 0.20282 | 7.5769
2017-02-15 15:00 | 0 | 0.2018 | 7.797
2017-02-15 16:00 | 0 | 0.16354 | 7.797
2017-02-15 17:00 | 0 | 0.72605 | 15.594
2017-02-15 18:00 | 0 | 0.6842 | 15.594
2017-02-15 19:00 | 0 | 0.63954 | 15.594
2017-02-15 20:00 | 0.702 | 0 | 0
2017-02-15 21:00 | 0.74647 | 0 | 0
2017-02-15 22:00 | 0.70996 | 0 | 0
2017-02-15 23:00 | 0.6525 | 0 | 0
2017-02-16 | 0.011285 | 0 | 7.797
2017-02-16 01:00 | 0 | 0.026307 | 7.797
2017-02-16 02:00 | 0 | 0.010529 | 7.4113
2017-02-16 03:00 | 0 | 0 | 6.9376
2017-02-16 04:00 | 0 | 0 | 6.7583
2017-02-16 05:00 | 0.4423 | 0 | 0
2017-02-16 06:00 | 0.41425 | 0 | 0
2017-02-16 07:00 | 0.32479 | 0 | 0
2017-02-16 08:00 | 0.29874 | 0 | 0
2017-02-16 09:00 | 0 | 0 | 15.594
2017-02-16 10:00 | 0 | 0.71608 | 15.594
2017-02-16 11:00 | 0 | 0.80697 | 15.594
2017-02-16 12:00 | 0 | 0.22111 | 7.797
2017-02-16 13:00 | 0 | 0.20857 | 7.797
2017-02-16 14:00 | 0 | 0.49724 | 12.0465
2017-02-16 15:00 | 0 | 0.10436 | 6.5859
2017-02-16 16:00 | 0 | 0.056992 | 5.8962
2017-02-16 17:00 | 0 | 0.75417 | 15.594
2017-02-16 18:00 | 0 | 0.72524 | 15.594
2017-02-16 19:00 | 0 | 0.63951 | 15.594
2017-02-16 20:00 | 0.73796 | 0 | 0
2017-02-16 21:00 | 0.77711 | 0 | 0
2017-02-16 22:00 | 0.74744 | 0 | 0
2017-02-16 23:00 | 0.67954 | 0 | 0
2017-02-17 | 0.026085 | 0 | 7.797
2017-02-17 01:00 | 0 | 0.00047234 | 7.4554
2017-02-17 02:00 | 0 | 0.030029 | 7.1791
2017-02-17 03:00 | 0 | 0.094691 | 7.6571
2017-02-17 04:00 | 0 | 0.013645 | 6.4909
2017-02-17 05:00 | 0.42639 | 0 | 0
2017-02-17 06:00 | 0.40548 | 0 | 0
2017-02-17 07:00 | 0.30877 | 0 | 0
2017-02-17 08:00 | 0.28557 | 0 | 0
2017-02-17 09:00 | 0 | 0 | 15.594
2017-02-17 10:00 | 0 | 0.78573 | 15.594
2017-02-17 11:00 | 0 | 0.77674 | 15.594
2017-02-17 12:00 | 0 | 0.019512 | 7.797
2017-02-17 13:00 | 0 | 0.22274 | 7.797
2017-02-17 14:00 | 0 | 0.50646 | 12.0465
2017-02-17 15:00 | 0 | 0.14257 | 6.8516
2017-02-17 16:00 | 0 | 0.07869 | 6.2592
2017-02-17 17:00 | 0 | 0.75754 | 15.594
2017-02-17 18:00 | 0 | 0.72775 | 15.594
2017-02-17 19:00 | 0 | 0.65161 | 15.594
2017-02-17 20:00 | 0.69501 | 0 | 0
2017-02-17 21:00 | 0.78185 | 0 | 0
2017-02-17 22:00 | 0.737 | 0 | 0
2017-02-17 23:00 | 0.68839 | 0 | 0
2017-02-18 | 0.018093 | 0 | 7.797
2017-02-18 01:00 | 0 | 0.034262 | 7.797
2017-02-18 02:00 | 0 | 0.061781 | 7.549
2017-02-18 03:00 | 0 | 0.062183 | 7.2917
2017-02-18 04:00 | 0 | 0.039995 | 6.8453
2017-02-18 05:00 | 0.43312 | 0 | 0
2017-02-18 06:00 | 0.41662 | 0 | 0
2017-02-18 07:00 | 0.31872 | 0 | 0
2017-02-18 08:00 | 0.30418 | 0 | 0
2017-02-18 09:00 | 0 | 0 | 15.594
2017-02-18 10:00 | 0 | 0.55673 | 15.594
2017-02-18 11:00 | 0 | 0.75983 | 15.594
2017-02-18 12:00 | 0 | 0.21774 | 7.797
2017-02-18 13:00 | 0 | 0.20927 | 7.797
2017-02-18 14:00 | 0 | 0.48629 | 12.0465
2017-02-18 15:00 | 0 | 0.19703 | 7.797
2017-02-18 16:00 | 0 | 0.18095 | 7.5816
2017-02-18 17:00 | 0 | 0.75406 | 15.594
2017-02-18 18:00 | 0 | 0.71606 | 15.594
2017-02-18 19:00 | 0 | 0.65227 | 15.594
2017-02-18 20:00 | 0.70922 | 0 | 0
2017-02-18 21:00 | 0.72594 | 0 | 0
2017-02-18 22:00 | 0.69601 | 0 | 0
2017-02-18 23:00 | 0.64768 | 0 | 0
2017-02-19 | 0.063325 | 0 | 7.0456
2017-02-19 01:00 | 0 | 0 | 7.2455
2017-02-19 02:00 | 0 | 0 | 6.4835
2017-02-19 03:00 | 0 | 0 | 6.2763
2017-02-19 04:00 | 0 | 0 | 6.3529
2017-02-19 05:00 | 0.42783 | 0 | 0
2017-02-19 06:00 | 0.39819 | 0 | 0
2017-02-19 07:00 | 0.30059 | 0 | 0
2017-02-19 08:00 | 0.30025 | 0 | 0
2017-02-19 09:00 | 0 | 0.050971 | 15.594
2017-02-19 10:00 | 0 | 0.78203 | 15.594
2017-02-19 11:00 | 0 | 0.76623 | 15.594
2017-02-19 12:00 | 0 | 0.21516 | 7.797
2017-02-19 13:00 | 0 | 0.20639 | 7.797
2017-02-19 14:00 | 0 | 0.20523 | 7.5703
2017-02-19 15:00 | 0 | 0.19125 | 7.797
2017-02-19 16:00 | 0 | 0.18211 | 7.797
2017-02-19 17:00 | 0 | 0.72846 | 15.594
2017-02-19 18:00 | 0 | 0.73449 | 15.594
2017-02-19 19:00 | 0 | 0.66792 | 15.594
2017-02-19 20:00 | 0.67351 | 0 | 0
2017-02-19 21:00 | 0.71876 | 0 | 0
2017-02-19 22:00 | 0.67347 | 0 | 0
2017-02-19 23:00 | 0.63026 | 0 | 0
2017-02-20 | 0.056406 | 0 | 6.9761
2017-02-20 01:00 | 0.066008 | 0 | 6.212
2017-02-20 02:00 | 0 | 0 | 6.4674
2017-02-20 03:00 | 0 | 0 | 6.282
2017-02-20 04:00 | 0 | 0 | 6.3345
2017-02-20 05:00 | 0.41503 | 0 | 0
2017-02-20 06:00 | 0.39786 | 0 | 0
2017-02-20 07:00 | 0.3306 | 0 | 0
2017-02-20 08:00 | 0.30714 | 0 | 0
2017-02-20 09:00 | 0 | 0 | 15.594
2017-02-20 10:00 | 0 | 0.61489 | 15.594
2017-02-20 11:00 | 0 | 0.78847 | 15.594
2017-02-20 12:00 | 0 | 0.24257 | 7.797
2017-02-20 13:00 | 0 | 0.23136 | 7.797
2017-02-20 14:00 | 0 | 0.4955 | 12.0465
2017-02-20 15:00 | 0 | 0.16442 | 7.3017
2017-02-20 16:00 | 0 | 0.10526 | 6.6821
2017-02-20 17:00 | 0 | 0.7551 | 15.594
2017-02-20 18:00 | 0 | 0.70096 | 15.594
2017-02-20 19:00 | 0 | 0.6317 | 15.594
2017-02-20 20:00 | 0.73504 | 0 | 0
2017-02-20 21:00 | 0.77818 | 0 | 0
2017-02-20 22:00 | 0.71787 | 0 | 0
2017-02-20 23:00 | 0.62648 | 0 | 0
2017-02-21 | 0 | 0 | 7.6939
2017-02-21 01:00 | 0 | 0.019423 | 7.0998
2017-02-21 02:00 | 0 | 0.0036795 | 6.5939
2017-02-21 03:00 | 0 | 0 | 6.518
2017-02-21 04:00 | 0 | 0 | 6.0743
2017-02-21 05:00 | 0.40981 | 0 | 0
2017-02-21 06:00 | 0.40752 | 0 | 0
2017-02-21 07:00 | 0.31727 | 0 | 0
2017-02-21 08:00 | 0.2977 | 0 | 0
2017-02-21 09:00 | 0 | 0 | 15.594
2017-02-21 10:00 | 0 | 0.55473 | 15.594
2017-02-21 11:00 | 0 | 0.79772 | 15.594
2017-02-21 12:00 | 0 | 0.23987 | 7.797
2017-02-21 13:00 | 0 | 0.22659 | 7.797
2017-02-21 14:00 | 0 | 0.48825 | 12.0465
2017-02-21 15:00 | 0 | 0.18623 | 7.6008
2017-02-21 16:00 | 0 | 0.14206 | 7.0792
2017-02-21 17:00 | 0 | 0.75998 | 15.594
2017-02-21 18:00 | 0 | 0.70859 | 15.594
2017-02-21 19:00 | 0 | 0.62622 | 15.594
2017-02-21 20:00 | 0.70085 | 0 | 0
2017-02-21 21:00 | 0.75058 | 0 | 0
2017-02-21 22:00 | 0.71014 | 0 | 0
2017-02-21 23:00 | 0.64768 | 0 | 0
2017-02-22 | 0 | 0 | 7.7601
2017-02-22 01:00 | 0 | 0 | 7.2072
2017-02-22 02:00 | 0 | 0.0037107 | 6.7338
2017-02-22 03:00 | 0 | 0 | 6.7086
2017-02-22 04:00 | 0 | 0 | 6.387
2017-02-22 05:00 | 0.43482 | 0 | 0
2017-02-22 06:00 | 0.41103 | 0 | 0
2017-02-22 07:00 | 0.32508 | 0 | 0
2017-02-22 08:00 | 0.29219 | 0 | 0
2017-02-22 09:00 | 0 | 0 | 15.594
2017-02-22 10:00 | 0 | 0.76861 | 15.594
2017-02-22 11:00 | 0 | 0.79524 | 15.594
2017-02-22 12:00 | 0 | 0.22141 | 7.797
2017-02-22 13:00 | 0 | 0.21053 | 7.797
2017-02-22 14:00 | 0 | 0.21523 | 7.797
2017-02-22 15:00 | 0 | 0.20117 | 7.797
2017-02-22 16:00 | 0 | 0.20128 | 7.797
2017-02-22 17:00 | 0 | 0.73922 | 15.594
2017-02-22 18:00 | 0 | 0.72346 | 15.594
2017-02-22 19:00 | 0 | 0.65409 | 15.594
2017-02-22 20:00 | 0.6737 | 0 | 0
2017-02-22 21:00 | 0.73068 | 0 | 0
2017-02-22 22:00 | 0.70185 | 0 | 0
2017-02-22 23:00 | 0.6519 | 0 | 0
2017-02-23 | 0.032634 | 0 | 7.797
2017-02-23 01:00 | 0 | 0 | 7.5023
2017-02-23 02:00 | 0 | 0.05713 | 7.5738
2017-02-23 03:00 | 0 | 0 | 6.8098
2017-02-23 04:00 | 0 | 0 | 6.4475
2017-02-23 05:00 | 0.45255 | 0 | 0
2017-02-23 06:00 | 0.43183 | 0 | 0
2017-02-23 07:00 | 0.33803 | 0 | 0
2017-02-23 08:00 | 0.30743 | 0 | 0
2017-02-23 09:00 | 0 | 0 | 15.594
2017-02-23 10:00 | 0 | 0.63359 | 15.594
2017-02-23 11:00 | 0 | 0.78329 | 15.594
2017-02-23 12:00 | 0 | 0.2284 | 7.797
2017-02-23 13:00 | 0 | 0.20631 | 7.797
2017-02-23 14:00 | 0 | 0.48725 | 12.0465
2017-02-23 15:00 | 0 | 0.17793 | 7.797
2017-02-23 16:00 | 0 | 0.1426 | 7.6103
2017-02-23 17:00 | 0 | 0.7255 | 15.594
2017-02-23 18:00 | 0 | 0.70196 | 15.594
2017-02-23 19:00 | 0 | 0.64339 | 15.594
2017-02-23 20:00 | 0.70555 | 0 | 0
2017-02-23 21:00 | 0.74492 | 0 | 0
2017-02-23 22:00 | 0.71858 | 0 | 0
2017-02-23 23:00 | 0.63081 | 0 | 0
2017-02-24 | 0.057383 | 0 | 6.931
2017-02-24 01:00 | 0.015834 | 0 | 6.7058
2017-02-24 02:00 | 0.013122 | 0 | 6.4302
2017-02-24 03:00 | 0 | 0 | 6.5573
2017-02-24 04:00 | 0 | 0 | 6.1831
2017-02-24 05:00 | 0.39679 | 0 | 0
2017-02-24 06:00 | 0.38654 | 0 | 0
2017-02-24 07:00 | 0.31321 | 0 | 0
2017-02-24 08:00 | 0.28631 | 0 | 0
2017-02-24 09:00 | 0 | 0 | 15.594
2017-02-24 10:00 | 0 | 0.51851 | 15.594
2017-02-24 11:00 | 0 | 0.79839 | 15.594
2017-02-24 12:00 | 0 | 0.24664 | 7.797
2017-02-24 13:00 | 0 | 0.22489 | 7.797
2017-02-24 14:00 | 0 | 0.50542 | 12.0465
2017-02-24 15:00 | 0 | 0.17997 | 7.4592
2017-02-24 16:00 | 0 | 0.1407 | 7.0491
2017-02-24 17:00 | 0 | 0.75939 | 15.594
2017-02-24 18:00 | 0 | 0.72139 | 15.594
2017-02-24 19:00 | 0 | 0.63496 | 15.594
2017-02-24 20:00 | 0.69612 | 0 | 0
2017-02-24 21:00 | 0.76719 | 0 | 0
2017-02-24 22:00 | 0.72387 | 0 | 0
2017-02-24 23:00 | 0.66515 | 0 | 0
2017-02-25 | 0.008658 | 0 | 7.797
2017-02-25 01:00 | 0 | 0 | 7.2649
2017-02-25 02:00 | 0 | 0 | 6.772
2017-02-25 03:00 | 0 | 0.010169 | 6.5596
2017-02-25 04:00 | 0 | 0.089762 | 7.797
2017-02-25 05:00 | 0.44855 | 0 | 0
2017-02-25 06:00 | 0.43867 | 0 | 0
2017-02-25 07:00 | 0.31783 | 0 | 0
2017-02-25 08:00 | 0.29319 | 0 | 0
2017-02-25 09:00 | 0 | 0.32133 | 15.594
2017-02-25 10:00 | 0 | 0.8019 | 15.594
2017-02-25 11:00 | 0 | 0 | 15.594
2017-02-25 12:00 | 0 | 0.54222 | 12.1684
2017-02-25 13:00 | 0 | 0.23003 | 7.797
2017-02-25 14:00 | 0 | 0.20705 | 7.5666
2017-02-25 15:00 | 0 | 0.21586 | 7.797
2017-02-25 16:00 | 0 | 0.23062 | 7.797
2017-02-25 17:00 | 0 | 0.76812 | 15.594
2017-02-25 18:00 | 0 | 0.73908 | 15.594
2017-02-25 19:00 | 0 | 0.67403 | 15.594
2017-02-25 20:00 | 0.72809 | 0 | 0
2017-02-25 21:00 | 0.78266 | 0 | 0
2017-02-25 22:00 | 0.74758 | 0 | 0
2017-02-25 23:00 | 0.68661 | 0 | 0
2017-02-26 | 0.13293 | 0 | 6.7178
2017-02-26 01:00 | 0.084095 | 0 | 6.379
2017-02-26 02:00 | 0.044575 | 0 | 6.0991
2017-02-26 03:00 | 0.010111 | 0 | 6.2643
2017-02-26 04:00 | 0 | 0 | 6.1566
2017-02-26 05:00 | 0 | 0 | 6.2314
2017-02-26 06:00 | 0.42528 | 0 | 0
2017-02-26 07:00 | 0.32778 | 0 | 0
2017-02-26 08:00 | 0.29933 | 0 | 0
2017-02-26 09:00 | 0 | 0.78088 | 15.594
2017-02-26 10:00 | 0 | 0.76509 | 15.594
2017-02-26 11:00 | 0 | 0.053377 | 15.594
2017-02-26 12:00 | 0 | 0.20383 | 7.797
2017-02-26 13:00 | 0 | 0.19332 | 7.797
2017-02-26 14:00 | 0 | 0.21604 | 7.797
2017-02-26 15:00 | 0 | 0.18537 | 7.797
2017-02-26 16:00 | 0 | 0.17463 | 7.6985
2017-02-26 17:00 | 0 | 0.76135 | 15.594
2017-02-26 18:00 | 0 | 0.73093 | 15.594
2017-02-26 19:00 | 0 | 0.66541 | 15.594
2017-02-26 20:00 | 0.70011 | 0 | 0
2017-02-26 21:00 | 0.73637 | 0 | 0
2017-02-26 22:00 | 0.71543 | 0 | 0
2017-02-26 23:00 | 0.67403 | 0 | 0
2017-02-27 | 0.039035 | 0 | 7.797
2017-02-27 01:00 | 0 | 0 | 7.5014
2017-02-27 02:00 | 0 | 0 | 6.7734
2017-02-27 03:00 | 0 | 0 | 6.4608
2017-02-27 04:00 | 0 | 0.10821 | 7.6909
2017-02-27 05:00 | 0.43823 | 0 | 0
2017-02-27 06:00 | 0.42705 | 0 | 0
2017-02-27 07:00 | 0.32867 | 0 | 0
2017-02-27 08:00 | 0.30777 | 0 | 0
2017-02-27 09:00 | 0 | 0 | 15.594
2017-02-27 10:00 | 0 | 0.77878 | 15.594
2017-02-27 11:00 | 0 | 0.44088 | 15.594
2017-02-27 12:00 | 0 | 0.21023 | 7.797
2017-02-27 13:00 | 0 | 0.20735 | 7.797
2017-02-27 14:00 | 0 | 0.49661 | 12.0465
2017-02-27 15:00 | 0 | 0.21479 | 7.797
2017-02-27 16:00 | 0 | 0.19177 | 7.734
2017-02-27 17:00 | 0 | 0.76065 | 15.594
2017-02-27 18:00 | 0 | 0.74063 | 15.594
2017-02-27 19:00 | 0 | 0.6717 | 15.594
2017-02-27 20:00 | 0.67658 | 0 | 0
2017-02-27 21:00 | 0.75055 | 0 | 0
2017-02-27 22:00 | 0.71647 | 0 | 0
2017-02-27 23:00 | 0.67125 | 0 | 0
2017-02-28 | 0.076362 | 0 | 7.097
2017-02-28 01:00 | 0.0016556 | 0 | 7.0479
2017-02-28 02:00 | 0 | 0.029084 | 6.9243
2017-02-28 03:00 | 0 | 0.039485 | 6.6756
2017-02-28 04:00 | 0 | 0.024843 | 6.3877
2017-02-28 05:00 | 0.40138 | 0 | 0
2017-02-28 06:00 | 0.40078 | 0 | 0
2017-02-28 07:00 | 0.3343 | 0 | 0
2017-02-28 08:00 | 0.3088 | 0 | 0
2017-02-28 09:00 | 0 | 0 | 15.594
2017-02-28 10:00 | 0 | 0 | 15.594
2017-02-28 11:00 | 0 | 0.79136 | 15.594
2017-02-28 12:00 | 0 | 0.51065 | 12.127
2017-02-28 13:00 | 0 | 0.2082 | 7.797
2017-02-28 14:00 | 0 | 0.48788 | 12.0465
2017-02-28 15:00 | 0 | 0.18753 | 7.7692
2017-02-28 16:00 | 0 | 0.13434 | 7.1939
2017-02-28 17:00 | 0 | 0.73064 | 15.594
2017-02-28 18:00 | 0 | 0.71425 | 15.594
2017-02-28 19:00 | 0 | 0.65479 | 15.594
2017-02-28 20:00 | 0.68968 | 0 | 0
2017-02-28 21:00 | 0.74551 | 0 | 0
2017-02-28 22:00 | 0.71909 | 0 | 0
2017-02-28 23:00 | 0.63906 | 0 | 0
2017-03-01 | 0.041029 | 0 | 7.1963
2017-03-01 01:00 | 0 | 0.029578 | 6.8838
2017-03-01 02:00 | 0 | 0.034408 | 6.5956
2017-03-01 03:00 | 0 | 0.068684 | 6.4179
2017-03-01 04:00 | 0 | 0.089641 | 6.4966
2017-03-01 05:00 | 0.35849 | 0 | 0
2017-03-01 06:00 | 0.36645 | 0 | 0
2017-03-01 07:00 | 0.33603 | 0 | 0
2017-03-01 08:00 | 0.28368 | 0 | 0
2017-03-01 09:00 | 0 | 0.12688 | 15.594
2017-03-01 10:00 | 0 | 0 | 15.594
2017-03-01 11:00 | 0 | 0.85152 | 15.594
2017-03-01 12:00 | 0 | 0.27017 | 7.797
2017-03-01 13:00 | 0 | 0.25918 | 7.797
2017-03-01 14:00 | 0 | 0.53421 | 12.0465
2017-03-01 15:00 | 0 | 0.18531 | 7.0309
2017-03-01 16:00 | 0 | 0.13971 | 6.5993
2017-03-01 17:00 | 0 | 0.77519 | 15.594
2017-03-01 18:00 | 0 | 0.7323 | 15.594
2017-03-01 19:00 | 0 | 0.60106 | 15.594
2017-03-01 20:00 | 0.72365 | 0 | 0
2017-03-01 21:00 | 0.7323 | 0 | 0
2017-03-01 22:00 | 0.69712 | 0 | 0
2017-03-01 23:00 | 0.60595 | 0 | 0
2017-03-02 | 0 | 0.0051981 | 7.1625
2017-03-02 01:00 | 0 | 0.04388 | 6.658
2017-03-02 02:00 | 0 | 0.017588 | 6.2651
2017-03-02 03:00 | 0 | 0.010939 | 5.9526
2017-03-02 04:00 | 0 | 0.00022043 | 5.7527
2017-03-02 05:00 | 0.38143 | 0 | 0
2017-03-02 06:00 | 0.37044 | 0 | 0
2017-03-02 07:00 | 0.31761 | 0 | 0
2017-03-02 08:00 | 0.29123 | 0 | 0
2017-03-02 09:00 | 0 | 0 | 15.594
2017-03-02 10:00 | 0 | 0.08716 | 15.594
2017-03-02 11:00 | 0 | 0.85847 | 15.594
2017-03-02 12:00 | 0 | 0.58646 | 12.2098
2017-03-02 13:00 | 0 | 0.27532 | 7.797
2017-03-02 14:00 | 0 | 0.24979 | 7.797
2017-03-02 15:00 | 0 | 0.26829 | 7.797
2017-03-02 16:00 | 0 | 0.23075 | 7.3758
2017-03-02 17:00 | 0 | 0.80012 | 15.594
2017-03-02 18:00 | 0 | 0.75739 | 15.594
2017-03-02 19:00 | 0 | 0.61649 | 15.594
2017-03-02 20:00 | 0.6969 | 0 | 0
2017-03-02 21:00 | 0.72198 | 0 | 0
2017-03-02 22:00 | 0.67647 | 0 | 0
2017-03-02 23:00 | 0.59218 | 0 | 0
2017-03-03 | 0.07647 | 0 | 6.2362
2017-03-03 01:00 | 0.0033883 | 0 | 6.1616
2017-03-03 02:00 | 0.049237 | 0 | 5.1157
2017-03-03 03:00 | 0.060841 | 0 | 4.7351
2017-03-03 04:00 | 0.076112 | 0 | 4.5597
2017-03-03 05:00 | 0.36967 | 0 | 0
2017-03-03 06:00 | 0.35731 | 0 | 0
2017-03-03 07:00 | 0.31554 | 0 | 0
2017-03-03 08:00 | 0.27295 | 0 | 0
2017-03-03 09:00 | 0 | 0.0069077 | 15.594
2017-03-03 10:00 | 0 | 0.84179 | 15.594
2017-03-03 11:00 | 0 | 0 | 15.594
2017-03-03 12:00 | 0 | 0 | 12.4864
2017-03-03 13:00 | 0 | 0.25204 | 7.797
2017-03-03 14:00 | 0 | 0.51334 | 12.0465
2017-03-03 15:00 | 0 | 0.24446 | 7.797
2017-03-03 16:00 | 0 | 0.21395 | 7.2589
2017-03-03 17:00 | 0 | 0.79409 | 15.594
2017-03-03 18:00 | 0 | 0.74318 | 15.594
2017-03-03 19:00 | 0 | 0.60876 | 15.594
2017-03-03 20:00 | 0.71987 | 0 | 0
2017-03-03 21:00 | 0.73523 | 0 | 0
2017-03-03 22:00 | 0.69697 | 0 | 0
2017-03-03 23:00 | 0.63673 | 0 | 0
2017-03-04 | 0 | 0.050836 | 7.7662
2017-03-04 01:00 | 0 | 0.10299 | 7.3753
2017-03-04 02:00 | 0 | 0.09698 | 7.0213
2017-03-04 03:00 | 0 | 0.068037 | 6.6693
2017-03-04 04:00 | 0 | 0.04211 | 6.3378
2017-03-04 05:00 | 0.38236 | 0 | 0
2017-03-04 06:00 | 0.37536 | 0 | 0
2017-03-04 07:00 | 0.30777 | 0 | 0
2017-03-04 08:00 | 0.27868 | 0 | 0
2017-03-04 09:00 | 0 | 0 | 15.594
2017-03-04 10:00 | 0 | 0 | 15.594
2017-03-04 11:00 | 0 | 0.67004 | 15.594
2017-03-04 12:00 | 0 | 0.26666 | 7.797
2017-03-04 13:00 | 0 | 0.24509 | 7.797
2017-03-04 14:00 | 0 | 0.51208 | 12.0465
2017-03-04 15:00 | 0 | 0.2146 | 7.2498
2017-03-04 16:00 | 0 | 0.1513 | 6.7532
2017-03-04 17:00 | 0 | 0.8029 | 15.594
2017-03-04 18:00 | 0 | 0.75543 | 15.594
2017-03-04 19:00 | 0 | 0.61483 | 15.594
2017-03-04 20:00 | 0.71495 | 0 | 0
2017-03-04 21:00 | 0.75587 | 0 | 0
2017-03-04 22:00 | 0.73186 | 0 | 0
2017-03-04 23:00 | 0.64528 | 0 | 0
2017-03-05 | 0 | 0.047101 | 7.797
2017-03-05 01:00 | 0 | 0.10157 | 7.797
2017-03-05 02:00 | 0 | 0.12107 | 7.5766
2017-03-05 03:00 | 0 | 0.10951 | 7.2558
2017-03-05 04:00 | 0 | 0.083684 | 6.918
2017-03-05 05:00 | 0.37696 | 0 | 0
2017-03-05 06:00 | 0.38476 | 0 | 0
2017-03-05 07:00 | 0.32675 | 0 | 0
2017-03-05 08:00 | 0.30159 | 0 | 0
2017-03-05 09:00 | 0 | 0 | 15.594
2017-03-05 10:00 | 0 | 0.31204 | 15.594
2017-03-05 11:00 | 0 | 0.83409 | 15.594
2017-03-05 12:00 | 0 | 0.25208 | 7.797
2017-03-05 13:00 | 0 | 0.23902 | 7.797
2017-03-05 14:00 | 0 | 0.50446 | 12.0465
2017-03-05 15:00 | 0 | 0.21356 | 7.797
2017-03-05 16:00 | 0 | 0.18255 | 7.358
2017-03-05 17:00 | 0 | 0.75979 | 15.594
2017-03-05 18:00 | 0 | 0.73489 | 15.594
2017-03-05 19:00 | 0 | 0.5819 | 15.594
2017-03-05 20:00 | 0.75077 | 0 | 0
2017-03-05 21:00 | 0.78329 | 0 | 0
2017-03-05 22:00 | 0.72794 | 0 | 0
2017-03-05 23:00 | 0.63573 | 0 | 0
2017-03-06 | 0 | 0.016097 | 7.6234
2017-03-06 01:00 | 0 | 0.070056 | 7.3833
2017-03-06 02:00 | 0 | 0.058347 | 6.7516
2017-03-06 03:00 | 0 | 0.029015 | 6.3355
2017-03-06 04:00 | 0 | 0.01734 | 6.1588
2017-03-06 05:00 | 0.40027 | 0 | 0
2017-03-06 06:00 | 0.39505 | 0 | 0
2017-03-06 07:00 | 0.33729 | 0 | 0
2017-03-06 08:00 | 0.3064 | 0 | 0
2017-03-06 09:00 | 0 | 0 | 15.594
2017-03-06 10:00 | 0 | 0.51427 | 15.594
2017-03-06 11:00 | 0 | 0.81607 | 15.594
2017-03-06 12:00 | 0 | 0 | 7.797
2017-03-06 13:00 | 0 | 0.24738 | 7.797
2017-03-06 14:00 | 0 | 0.52758 | 12.0465
2017-03-06 15:00 | 0 | 0.25445 | 7.797
2017-03-06 16:00 | 0 | 0.24013 | 7.797
2017-03-06 17:00 | 0 | 0.78248 | 15.594
2017-03-06 18:00 | 0 | 0.73171 | 15.594
2017-03-06 19:00 | 0 | 0.61616 | 15.594
2017-03-06 20:00 | 0.70448 | 0 | 0
2017-03-06 21:00 | 0.74107 | 0 | 0
2017-03-06 22:00 | 0.72294 | 0 | 0
2017-03-06 23:00 | 0.64106 | 0 | 0
2017-03-07 | 0.067247 | 0 | 6.6668
2017-03-07 01:00 | 0 | 0 | 6.6623
2017-03-07 02:00 | 0 | 0 | 6.2318
2017-03-07 03:00 | 0 | 0 | 6.1529
2017-03-07 04:00 | 0 | 0 | 6.0814
2017-03-07 05:00 | 0.40596 | 0 | 0
2017-03-07 06:00 | 0.38084 | 0 | 0
2017-03-07 07:00 | 0.31413 | 0 | 0
2017-03-07 08:00 | 0.2913 | 0 | 0
2017-03-07 09:00 | 0 | 0 | 15.594
2017-03-07 10:00 | 0 | 0.86299 | 15.594
2017-03-07 11:00 | 0 | 0.37004 | 15.594
2017-03-07 12:00 | 0 | 0.66073 | 13.3064
2017-03-07 13:00 | 0 | 0 | 12.4054
2017-03-07 14:00 | 0 | 0.19131 | 7.2159
2017-03-07 15:00 | 0 | 0.24524 | 7.797
2017-03-07 16:00 | 0 | 0.2489 | 7.797
2017-03-07 17:00 | 0 | 0.80175 | 15.594
2017-03-07 18:00 | 0 | 0.75365 | 15.594
2017-03-07 19:00 | 0 | 0.59563 | 15.594
2017-03-07 20:00 | 0.73567 | 0 | 0
2017-03-07 21:00 | 0.76083 | 0 | 0
2017-03-07 22:00 | 0.72968 | 0 | 0
2017-03-07 23:00 | 0.61342 | 0 | 0
2017-03-08 | 0.049217 | 0 | 6.5955
2017-03-08 01:00 | 0.041007 | 0 | 5.8221
2017-03-08 02:00 | 0 | 0 | 6.3723
2017-03-08 03:00 | 0 | 0 | 6.1817
2017-03-08 04:00 | 0 | 0 | 6.0128
2017-03-08 05:00 | 0.3861 | 0 | 0
2017-03-08 06:00 | 0.36349 | 0 | 0
2017-03-08 07:00 | 0.31672 | 0 | 0
2017-03-08 08:00 | 0.27291 | 0 | 0
2017-03-08 09:00 | 0 | 0 | 15.594
2017-03-08 10:00 | 0 | 0.8732 | 15.594
2017-03-08 11:00 | 0 | 0.4306 | 15.594
2017-03-08 12:00 | 0 | 0 | 7.797
2017-03-08 13:00 | 0 | 0 | 7.797
2017-03-08 14:00 | 0 | 0.54782 | 12.0465
2017-03-08 15:00 | 0 | 0 | 7.676
2017-03-08 16:00 | 0 | 0.1988 | 7.1471
2017-03-08 17:00 | 0 | 0.79065 | 15.594
2017-03-08 18:00 | 0 | 0.75491 | 15.594
2017-03-08 19:00 | 0 | 0.62378 | 15.594
2017-03-08 20:00 | 0.68313 | 0 | 0
2017-03-08 21:00 | 0.71166 | 0 | 0
2017-03-08 22:00 | 0.68202 | 0 | 0
2017-03-08 23:00 | 0.58279 | 0 | 0
2017-03-09 | 0 | 0.040747 | 7.4414
2017-03-09 01:00 | 0 | 0.066752 | 7.1027
2017-03-09 02:00 | 0 | 0.072126 | 6.8304
2017-03-09 03:00 | 0 | 0.052458 | 6.5378
2017-03-09 04:00 | 0 | 0.018113 | 6.2983
2017-03-09 05:00 | 0.40263 | 0 | 0
2017-03-09 06:00 | 0.38291 | 0 | 0
2017-03-09 07:00 | 0.32401 | 0 | 0
2017-03-09 08:00 | 0.26499 | 0 | 0
2017-03-09 09:00 | 0 | 0 | 15.594
2017-03-09 10:00 | 0 | 0 | 15.594
2017-03-09 11:00 | 0 | 0.54563 | 15.594
2017-03-09 12:00 | 0 | 0.31543 | 7.797
2017-03-09 13:00 | 0 | 0.30384 | 7.797
2017-03-09 14:00 | 0 | 0.5476 | 12.0465
2017-03-09 15:00 | 0 | 0.21652 | 7.122
2017-03-09 16:00 | 0 | 0.15589 | 6.6127
2017-03-09 17:00 | 0 | 0.78643 | 15.594
2017-03-09 18:00 | 0 | 0.74622 | 15.594
2017-03-09 19:00 | 0 | 0.61757 | 15.594
2017-03-09 20:00 | 0.70729 | 0 | 0
2017-03-09 21:00 | 0.72091 | 0 | 0
2017-03-09 22:00 | 0.69186 | 0 | 0
2017-03-09 23:00 | 0.59921 | 0 | 0
2017-03-10 | 0 | 0.025752 | 7.797
2017-03-10 01:00 | 0 | 0.083956 | 7.5989
2017-03-10 02:00 | 0 | 0.064721 | 7.1973
2017-03-10 03:00 | 0 | 0.040652 | 6.7586
2017-03-10 04:00 | 0 | 0.036734 | 6.4474
2017-03-10 05:00 | 0.39194 | 0 | 0
2017-03-10 06:00 | 0.36578 | 0 | 0
2017-03-10 07:00 | 0.31265 | 0 | 0
2017-03-10 08:00 | 0.25981 | 0 | 0
2017-03-10 09:00 | 0 | 0 | 15.594
2017-03-10 10:00 | 0 | 0.87054 | 15.594
2017-03-10 11:00 | 0 | 0.48739 | 15.594
2017-03-10 12:00 | 0 | 0 | 7.797
2017-03-10 13:00 | 0 | 0.28168 | 7.797
2017-03-10 14:00 | 0 | 0.53139 | 12.0465
2017-03-10 15:00 | 0 | 0.23047 | 7.797
2017-03-10 16:00 | 0 | 0.22226 | 7.7308
2017-03-10 17:00 | 0 | 0.78037 | 15.594
2017-03-10 18:00 | 0 | 0.72065 | 15.594
2017-03-10 19:00 | 0 | 0.59711 | 15.594
2017-03-10 20:00 | 0.74614 | 0 | 0
2017-03-10 21:00 | 0.76853 | 0 | 0
2017-03-10 22:00 | 0.75073 | 0 | 0
2017-03-10 23:00 | 0.6431 | 0 | 0
2017-03-11 | 0.068415 | 0 | 6.6424
2017-03-11 01:00 | 0.016763 | 0 | 6.5019
2017-03-11 02:00 | 0 | 0.0048549 | 6.3545
2017-03-11 03:00 | 0 | 0.017666 | 6.1133
2017-03-11 04:00 | 0 | 0.0029891 | 5.851
2017-03-11 05:00 | 0.36197 | 0 | 0
2017-03-11 06:00 | 0.34551 | 0 | 0
2017-03-11 07:00 | 0.30129 | 0 | 0
2017-03-11 08:00 | 0.28205 | 0 | 0
2017-03-11 09:00 | 0 | 0 | 15.594
2017-03-11 10:00 | 0 | 0.83687 | 15.594
2017-03-11 11:00 | 0 | 0.27412 | 15.594
2017-03-11 12:00 | 0 | 0.25112 | 7.797
2017-03-11 13:00 | 0 | 0 | 7.797
2017-03-11 14:00 | 0 | 0.51171 | 12.0465
2017-03-11 15:00 | 0 | 0 | 7.587
2017-03-11 16:00 | 0 | 0.18908 | 7.0795
2017-03-11 17:00 | 0 | 0.81737 | 15.594
2017-03-11 18:00 | 0 | 0.76549 | 15.594
2017-03-11 19:00 | 0 | 0.62001 | 15.594
2017-03-11 20:00 | 0.73826 | 0 | 0
2017-03-11 21:00 | 0.73682 | 0 | 0
2017-03-11 22:00 | 0.7198 | 0 | 0
2017-03-11 23:00 | 0.61579 | 0 | 0
2017-03-12 | 0 | 0.045709 | 7.7234
2017-03-12 01:00 | 0 | 0.09319 | 7.3295
2017-03-12 02:00 | 0 | 0.093305 | 6.9214
2017-03-12 03:00 | 0 | 0.06334 | 6.6168
2017-03-12 04:00 | 0 | 0.041166 | 6.4298
2017-03-12 05:00 | 0.3811 | 0 | 0
2017-03-12 06:00 | 0.36519 | 0 | 0
2017-03-12 07:00 | 0.31036 | 0 | 0
2017-03-12 08:00 | 0.28642 | 0 | 0
2017-03-12 09:00 | 0 | 0 | 15.594
2017-03-12 10:00 | 0 | 0 | 15.594
2017-03-12 11:00 | 0 | 0.86103 | 15.594
2017-03-12 12:00 | 0 | 0.58955 | 12.4835
2017-03-12 13:00 | 0 | 0.24376 | 7.797
2017-03-12 14:00 | 0 | 0.50509 | 12.0465
2017-03-12 15:00 | 0 | 0.19847 | 7.797
2017-03-12 16:00 | 0 | 0.20787 | 7.797
2017-03-12 17:00 | 0 | 0.77929 | 15.594
2017-03-12 18:00 | 0 | 0.74973 | 15.594
2017-03-12 19:00 | 0 | 0.59546 | 15.594
2017-03-12 20:00 | 0.69834 | 0 | 0
2017-03-12 21:00 | 0.71947 | 0 | 0
2017-03-12 22:00 | 0.66308 | 0 | 0
2017-03-12 23:00 | 0.56788 | 0 | 0
2017-03-13 | 0.060245 | 0 | 6.4408
2017-03-13 01:00 | 0.018776 | 0 | 6.0297
2017-03-13 02:00 | 0.026065 | 0 | 5.6863
2017-03-13 03:00 | 0.036092 | 0 | 5.3741
2017-03-13 04:00 | 0.045004 | 0 | 5.3037
2017-03-13 05:00 | 0.4043 | 0 | 0
2017-03-13 06:00 | 0.38232 | 0 | 0
2017-03-13 07:00 | 0.32837 | 0 | 0
2017-03-13 08:00 | 0.30395 | 0 | 0
2017-03-13 09:00 | 0 | 0 | 15.594
2017-03-13 10:00 | 0 | 0.64571 | 15.594
2017-03-13 11:00 | 0 | 0 | 15.594
2017-03-13 12:00 | 0 | 0.27028 | 7.797
2017-03-13 13:00 | 0 | 0.28227 | 7.797
2017-03-13 14:00 | 0 | 0.52688 | 12.0465
2017-03-13 15:00 | 0 | 0.18186 | 7.1031
2017-03-13 16:00 | 0 | 0.12882 | 6.4124
2017-03-13 17:00 | 0 | 0.77855 | 15.594
2017-03-13 18:00 | 0 | 0.73282 | 15.594
2017-03-13 19:00 | 0 | 0.59803 | 15.594
2017-03-13 20:00 | 0.72132 | 0 | 0
2017-03-13 21:00 | 0.7326 | 0 | 0
2017-03-13 22:00 | 0.65938 | 0 | 0
2017-03-13 23:00 | 0.57158 | 0 | 0
2017-03-14 | 0 | 0.067303 | 7.797
2017-03-14 01:00 | 0 | 0.13155 | 7.6052
2017-03-14 02:00 | 0 | 0.076576 | 7.1043
2017-03-14 03:00 | 0 | 0.066428 | 6.6709
2017-03-14 04:00 | 0 | 0.039185 | 6.3
2017-03-14 05:00 | 0.38069 | 0 | 0
2017-03-14 06:00 | 0.38373 | 0 | 0
2017-03-14 07:00 | 0.34351 | 0 | 0
2017-03-14 08:00 | 0.30732 | 0 | 0
2017-03-14 09:00 | 0 | 0 | 15.594
2017-03-14 10:00 | 0 | 0.75723 | 15.594
2017-03-14 11:00 | 0 | 0 | 15.594
2017-03-14 12:00 | 0 | 0.3017 | 7.797
2017-03-14 13:00 | 0 | 0.27047 | 7.797
2017-03-14 14:00 | 0 | 0.57129 | 12.6534
2017-03-14 15:00 | 0 | 0.079084 | 5.7884
2017-03-14 16:00 | 0 | 0.021478 | 5.1607
2017-03-14 17:00 | 0 | 0.7935 | 15.594
2017-03-14 18:00 | 0 | 0.76701 | 15.594
2017-03-14 19:00 | 0 | 0.62948 | 15.594
2017-03-14 20:00 | 0.70566 | 0 | 0
2017-03-14 21:00 | 0.76664 | 0 | 0
2017-03-14 22:00 | 0.72065 | 0 | 0
2017-03-14 23:00 | 0.61457 | 0 | 0
2017-03-15 | 0 | 0.039701 | 7.797
2017-03-15 01:00 | 0 | 0.11259 | 7.797
2017-03-15 02:00 | 0 | 0.11416 | 7.5663
2017-03-15 03:00 | 0 | 0.099565 | 7.2946
2017-03-15 04:00 | 0 | 0.070192 | 6.8808
2017-03-15 05:00 | 0.40038 | 0 | 0
2017-03-15 06:00 | 0.37141 | 0 | 0
2017-03-15 07:00 | 0.30725 | 0 | 0
2017-03-15 08:00 | 0.28971 | 0 | 0
2017-03-15 09:00 | 0 | 0 | 15.594
2017-03-15 10:00 | 0 | 0.0025297 | 15.594
2017-03-15 11:00 | 0 | 0.82795 | 15.594
2017-03-15 12:00 | 0 | 0.25012 | 7.797
2017-03-15 13:00 | 0 | 0.24054 | 7.797
2017-03-15 14:00 | 0 | 0.51116 | 12.0465
2017-03-15 15:00 | 0 | 0.22511 | 7.797
2017-03-15 16:00 | 0 | 0.22915 | 7.7758
2017-03-15 17:00 | 0 | 0.78673 | 15.594
2017-03-15 18:00 | 0 | 0.75535 | 15.594
2017-03-15 19:00 | 0 | 0.60025 | 15.594
2017-03-15 20:00 | 0.74111 | 0 | 0
2017-03-15 21:00 | 0.76597 | 0 | 0
2017-03-15 22:00 | 0.70537 | 0 | 0
2017-03-15 23:00 | 0.61002 | 0 | 0
2017-03-16 | 0.0051304 | 0 | 7.5294
2017-03-16 01:00 | 0 | 0.049234 | 7.2794
2017-03-16 02:00 | 0 | 0.062668 | 7.0117
2017-03-16 03:00 | 0 | 0.060704 | 6.7018
2017-03-16 04:00 | 0 | 0.033892 | 6.4305
2017-03-16 05:00 | 0.37422 | 0 | 0
2017-03-16 06:00 | 0.37611 | 0 | 0
2017-03-16 07:00 | 0.31838 | 0 | 0
2017-03-16 08:00 | 0.28712 | 0 | 0
2017-03-16 09:00 | 0 | 0 | 15.594
2017-03-16 10:00 | 0 | 0.16781 | 15.594
2017-03-16 11:00 | 0 | 0.84375 | 15.594
2017-03-16 12:00 | 0 | 0.28261 | 7.797
2017-03-16 13:00 | 0 | 0.25597 | 7.797
2017-03-16 14:00 | 0 | 0.52751 | 12.0465
2017-03-16 15:00 | 0 | 0.23203 | 7.797
2017-03-16 16:00 | 0 | 0.20489 | 7.6066
2017-03-16 17:00 | 0 | 0.78103 | 15.594
2017-03-16 18:00 | 0 | 0.73582 | 15.594
2017-03-16 19:00 | 0 | 0.57986 | 15.594
2017-03-16 20:00 | 0.75946 | 0 | 0
2017-03-16 21:00 | 0.79439 | 0 | 0
2017-03-16 22:00 | 0.75865 | 0 | 0
2017-03-16 23:00 | 0.65912 | 0 | 0
2017-03-17 | 0.044177 | 0 | 7.1987
2017-03-17 01:00 | 0 | 0.020552 | 6.9997
2017-03-17 02:00 | 0 | 0.041711 | 6.7613
2017-03-17 03:00 | 0 | 0.060691 | 6.4614
2017-03-17 04:00 | 0 | 0.048634 | 6.1847
2017-03-17 05:00 | 0.3629 | 0 | 0
2017-03-17 06:00 | 0.35309 | 0 | 0
2017-03-17 07:00 | 0.3051 | 0 | 0
2017-03-17 08:00 | 0.27965 | 0 | 0
2017-03-17 09:00 | 0 | 0 | 15.594
2017-03-17 10:00 | 0 | 0.87013 | 15.594
2017-03-17 11:00 | 0 | 0.34059 | 15.594
2017-03-17 12:00 | 0 | 0.59137 | 12.1023
2017-03-17 13:00 | 0 | 0 | 7.797
2017-03-17 14:00 | 0 | 0.27539 | 7.797
2017-03-17 15:00 | 0 | 0.25067 | 7.797
2017-03-17 16:00 | 0 | 0.24727 | 7.797
2017-03-17 17:00 | 0 | 0.80172 | 15.594
2017-03-17 18:00 | 0 | 0.75143 | 15.594
2017-03-17 19:00 | 0 | 0.60166 | 15.594
2017-03-17 20:00 | 0.7524 | 0 | 0
2017-03-17 21:00 | 0.78614 | 0 | 0
2017-03-17 22:00 | 0.75928 | 0 | 0
2017-03-17 23:00 | 0.63555 | 0 | 0
2017-03-18 | 0.12418 | 0 | 6.1064
2017-03-18 01:00 | 0.039165 | 0 | 6.313
2017-03-18 02:00 | 0 | 0 | 6.1883
2017-03-18 03:00 | 0 | 0 | 5.9471
2017-03-18 04:00 | 0.038913 | 0 | 5.4312
2017-03-18 05:00 | 0.39601 | 0 | 0
2017-03-18 06:00 | 0.11 | 0 | 4.2495
2017-03-18 07:00 | 0.33244 | 0 | 0
2017-03-18 08:00 | 0.29496 | 0 | 0
2017-03-18 09:00 | 0 | 0 | 15.594
2017-03-18 10:00 | 0 | 0.19052 | 15.594
2017-03-18 11:00 | 0 | 0.8527 | 15.594
2017-03-18 12:00 | 0 | 0.29174 | 7.797
2017-03-18 13:00 | 0 | 0.27358 | 7.797
2017-03-18 14:00 | 0 | 0.53043 | 12.0465
2017-03-18 15:00 | 0 | 0.224 | 7.797
2017-03-18 16:00 | 0 | 0.198 | 7.4759
2017-03-18 17:00 | 0 | 0.78984 | 15.594
2017-03-18 18:00 | 0 | 0.75532 | 15.594
2017-03-18 19:00 | 0 | 0.62412 | 15.594
2017-03-18 20:00 | 0.72531 | 0 | 0
2017-03-18 21:00 | 0.77452 | 0 | 0
2017-03-18 22:00 | 0.7252 | 0 | 0
2017-03-18 23:00 | 0.61753 | 0 | 0
2017-03-19 | 0 | 0 | 7.1353
2017-03-19 01:00 | 0 | 0 | 6.2602
2017-03-19 02:00 | 0 | 0 | 6.0663
2017-03-19 03:00 | 0 | 0 | 5.7721
2017-03-19 04:00 | 0 | 0.027038 | 6.0572
2017-03-19 05:00 | 0.39904 | 0 | 0
2017-03-19 06:00 | 0.40548 | 0 | 0
2017-03-19 07:00 | 0.33929 | 0 | 0
2017-03-19 08:00 | 0.30706 | 0 | 0
2017-03-19 09:00 | 0 | 0 | 15.594
2017-03-19 10:00 | 0 | 0 | 15.594
2017-03-19 11:00 | 0 | 0.77482 | 15.594
2017-03-19 12:00 | 0 | 0.58328 | 12.4813
2017-03-19 13:00 | 0 | 0.24716 | 7.797
2017-03-19 14:00 | 0 | 0.51822 | 12.0465
2017-03-19 15:00 | 0 | 0.22822 | 7.797
2017-03-19 16:00 | 0 | 0.23162 | 7.797
2017-03-19 17:00 | 0 | 0.7881 | 15.594
2017-03-19 18:00 | 0 | 0.74869 | 15.594
2017-03-19 19:00 | 0 | 0.61013 | 15.594
2017-03-19 20:00 | 0.73201 | 0 | 0
2017-03-19 21:00 | 0.75676 | 0 | 0
2017-03-19 22:00 | 0.73382 | 0 | 0
2017-03-19 23:00 | 0.59962 | 0 | 0
2017-03-20 | 0.037823 | 0 | 6.8097
2017-03-20 01:00 | 0.033808 | 0 | 6.0835
2017-03-20 02:00 | 0.011907 | 0 | 5.8829
2017-03-20 03:00 | 0 | 0.0025916 | 5.6879
2017-03-20 04:00 | 0.024861 | 0 | 5.476
2017-03-20 05:00 | 0.39253 | 0 | 0
2017-03-20 06:00 | 0.36952 | 0 | 0
2017-03-20 07:00 | 0.30773 | 0 | 0
2017-03-20 08:00 | 0.27099 | 0 | 0
2017-03-20 09:00 | 0 | 0 | 15.594
2017-03-20 10:00 | 0 | 0 | 15.594
2017-03-20 11:00 | 0 | 0 | 15.594
2017-03-20 12:00 | 0 | 0 | 12.8124
2017-03-20 13:00 | 0 | 0.088909 | 7.797
2017-03-20 14:00 | 0 | 0.23976 | 7.797
2017-03-20 15:00 | 0 | 0.23632 | 7.797
2017-03-20 16:00 | 0 | 0.23517 | 7.797
2017-03-20 17:00 | 0 | 0.78384 | 15.594
2017-03-20 18:00 | 0 | 0.73941 | 15.594
2017-03-20 19:00 | 0 | 0.63533 | 15.594
2017-03-20 20:00 | 0.65527 | 0 | 0
2017-03-20 21:00 | 0.70833 | 0 | 0
2017-03-20 22:00 | 0.67828 | 0 | 0
2017-03-20 23:00 | 0.59962 | 0 | 0
2017-03-21 | 0.028758 | 0 | 6.937

## Scenario Costs
Scenario 1
Battery Flow Out (USD) | 1539.3675
Battery Flow In (USD) | 1700.9401
Generator Cost (USD) | 63434.5943
Gen OyM Cost (USD) | 888
PV OyM Cost (USD) | 75
Battery OyM Cost (USD) | 1669.9663
Operation Cost (USD) | 69307.8682
OyM (USD) | 2632.9663
Present Gen Cost (USD) | 473821.1261
Present Bat Out Cost (USD) | 11498.2187
Present Bat In Cost (USD) | 12705.0762
Present Bat Reposition Cost (USD) | 24203.2949
Present OyM Cost (USD) | 19666.7933
Present Operation Cost (USD) | 517691.2143
Present Operation Cost Weighted (USD) | 517691.2143

## Results
Data
Battery Invesment (USD) | 83498.3147
Generator Invesment Cost (USD) | 44400
Renewable Investment Cost (USD) | 3750
Present Operation Cost Weighted (USD) | 517691.2143
NPC (USD) | 649339.529
NPC LP (USD) | 1372159.9089
Invesment (USD) | 131648.3147
LCOE (USD/kWh) | 1.763