## Data Renewable
Source 1
Inverter Efficiency | 1

## Time Series
| Renewable Energy (kWh) | Battery Flow Out (kWh) | Battery Flow in (kWh) | Curtailment (kWh) | Energy Demand (kWh) | SOC (kWh) | Gen energy (kWh) | Gen thermal energy (kWh) | Fuel Flow CHP (l/h) | Comb thermal energy (kWh) | Fuel Flow Comb (l/h) | Thermal Demand (kWh) | Thermal surplus (kWh) | Total Fuel Flow l/h | CHP efficiency | Thermal demand Drier (kWh) | Refrigeration Demand (kWh) | Elect. for refrig. (kWh) | Total Elect. Used (kWh) | Total Elect. Produced (kWh) | CO2 emissions Elect. Demand (kg of CO2) | CO2 emissions Elect. Refrigeration (kg of CO2) | CO2 emissions Elect. Used (kg of CO2) | CO2 emissions Elect. Curtailment (kg of CO2) | CO2 emissions Elect. Produced (kg of CO2)
2016-03-21 01:00 | 0 | 0 | 0 | 0.055 | 11.945 | 320.16 | 12 | 17.1793 | 3.6843 | 0 | 0 | 3.038 | 14.1413 | 3.6843 | 0.41229 | 0 | 10.663 | 3.5543 | 15.4993 | 15.5543 | 4.6585 | 1.3862 | 6.0447 | 0.02145 | 6.0662
2016-03-21 02:00 | 0 | 0 | 0 | 0.843 | 11.157 | 320.16 | 12 | 17.1793 | 3.6843 | 0 | 0 | 2.9635 | 14.2158 | 3.6843 | 0.41025 | 0 | 10.402 | 3.4673 | 14.6243 | 15.4673 | 4.3512 | 1.3523 | 5.7035 | 0.32877 | 6.0323
2016-03-21 03:00 | 0 | 0 | 0 | 1.304 | 10.696 | 320.16 | 12 | 17.1793 | 3.6843 | 0 | 0 | 2.865 | 14.3143 | 3.6843 | 0.40755 | 0 | 10.056 | 3.352 | 14.048 | 15.352 | 4.1714 | 1.3073 | 5.4787 | 0.50856 | 5.9873
2016-03-21 04:00 | 0 | 0 | 1.721 | 1.7764e-15 | 10.279 | 321.6401 | 12 | 17.1793 | 3.6843 | 0 | 0 | 2.7258 | 14.4535 | 3.6843 | 0.40373 | 0 | 9.568 | 3.1893 | 13.4683 | 13.4683 | 4.0088 | 1.2438 | 5.2527 | 6.9278e-16 | 5.2527
2016-03-21 05:00 | 0 | 0 | 2.362 | 0 | 9.638 | 323.6714 | 12 | 17.1793 | 3.6843 | 0 | 0 | 0 | 17.1793 | 3.6843 | 0.329 | 0 | 0 | 0 | 9.638 | 9.638 | 3.7588 | 0 | 3.7588 | 0 | 3.7588
2016-03-21 06:00 | 0 | 0 | 0 | 3.112 | 8.888 | 323.6714 | 12 | 17.1793 | 3.6843 | 0 | 0 | 0 | 17.1793 | 3.6843 | 0.329 | 0 | 0 | 0 | 8.888 | 12 | 3.4663 | 0 | 3.4663 | 1.2137 | 4.68
2016-03-21 07:00 | 0.001 | 0 | 0 | 3.838 | 8.163 | 323.6714 | 12 | 17.1793 | 3.6843 | 0 | 0 | 0 | 17.1793 | 3.6843 | 0.329 | 0 | 0 | 0 | 8.163 | 12.001 | 3.1836 | 0 | 3.1836 | 1.4968 | 4.6804
2016-03-21 08:00 | 0.011 | 0 | 0 | 4.098 | 7.913 | 323.6714 | 12 | 17.1793 | 3.6843 | 0 | 0 | 0 | 17.1793 | 3.6843 | 0.329 | 0 | 0 | 0 | 7.913 | 12.011 | 3.0861 | 0 | 3.0861 | 1.5982 | 4.6843
2016-03-21 09:00 | 0.029 | 0 | 3.865 | 0 | 8.164 | 326.9953 | 12 | 17.1793 | 3.6843 | 0 | 0 | 11.8065 | 5.3728 | 3.6843 | 0.65269 | 70.839 | 0 | 0 | 8.164 | 8.164 | 3.184 | 0 | 3.184 | 0 | 3.184
2016-03-21 10:00 | 0.082 | 0 | 3.916 | 0 | 8.166 | 330.363 | 12 | 17.1793 | 3.6843 | 0 | 0 | 11.8425 | 5.3368 | 3.6843 | 0.65368 | 71.055 | 0 | 0 | 8.166 | 8.166 | 3.1847 | 0 | 3.1847 | 0 | 3.1847
2016-03-21 11:00 | 0.128 | 0 | 3.734 | 0 | 8.394 | 333.5743 | 12 | 17.1793 | 3.6843 | 0 | 0 | 11.797 | 5.3823 | 3.6843 | 0.65243 | 70.782 | 0 | 0 | 8.394 | 8.394 | 3.2737 | 0 | 3.2737 | 0 | 3.2737
2016-03-21 12:00 | 0.119 | 0 | 0 | 3.251 | 8.868 | 333.5743 | 12 | 17.1793 | 3.6843 | 0 | 0 | 14.3723 | 2.807 | 3.6843 | 0.72304 | 70.026 | 9.481 | 3.1603 | 12.0283 | 15.2793 | 3.4585 | 1.2325 | 4.6911 | 1.2679 | 5.9589
2016-03-21 13:00 | 0.112 | 0 | 2.648 | 0 | 9.464 | 335.8516 | 12 | 17.1793 | 3.6843 | 0 | 0 | 14.8137 | 2.3657 | 3.6843 | 0.73514 | 69.046 | 11.604 | 3.868 | 13.332 | 13.332 | 3.691 | 1.5085 | 5.1995 | 0 | 5.1995
2016-03-21 14:00 | 0.095 | 0 | 2.148 | 0 | 9.947 | 337.6988 | 12 | 17.1793 | 3.6843 | 0 | 0 | 3.8997 | 13.2797 | 3.6843 | 0.43592 | 0 | 13.688 | 4.5627 | 14.5097 | 14.5097 | 3.8793 | 1.7794 | 5.6588 | 0 | 5.6588
2016-03-21 15:00 | 0.085 | 0 | 2.202 | 0 | 9.883 | 339.5926 | 12 | 17.1793 | 3.6843 | 0 | 0 | 15.504 | 1.6753 | 3.6843 | 0.75407 | 67.513 | 14.924 | 4.9747 | 14.8577 | 14.8577 | 3.8544 | 1.9401 | 5.7945 | 0 | 5.7945
2016-03-21 16:00 | 0.077 | 0 | 2.221 | 0 | 9.856 | 341.5026 | 12 | 17.1793 | 3.6843 | 0 | 0 | 15.6215 | 1.5578 | 3.6843 | 0.75729 | 67.252 | 15.489 | 5.163 | 15.019 | 15.019 | 3.8438 | 2.0136 | 5.8574 | 0 | 5.8574
2016-03-21 17:00 | 0.043 | 0 | 2.255 | 0 | 9.788 | 343.4419 | 12 | 17.1793 | 3.6843 | 0 | 0 | 11.1843 | 5.995 | 3.6843 | 0.63564 | 67.106 | 0 | 0 | 9.788 | 9.788 | 3.8173 | 0 | 3.8173 | 0 | 3.8173
2016-03-21 18:00 | 0.01 | 0 | 0 | 1.8 | 10.21 | 343.4419 | 12 | 17.1793 | 3.6843 | 0 | 0 | 11.18 | 5.9993 | 3.6843 | 0.63552 | 67.08 | 0 | 0 | 10.21 | 12.01 | 3.9819 | 0 | 3.9819 | 0.702 | 4.6839
2016-03-21 19:00 | 0 | 0 | 0 | 0 | 12.931 | 343.4419 | 12.931 | 18.5122 | 3.9701 | 0 | 0 | 11.1882 | 7.324 | 3.9701 | 0.61366 | 67.129 | 0 | 0 | 12.931 | 12.931 | 5.0431 | 0 | 5.0431 | 0 | 5.0431
2016-03-21 20:00 | 0 | 4.602 | 0 | 0 | 19.602 | 338.0908 | 15 | 21.4742 | 4.6053 | 0 | 0 | 0 | 21.4742 | 4.6053 | 0.329 | 0 | 0 | 0 | 19.602 | 19.602 | 7.6448 | 0 | 7.6448 | 0 | 7.6448
2016-03-21 21:00 | 0 | 5.315 | 0 | 0 | 20.315 | 331.9105 | 15 | 21.4742 | 4.6053 | 0 | 0 | 0 | 21.4742 | 4.6053 | 0.329 | 0 | 0 | 0 | 20.315 | 20.315 | 7.9229 | 0 | 7.9229 | 0 | 7.9229
2016-03-21 22:00 | 0 | 3.955 | 0 | 0 | 18.955 | 327.3117 | 15 | 21.4742 | 4.6053 | 0 | 0 | 0 | 21.4742 | 4.6053 | 0.329 | 0 | 0 | 0 | 18.955 | 18.955 | 7.3924 | 0 | 7.3924 | 0 | 7.3924
2016-03-21 23:00 | 0 | 2.064 | 0 | 0 | 17.064 | 324.9117 | 15 | 21.4742 | 4.6053 | 0 | 0 | 0 | 21.4742 | 4.6053 | 0.329 | 0 | 0 | 0 | 17.064 | 17.064 | 6.655 | 0 | 6.655 | 0 | 6.655
2016-03-22 | 0 | 0 | 0 | 0 | 13.804 | 324.9117 | 13.804 | 19.762 | 4.2381 | 0 | 0 | 2.8708 | 16.8911 | 4.2381 | 0.39742 | 0 | 10.076 | 3.3587 | 17.1627 | 17.1627 | 5.3836 | 1.3099 | 6.6934 | 0 | 6.6934
2016-03-22 01:00 | 0 | 0 | 0 | 0.385 | 11.615 | 324.9117 | 12 | 17.1793 | 3.6843 | 0 | 0 | 2.701 | 14.4783 | 3.6843 | 0.40305 | 0 | 9.48 | 3.16 | 14.775 | 15.16 | 4.5299 | 1.2324 | 5.7623 | 0.15015 | 5.9124
2016-03-22 02:00 | 0 | 0 | 0 | 0.75 | 11.25 | 324.9117 | 12 | 17.1793 | 3.6843 | 0 | 0 | 2.542 | 14.6373 | 3.6843 | 0.39869 | 0 | 8.923 | 2.9743 | 14.2243 | 14.9743 | 4.3875 | 1.16 | 5.5475 | 0.2925 | 5.84
2016-03-22 03:00 | 0 | 0 | 0 | 1.11 | 10.89 | 324.9117 | 12 | 17.1793 | 3.6843 | 0 | 0 | 2.4107 | 14.7687 | 3.6843 | 0.39509 | 0 | 8.461 | 2.8203 | 13.7103 | 14.8203 | 4.2471 | 1.0999 | 5.347 | 0.4329 | 5.7799
2016-03-22 04:00 | 0 | 0 | 0 | 0.914 | 11.086 | 324.9117 | 12 | 17.1793 | 3.6843 | 0 | 0 | 2.318 | 14.8613 | 3.6843 | 0.39255 | 0 | 8.136 | 2.712 | 13.798 | 14.712 | 4.3235 | 1.0577 | 5.3812 | 0.35646 | 5.7377
2016-03-22 05:00 | 0 | 0 | 0 | 1.516 | 10.484 | 324.9117 | 12 | 17.1793 | 3.6843 | 0 | 0 | 0 | 17.1793 | 3.6843 | 0.329 | 0 | 0 | 0 | 10.484 | 12 | 4.0888 | 0 | 4.0888 | 0.59124 | 4.68
2016-03-22 06:00 | 0 | 0 | 0 | 1.868 | 10.132 | 324.9117 | 12 | 17.1793 | 3.6843 | 0 | 0 | 0 | 17.1793 | 3.6843 | 0.329 | 0 | 0 | 0 | 10.132 | 12 | 3.9515 | 0 | 3.9515 | 0.72852 | 4.68
2016-03-22 07:00 | 0.003 | 0 | 0 | 3.325 | 8.678 | 324.9117 | 12 | 17.1793 | 3.6843 | 0 | 0 | 0 | 17.1793 | 3.6843 | 0.329 | 0 | 0 | 0 | 8.678 | 12.003 | 3.3844 | 0 | 3.3844 | 1.2968 | 4.6812
2016-03-22 08:00 | 0.016 | 0 | 0 | 3.894 | 8.122 | 324.9117 | 12 | 17.1793 | 3.6843 | 0 | 0 | 0 | 17.1793 | 3.6843 | 0.329 | 0 | 0 | 0 | 8.122 | 12.016 | 3.1676 | 0 | 3.1676 | 1.5187 | 4.6862
2016-03-22 09:00 | 0.043 | 0 | 4.107 | 0 | 7.936 | 328.4437 | 12 | 17.1793 | 3.6843 | 0 | 0 | 11.8972 | 5.2822 | 3.6843 | 0.65518 | 71.383 | 0 | 0 | 7.936 | 7.936 | 3.095 | 0 | 3.095 | 0 | 3.095
2016-03-22 10:00 | 0.077 | 0 | 3.891 | 0 | 8.186 | 331.79 | 12 | 17.1793 | 3.6843 | 0 | 0 | 11.9278 | 5.2515 | 3.6843 | 0.65602 | 71.567 | 0 | 0 | 8.186 | 8.186 | 3.1925 | 0 | 3.1925 | 0 | 3.1925
2016-03-22 11:00 | 0.099 | 0 | 0 | 3.561 | 8.538 | 331.79 | 12 | 17.1793 | 3.6843 | 0 | 0 | 11.8522 | 5.3272 | 3.6843 | 0.65395 | 71.113 | 0 | 0 | 8.538 | 12.099 | 3.3298 | 0 | 3.3298 | 1.3888 | 4.7186
2016-03-22 12:00 | 0.087 | 0 | 2.985 | 0 | 9.102 | 334.3571 | 12 | 17.1793 | 3.6843 | 0 | 0 | 14.3772 | 2.8022 | 3.6843 | 0.72317 | 70.016 | 9.505 | 3.1683 | 12.2703 | 12.2703 | 3.5498 | 1.2356 | 4.7854 | 0 | 4.7854
2016-03-22 13:00 | 0.076 | 0 | 2.752 | 0 | 9.324 | 336.7238 | 12 | 17.1793 | 3.6843 | 0 | 0 | 14.9167 | 2.2627 | 3.6843 | 0.73797 | 68.817 | 12.099 | 4.033 | 13.357 | 13.357 | 3.6364 | 1.5729 | 5.2092 | 0 | 5.2092
2016-03-22 14:00 | 0.076 | 0 | 2.315 | 0 | 9.761 | 338.7147 | 12 | 17.1793 | 3.6843 | 0 | 0 | 4.1932 | 12.9862 | 3.6843 | 0.44396 | 0 | 14.718 | 4.906 | 14.667 | 14.667 | 3.8068 | 1.9133 | 5.7201 | 0 | 5.7201
2016-03-22 15:00 | 0.056 | 0 | 2.36 | 0 | 9.696 | 340.7443 | 12 | 17.1793 | 3.6843 | 0 | 0 | 15.8372 | 1.3422 | 3.6843 | 0.7632 | 66.773 | 16.526 | 5.5087 | 15.2047 | 15.2047 | 3.7814 | 2.1484 | 5.9298 | 0 | 5.9298
2016-03-22 16:00 | 0.03 | 0 | 2.811 | 0 | 9.219 | 343.1617 | 12 | 17.1793 | 3.6843 | 0 | 0 | 16.067 | 1.1123 | 3.6843 | 0.7695 | 66.262 | 17.632 | 5.8773 | 15.0963 | 15.0963 | 3.5954 | 2.2922 | 5.8876 | 0 | 5.8876
2016-03-22 17:00 | 0.023 | 0 | 2.867 | 0 | 9.156 | 345.6274 | 12 | 17.1793 | 3.6843 | 0 | 0 | 11.0088 | 6.1705 | 3.6843 | 0.63083 | 66.053 | 0 | 0 | 9.156 | 9.156 | 3.5708 | 0 | 3.5708 | 0 | 3.5708
2016-03-22 18:00 | 0.009 | 0 | 2.324 | 0 | 9.685 | 347.626 | 12 | 17.1793 | 3.6843 | 0 | 0 | 11.0215 | 6.1578 | 3.6843 | 0.63117 | 66.129 | 0 | 0 | 9.685 | 9.685 | 3.7771 | 0 | 3.7771 | 0 | 3.7771
2016-03-22 19:00 | 0 | 0 | 0 | 0 | 12.957 | 347.626 | 12.957 | 18.5494 | 3.9781 | 0 | 0 | 11.095 | 7.4544 | 3.9781 | 0.61072 | 66.57 | 0 | 0 | 12.957 | 12.957 | 5.0532 | 0 | 5.0532 | 0 | 5.0532
2016-03-22 20:00 | 0 | 4.354 | 0 | 0 | 19.354 | 342.5632 | 15 | 21.4742 | 4.6053 | 0 | 0 | 0 | 21.4742 | 4.6053 | 0.329 | 0 | 0 | 0 | 19.354 | 19.354 | 7.5481 | 0 | 7.5481 | 0 | 7.5481
2016-03-22 21:00 | 0 | 4.145 | 0 | 0 | 19.145 | 337.7434 | 15 | 21.4742 | 4.6053 | 0 | 0 | 0 | 21.4742 | 4.6053 | 0.329 | 0 | 0 | 0 | 19.145 | 19.145 | 7.4665 | 0 | 7.4665 | 0 | 7.4665
2016-03-22 22:00 | 0 | 3.513 | 0 | 0 | 18.513 | 333.6586 | 15 | 21.4742 | 4.6053 | 0 | 0 | 0 | 21.4742 | 4.6053 | 0.329 | 0 | 0 | 0 | 18.513 | 18.513 | 7.2201 | 0 | 7.2201 | 0 | 7.2201
2016-03-22 23:00 | 0 | 1.268 | 0 | 0 | 16.268 | 332.1841 | 15 | 21.4742 | 4.6053 | 0 | 0 | 0 | 21.4742 | 4.6053 | 0.329 | 0 | 0 | 0 | 16.268 | 16.268 | 6.3445 | 0 | 6.3445 | 0 | 6.3445
2016-03-23 | 0 | 0 | 0 | 0 | 13.747 | 332.1841 | 13.747 | 19.6804 | 4.2206 | 0 | 0 | 3.1238 | 16.5565 | 4.2206 | 0.40376 | 0 | 10.964 | 3.6547 | 17.4017 | 17.4017 | 5.3613 | 1.4253 | 6.7867 | 0 | 6.7867
2016-03-23 01:00 | 0 | 0 | 0 | 0.214 | 11.786 | 332.1841 | 12 | 17.1793 | 3.6843 | 0 | 0 | 2.9652 | 14.2142 | 3.6843 | 0.41029 | 0 | 10.408 | 3.4693 | 15.2553 | 15.4693 | 4.5965 | 1.353 | 5.9496 | 0.08346 | 6.033
2016-03-23 02:00 | 0 | 0 | 0 | 1.143 | 10.857 | 332.1841 | 12 | 17.1793 | 3.6843 | 0 | 0 | 2.8152 | 14.3642 | 3.6843 | 0.40618 | 0 | 9.881 | 3.2937 | 14.1507 | 15.2937 | 4.2342 | 1.2845 | 5.5188 | 0.44577 | 5.9645
2016-03-23 03:00 | 0 | 0 | 0 | 1.408 | 10.592 | 332.1841 | 12 | 17.1793 | 3.6843 | 0 | 0 | 2.6373 | 14.542 | 3.6843 | 0.40131 | 0 | 9.257 | 3.0857 | 13.6777 | 15.0857 | 4.1309 | 1.2034 | 5.3343 | 0.54912 | 5.8834
2016-03-23 04:00 | 0 | 0 | 2.093 | 0 | 9.907 | 333.9841 | 12 | 17.1793 | 3.6843 | 0 | 0 | 2.4468 | 14.7325 | 3.6843 | 0.39608 | 0 | 8.588 | 2.8627 | 12.7697 | 12.7697 | 3.8637 | 1.1164 | 4.9802 | 0 | 4.9802
2016-03-23 05:00 | 0 | 0 | 2.53 | 0 | 9.47 | 336.1599 | 12 | 17.1793 | 3.6843 | 0 | 0 | 0 | 17.1793 | 3.6843 | 0.329 | 0 | 0 | 0 | 9.47 | 9.47 | 3.6933 | 0 | 3.6933 | 0 | 3.6933
2016-03-23 06:00 | 0 | 0 | 2.471 | 0 | 9.529 | 338.285 | 12 | 17.1793 | 3.6843 | 0 | 0 | 0 | 17.1793 | 3.6843 | 0.329 | 0 | 0 | 0 | 9.529 | 9.529 | 3.7163 | 0 | 3.7163 | 0 | 3.7163
2016-03-23 07:00 | 0.001 | 0 | 0 | 3.759 | 8.242 | 338.285 | 12 | 17.1793 | 3.6843 | 0 | 0 | 0 | 17.1793 | 3.6843 | 0.329 | 0 | 0 | 0 | 8.242 | 12.001 | 3.2144 | 0 | 3.2144 | 1.466 | 4.6804
2016-03-23 08:00 | 0.018 | 0 | 0 | 4.295 | 7.723 | 338.285 | 12 | 17.1793 | 3.6843 | 0 | 0 | 0 | 17.1793 | 3.6843 | 0.329 | 0 | 0 | 0 | 7.723 | 12.018 | 3.012 | 0 | 3.012 | 1.6751 | 4.687
2016-03-23 09:00 | 0.061 | 0 | 0 | 4.667 | 7.394 | 338.285 | 12 | 17.1793 | 3.6843 | 0 | 0 | 11.8968 | 5.2825 | 3.6843 | 0.65517 | 71.381 | 0 | 0 | 7.394 | 12.061 | 2.8837 | 0 | 2.8837 | 1.8201 | 4.7038
2016-03-23 10:00 | 0.069 | 0 | 4.337 | 0 | 7.732 | 342.0148 | 12 | 17.1793 | 3.6843 | 0 | 0 | 11.9038 | 5.2755 | 3.6843 | 0.65536 | 71.423 | 0 | 0 | 7.732 | 7.732 | 3.0155 | 0 | 3.0155 | 0 | 3.0155
2016-03-23 11:00 | 0.063 | 0 | 3.856 | 0 | 8.207 | 345.331 | 12 | 17.1793 | 3.6843 | 0 | 0 | 11.8098 | 5.3695 | 3.6843 | 0.65279 | 70.859 | 0 | 0 | 8.207 | 8.207 | 3.2007 | 0 | 3.2007 | 0 | 3.2007
2016-03-23 12:00 | 0.105 | 0 | 3.321 | 0 | 8.784 | 348.187 | 12 | 17.1793 | 3.6843 | 0 | 0 | 14.5697 | 2.6097 | 3.6843 | 0.72845 | 69.588 | 10.431 | 3.477 | 12.261 | 12.261 | 3.4258 | 1.356 | 4.7818 | 0 | 4.7818
2016-03-23 13:00 | 0.077 | 0 | 2.737 | 0 | 9.34 | 350.5408 | 12 | 17.1793 | 3.6843 | 0 | 0 | 15.1395 | 2.0398 | 3.6843 | 0.74407 | 68.322 | 13.171 | 4.3903 | 13.7303 | 13.7303 | 3.6426 | 1.7122 | 5.3548 | 0 | 5.3548
2016-03-23 14:00 | 0.091 | 0 | 2.465 | 0 | 9.626 | 352.6607 | 12 | 17.1793 | 3.6843 | 0 | 0 | 4.3905 | 12.7888 | 3.6843 | 0.44937 | 0 | 15.411 | 5.137 | 14.763 | 14.763 | 3.7541 | 2.0034 | 5.7576 | 0 | 5.7576
2016-03-23 15:00 | 0.058 | 0 | 2.489 | 0 | 9.569 | 354.8013 | 12 | 17.1793 | 3.6843 | 0 | 0 | 15.916 | 1.2633 | 3.6843 | 0.76536 | 66.598 | 16.906 | 5.6353 | 15.2043 | 15.2043 | 3.7319 | 2.1978 | 5.9297 | 0 | 5.9297
2016-03-23 16:00 | 0.05 | 0 | 2.541 | 0 | 9.509 | 356.9865 | 12 | 17.1793 | 3.6843 | 0 | 0 | 16.0992 | 1.0802 | 3.6843 | 0.77039 | 66.191 | 17.787 | 5.929 | 15.438 | 15.438 | 3.7085 | 2.3123 | 6.0208 | 0 | 6.0208
2016-03-23 17:00 | 0.017 | 0 | 2.851 | 0 | 9.166 | 359.4384 | 12 | 17.1793 | 3.6843 | 0 | 0 | 11.0022 | 6.1772 | 3.6843 | 0.63064 | 66.013 | 0 | 0 | 9.166 | 9.166 | 3.5747 | 0 | 3.5747 | 0 | 3.5747
2016-03-23 18:00 | 0.007 | 0 | 2.178 | 0 | 9.829 | 361.3115 | 12 | 17.1793 | 3.6843 | 0 | 0 | 11.0267 | 6.1527 | 3.6843 | 0.63131 | 66.16 | 0 | 0 | 9.829 | 9.829 | 3.8333 | 0 | 3.8333 | 0 | 3.8333
2016-03-23 19:00 | 0 | 0 | 0 | 0 | 13.751 | 361.3115 | 13.751 | 19.6861 | 4.2219 | 0 | 0 | 11.0847 | 8.6014 | 4.2219 | 0.59421 | 66.508 | 0 | 0 | 13.751 | 13.751 | 5.3629 | 0 | 5.3629 | 0 | 5.3629
2016-03-23 20:00 | 0 | 5.558 | 0 | 0 | 20.558 | 354.8487 | 15 | 21.4742 | 4.6053 | 0 | 0 | 0 | 21.4742 | 4.6053 | 0.329 | 0 | 0 | 0 | 20.558 | 20.558 | 8.0176 | 0 | 8.0176 | 0 | 8.0176
2016-03-23 21:00 | 0 | 5.824 | 0 | 0 | 20.824 | 348.0766 | 15 | 21.4742 | 4.6053 | 0 | 0 | 0 | 21.4742 | 4.6053 | 0.329 | 0 | 0 | 0 | 20.824 | 20.824 | 8.1214 | 0 | 8.1214 | 0 | 8.1214
2016-03-23 22:00 | 0 | 3.554 | 0 | 0 | 18.554 | 343.944 | 15 | 21.4742 | 4.6053 | 0 | 0 | 0 | 21.4742 | 4.6053 | 0.329 | 0 | 0 | 0 | 18.554 | 18.554 | 7.2361 | 0 | 7.2361 | 0 | 7.2361
2016-03-23 23:00 | 0 | 0.953 | 0 | 0 | 15.953 | 342.8359 | 15 | 21.4742 | 4.6053 | 0 | 0 | 0 | 21.4742 | 4.6053 | 0.329 | 0 | 0 | 0 | 15.953 | 15.953 | 6.2217 | 0 | 6.2217 | 0 | 6.2217
2016-03-24 | 0 | 0 | 0 | 0 | 13.056 | 342.8359 | 13.056 | 18.6911 | 4.0085 | 0 | 0 | 2.8168 | 15.8743 | 4.0085 | 0.39998 | 0 | 9.887 | 3.2957 | 16.3517 | 16.3517 | 5.0918 | 1.2853 | 6.3772 | 0 | 6.3772
2016-03-24 01:00 | 0 | 0 | 0 | 0.534 | 11.466 | 342.8359 | 12 | 17.1793 | 3.6843 | 0 | 0 | 2.6745 | 14.5048 | 3.6843 | 0.40233 | 0 | 9.388 | 3.1293 | 14.5953 | 15.1293 | 4.4717 | 1.2204 | 5.6922 | 0.20826 | 5.9004
2016-03-24 02:00 | 0 | 0 | 0 | 1.174 | 10.826 | 342.8359 | 12 | 17.1793 | 3.6843 | 0 | 0 | 2.5655 | 14.6138 | 3.6843 | 0.39934 | 0 | 9.005 | 3.0017 | 13.8277 | 15.0017 | 4.2221 | 1.1706 | 5.3928 | 0.45786 | 5.8507
2016-03-24 03:00 | 0 | 0 | 0 | 1.803 | 10.197 | 342.8359 | 12 | 17.1793 | 3.6843 | 0 | 0 | 2.4358 | 14.7435 | 3.6843 | 0.39578 | 0 | 8.55 | 2.85 | 13.047 | 14.85 | 3.9768 | 1.1115 | 5.0883 | 0.70317 | 5.7915
2016-03-24 04:00 | 0 | 0 | 0 | 1.603 | 10.397 | 342.8359 | 12 | 17.1793 | 3.6843 | 0 | 0 | 2.304 | 14.8753 | 3.6843 | 0.39217 | 0 | 8.087 | 2.6957 | 13.0927 | 14.6957 | 4.0548 | 1.0513 | 5.1061 | 0.62517 | 5.7313
2016-03-24 05:00 | 0 | 0 | 1.949 | 1.7764e-15 | 10.051 | 344.512 | 12 | 17.1793 | 3.6843 | 0 | 0 | 0 | 17.1793 | 3.6843 | 0.329 | 0 | 0 | 0 | 10.051 | 10.051 | 3.9199 | 0 | 3.9199 | 6.9278e-16 | 3.9199
2016-03-24 06:00 | 0 | 0 | 2.371 | 1.7764e-15 | 9.629 | 346.5511 | 12 | 17.1793 | 3.6843 | 0 | 0 | 0 | 17.1793 | 3.6843 | 0.329 | 0 | 0 | 0 | 9.629 | 9.629 | 3.7553 | 0 | 3.7553 | 6.9278e-16 | 3.7553
2016-03-24 07:00 | 0 | 0 | 0 | 3.68 | 8.32 | 346.5511 | 12 | 17.1793 | 3.6843 | 0 | 0 | 0 | 17.1793 | 3.6843 | 0.329 | 0 | 0 | 0 | 8.32 | 12 | 3.2448 | 0 | 3.2448 | 1.4352 | 4.68
2016-03-24 08:00 | 0.006 | 0 | 0 | 3.878 | 8.128 | 346.5511 | 12 | 17.1793 | 3.6843 | 0 | 0 | 0 | 17.1793 | 3.6843 | 0.329 | 0 | 0 | 0 | 8.128 | 12.006 | 3.1699 | 0 | 3.1699 | 1.5124 | 4.6823
2016-03-24 09:00 | 0.023 | 0 | 4.053 | 1.7764e-15 | 7.97 | 350.0367 | 12 | 17.1793 | 3.6843 | 0 | 0 | 11.8787 | 5.3007 | 3.6843 | 0.65467 | 71.272 | 0 | 0 | 7.97 | 7.97 | 3.1083 | 0 | 3.1083 | 6.9278e-16 | 3.1083
2016-03-24 10:00 | 0.051 | 0 | 3.972 | 0 | 8.079 | 353.4526 | 12 | 17.1793 | 3.6843 | 0 | 0 | 11.9008 | 5.2785 | 3.6843 | 0.65528 | 71.405 | 0 | 0 | 8.079 | 8.079 | 3.1508 | 0 | 3.1508 | 0 | 3.1508
2016-03-24 11:00 | 0.071 | 0 | 0 | 3.725 | 8.346 | 353.4526 | 12 | 17.1793 | 3.6843 | 0 | 0 | 11.833 | 5.3463 | 3.6843 | 0.65342 | 70.998 | 0 | 0 | 8.346 | 12.071 | 3.2549 | 0 | 3.2549 | 1.4528 | 4.7077
2016-03-24 12:00 | 0.088 | 0 | 0 | 3.687 | 8.401 | 353.4526 | 12 | 17.1793 | 3.6843 | 0 | 0 | 14.3412 | 2.8382 | 3.6843 | 0.72219 | 70.096 | 9.331 | 3.1103 | 11.5113 | 15.1983 | 3.2764 | 1.213 | 4.4894 | 1.4379 | 5.9273
2016-03-24 13:00 | 0.106 | 0 | 0 | 3.497 | 8.609 | 353.4526 | 12 | 17.1793 | 3.6843 | 0 | 0 | 14.768 | 2.4113 | 3.6843 | 0.73389 | 69.147 | 11.384 | 3.7947 | 12.4037 | 15.9007 | 3.3575 | 1.4799 | 4.8374 | 1.3638 | 6.2013
2016-03-24 14:00 | 0.099 | 0 | 0 | 3.154 | 8.945 | 353.4526 | 12 | 17.1793 | 3.6843 | 0 | 0 | 3.8093 | 13.37 | 3.6843 | 0.43344 | 0 | 13.371 | 4.457 | 13.402 | 16.556 | 3.4886 | 1.7382 | 5.2268 | 1.2301 | 6.4568
2016-03-24 15:00 | 0.094 | 0 | 2.717 | 0 | 9.377 | 355.7892 | 12 | 17.1793 | 3.6843 | 0 | 0 | 15.4962 | 1.6832 | 3.6843 | 0.75385 | 67.53 | 14.886 | 4.962 | 14.339 | 14.339 | 3.657 | 1.9352 | 5.5922 | 0 | 5.5922
2016-03-24 16:00 | 0.063 | 0 | 2.838 | 0 | 9.225 | 358.2299 | 12 | 17.1793 | 3.6843 | 0 | 0 | 15.6975 | 1.4818 | 3.6843 | 0.75937 | 67.083 | 15.855 | 5.285 | 14.51 | 14.51 | 3.5978 | 2.0612 | 5.6589 | 0 | 5.6589
2016-03-24 17:00 | 0.051 | 0 | 2.621 | 1.7764e-15 | 9.43 | 360.484 | 12 | 17.1793 | 3.6843 | 0 | 0 | 11.1627 | 6.0167 | 3.6843 | 0.63504 | 66.976 | 0 | 0 | 9.43 | 9.43 | 3.6777 | 0 | 3.6777 | 6.9278e-16 | 3.6777
2016-03-24 18:00 | 0.01 | 0 | 0 | 1.709 | 10.301 | 360.484 | 12 | 17.1793 | 3.6843 | 0 | 0 | 11.1952 | 5.9842 | 3.6843 | 0.63593 | 67.171 | 0 | 0 | 10.301 | 12.01 | 4.0174 | 0 | 4.0174 | 0.66651 | 4.6839
2016-03-24 19:00 | 0 | 0 | 0 | 0 | 13.629 | 360.484 | 13.629 | 19.5114 | 4.1844 | 0 | 0 | 11.2678 | 8.2436 | 4.1844 | 0.601 | 67.607 | 0 | 0 | 13.629 | 13.629 | 5.3153 | 0 | 5.3153 | 0 | 5.3153
2016-03-24 20:00 | 0 | 3.963 | 0 | 0 | 18.963 | 355.8758 | 15 | 21.4742 | 4.6053 | 0 | 0 | 0 | 21.4742 | 4.6053 | 0.329 | 0 | 0 | 0 | 18.963 | 18.963 | 7.3956 | 0 | 7.3956 | 0 | 7.3956
2016-03-24 21:00 | 0 | 4.97 | 0 | 0 | 19.97 | 350.0968 | 15 | 21.4742 | 4.6053 | 0 | 0 | 0 | 21.4742 | 4.6053 | 0.329 | 0 | 0 | 0 | 19.97 | 19.97 | 7.7883 | 0 | 7.7883 | 0 | 7.7883
2016-03-24 22:00 | 0 | 4.239 | 0 | 0 | 19.239 | 345.1677 | 15 | 21.4742 | 4.6053 | 0 | 0 | 0 | 21.4742 | 4.6053 | 0.329 | 0 | 0 | 0 | 19.239 | 19.239 | 7.5032 | 0 | 7.5032 | 0 | 7.5032
2016-03-24 23:00 | 0 | 2.121 | 0 | 0 | 17.121 | 342.7014 | 15 | 21.4742 | 4.6053 | 0 | 0 | 0 | 21.4742 | 4.6053 | 0.329 | 0 | 0 | 0 | 17.121 | 17.121 | 6.6772 | 0 | 6.6772 | 0 | 6.6772
2016-03-25 | 0 | 0 | 0 | 0 | 14.521 | 342.7014 | 14.521 | 20.7884 | 4.4583 | 0 | 0 | 2.7532 | 18.0353 | 4.4583 | 0.39138 | 0 | 9.664 | 3.2213 | 17.7423 | 17.7423 | 5.6632 | 1.2563 | 6.9195 | 0 | 6.9195
2016-03-25 01:00 | 0 | 0 | 0 | 0 | 12.344 | 342.7014 | 12.344 | 17.6718 | 3.7899 | 0 | 0 | 2.583 | 15.0888 | 3.7899 | 0.39784 | 0 | 9.067 | 3.0223 | 15.3663 | 15.3663 | 4.8142 | 1.1787 | 5.9929 | 0 | 5.9929
2016-03-25 02:00 | 0 | 0 | 0 | 0.2 | 11.8 | 342.7014 | 12 | 17.1793 | 3.6843 | 0 | 0 | 2.3837 | 14.7957 | 3.6843 | 0.39435 | 0 | 8.367 | 2.789 | 14.589 | 14.789 | 4.602 | 1.0877 | 5.6897 | 0.078 | 5.7677
2016-03-25 03:00 | 0 | 0 | 0 | 0.558 | 11.442 | 342.7014 | 12 | 17.1793 | 3.6843 | 0 | 0 | 2.1783 | 15.001 | 3.6843 | 0.38872 | 0 | 7.646 | 2.5487 | 13.9907 | 14.5487 | 4.4624 | 0.99398 | 5.4564 | 0.21762 | 5.674
2016-03-25 04:00 | 0 | 0 | 0 | 0.683 | 11.317 | 342.7014 | 12 | 17.1793 | 3.6843 | 0 | 0 | 1.9815 | 15.1978 | 3.6843 | 0.38333 | 0 | 6.955 | 2.3183 | 13.6353 | 14.3183 | 4.4136 | 0.90415 | 5.3178 | 0.26637 | 5.5842
2016-03-25 05:00 | 0 | 0 | 0 | 1.416 | 10.584 | 342.7014 | 12 | 17.1793 | 3.6843 | 0 | 0 | 0 | 17.1793 | 3.6843 | 0.329 | 0 | 0 | 0 | 10.584 | 12 | 4.1278 | 0 | 4.1278 | 0.55224 | 4.68
2016-03-25 06:00 | 0 | 0 | 0 | 1.432 | 10.568 | 342.7014 | 12 | 17.1793 | 3.6843 | 0 | 0 | 0 | 17.1793 | 3.6843 | 0.329 | 0 | 0 | 0 | 10.568 | 12 | 4.1215 | 0 | 4.1215 | 0.55848 | 4.68
2016-03-25 07:00 | 0.003 | 0 | 2.854 | 1.7764e-15 | 9.149 | 345.1558 | 12 | 17.1793 | 3.6843 | 0 | 0 | 0 | 17.1793 | 3.6843 | 0.329 | 0 | 0 | 0 | 9.149 | 9.149 | 3.5681 | 0 | 3.5681 | 6.9278e-16 | 3.5681
2016-03-25 08:00 | 0.027 | 0 | 0 | 3.787 | 8.24 | 345.1558 | 12 | 17.1793 | 3.6843 | 0 | 0 | 0 | 17.1793 | 3.6843 | 0.329 | 0 | 0 | 0 | 8.24 | 12.027 | 3.2136 | 0 | 3.2136 | 1.4769 | 4.6905
2016-03-25 09:00 | 0.065 | 0 | 3.95 | 0 | 8.115 | 348.5528 | 12 | 17.1793 | 3.6843 | 0 | 0 | 12.0125 | 5.1668 | 3.6843 | 0.65834 | 72.075 | 0 | 0 | 8.115 | 8.115 | 3.1648 | 0 | 3.1648 | 0 | 3.1648
2016-03-25 10:00 | 0.096 | 0 | 4.306 | 0 | 7.79 | 352.256 | 12 | 17.1793 | 3.6843 | 0 | 0 | 12.0328 | 5.1465 | 3.6843 | 0.6589 | 72.197 | 0 | 0 | 7.79 | 7.79 | 3.0381 | 0 | 3.0381 | 0 | 3.0381
2016-03-25 11:00 | 0.122 | 0 | 4.192 | 0 | 7.93 | 355.8611 | 12 | 17.1793 | 3.6843 | 0 | 0 | 11.9343 | 5.245 | 3.6843 | 0.6562 | 71.606 | 0 | 0 | 7.93 | 7.93 | 3.0927 | 0 | 3.0927 | 0 | 3.0927
2016-03-25 12:00 | 0.061 | 0 | 0 | 3.61 | 8.451 | 355.8611 | 12 | 17.1793 | 3.6843 | 0 | 0 | 14.1567 | 3.0227 | 3.6843 | 0.71713 | 70.505 | 8.444 | 2.8147 | 11.2657 | 14.8757 | 3.2959 | 1.0977 | 4.3936 | 1.4079 | 5.8015
2016-03-25 13:00 | 0.085 | 0 | 2.811 | 0 | 9.274 | 358.2786 | 12 | 17.1793 | 3.6843 | 0 | 0 | 14.7607 | 2.4187 | 3.6843 | 0.73369 | 69.164 | 11.349 | 3.783 | 13.057 | 13.057 | 3.6169 | 1.4754 | 5.0922 | 0 | 5.0922
2016-03-25 14:00 | 0.103 | 0 | 2.692 | 0 | 9.411 | 360.5937 | 12 | 17.1793 | 3.6843 | 0 | 0 | 3.9525 | 13.2268 | 3.6843 | 0.43736 | 0 | 13.873 | 4.6243 | 14.0353 | 14.0353 | 3.6703 | 1.8035 | 5.4738 | 0 | 5.4738
2016-03-25 15:00 | 0.114 | 0 | 2.92 | 0 | 9.194 | 363.1049 | 12 | 17.1793 | 3.6843 | 0 | 0 | 15.6933 | 1.486 | 3.6843 | 0.75926 | 67.092 | 15.835 | 5.2783 | 14.4723 | 14.4723 | 3.5857 | 2.0585 | 5.6442 | 0 | 5.6442
2016-03-25 16:00 | 0.103 | 0 | 2.793 | 0 | 9.31 | 365.5069 | 12 | 17.1793 | 3.6843 | 0 | 0 | 15.9467 | 1.2327 | 3.6843 | 0.7662 | 66.53 | 17.053 | 5.6843 | 14.9943 | 14.9943 | 3.6309 | 2.2169 | 5.8478 | 0 | 5.8478
2016-03-25 17:00 | 0.073 | 0 | 2.669 | 0 | 9.404 | 367.8022 | 12 | 17.1793 | 3.6843 | 0 | 0 | 11.0543 | 6.125 | 3.6843 | 0.63207 | 66.326 | 0 | 0 | 9.404 | 9.404 | 3.6676 | 0 | 3.6676 | 0 | 3.6676
2016-03-25 18:00 | 0.015 | 0 | 2.014 | 1.7764e-15 | 10.001 | 369.5343 | 12 | 17.1793 | 3.6843 | 0 | 0 | 11.0477 | 6.1317 | 3.6843 | 0.63189 | 66.286 | 0 | 0 | 10.001 | 10.001 | 3.9004 | 0 | 3.9004 | 6.9278e-16 | 3.9004
2016-03-25 19:00 | 0 | 0 | 0 | 0 | 13.369 | 369.5343 | 13.369 | 19.1392 | 4.1046 | 0 | 0 | 11.0693 | 8.0699 | 4.1046 | 0.60141 | 66.416 | 0 | 0 | 13.369 | 13.369 | 5.2139 | 0 | 5.2139 | 0 | 5.2139
2016-03-25 20:00 | 0 | 4.42 | 0 | 0 | 19.42 | 364.3947 | 15 | 21.4742 | 4.6053 | 0 | 0 | 0 | 21.4742 | 4.6053 | 0.329 | 0 | 0 | 0 | 19.42 | 19.42 | 7.5738 | 0 | 7.5738 | 0 | 7.5738
2016-03-25 21:00 | 0 | 5.233 | 0 | 0 | 20.233 | 358.3098 | 15 | 21.4742 | 4.6053 | 0 | 0 | 0 | 21.4742 | 4.6053 | 0.329 | 0 | 0 | 0 | 20.233 | 20.233 | 7.8909 | 0 | 7.8909 | 0 | 7.8909
2016-03-25 22:00 | 0 | 4.837 | 0 | 0 | 19.837 | 352.6854 | 15 | 21.4742 | 4.6053 | 0 | 0 | 0 | 21.4742 | 4.6053 | 0.329 | 0 | 0 | 0 | 19.837 | 19.837 | 7.7364 | 0 | 7.7364 | 0 | 7.7364
2016-03-25 23:00 | 0 | 2.818 | 0 | 0 | 17.818 | 349.4087 | 15 | 21.4742 | 4.6053 | 0 | 0 | 0 | 21.4742 | 4.6053 | 0.329 | 0 | 0 | 0 | 17.818 | 17.818 | 6.949 | 0 | 6.949 | 0 | 6.949
2016-03-26 | 0 | 0 | 0 | 0 | 14.782 | 349.4087 | 14.782 | 21.1621 | 4.5384 | 0 | 0 | 2.9858 | 18.1762 | 4.5384 | 0.39546 | 0 | 10.48 | 3.4933 | 18.2753 | 18.2753 | 5.765 | 1.3624 | 7.1274 | 0 | 7.1274
2016-03-26 01:00 | 0 | 0 | 0 | 0 | 12.902 | 349.4087 | 12.902 | 18.4706 | 3.9612 | 0 | 0 | 2.7902 | 15.6805 | 3.9612 | 0.40015 | 0 | 9.793 | 3.2643 | 16.1663 | 16.1663 | 5.0318 | 1.2731 | 6.3049 | 0 | 6.3049
2016-03-26 02:00 | 0 | 0 | 0 | 0 | 12.278 | 349.4087 | 12.278 | 17.5773 | 3.7696 | 0 | 0 | 2.6367 | 14.9407 | 3.7696 | 0.39965 | 0 | 9.255 | 3.085 | 15.363 | 15.363 | 4.7884 | 1.2031 | 5.9916 | 0 | 5.9916
2016-03-26 03:00 | 0 | 0 | 0 | 0.571 | 11.429 | 349.4087 | 12 | 17.1793 | 3.6843 | 0 | 0 | 2.4778 | 14.7015 | 3.6843 | 0.39693 | 0 | 8.697 | 2.899 | 14.328 | 14.899 | 4.4573 | 1.1306 | 5.5879 | 0.22269 | 5.8106
2016-03-26 04:00 | 0 | 0 | 0 | 0.974 | 11.026 | 349.4087 | 12 | 17.1793 | 3.6843 | 0 | 0 | 2.318 | 14.8613 | 3.6843 | 0.39255 | 0 | 8.136 | 2.712 | 13.738 | 14.712 | 4.3001 | 1.0577 | 5.3578 | 0.37986 | 5.7377
2016-03-26 05:00 | 0 | 0 | 0 | 1.051 | 10.949 | 349.4087 | 12 | 17.1793 | 3.6843 | 0 | 0 | 0 | 17.1793 | 3.6843 | 0.329 | 0 | 0 | 0 | 10.949 | 12 | 4.2701 | 0 | 4.2701 | 0.40989 | 4.68
2016-03-26 06:00 | 0 | 0 | 0 | 1.488 | 10.512 | 349.4087 | 12 | 17.1793 | 3.6843 | 0 | 0 | 0 | 17.1793 | 3.6843 | 0.329 | 0 | 0 | 0 | 10.512 | 12 | 4.0997 | 0 | 4.0997 | 0.58032 | 4.68
2016-03-26 07:00 | 0.002 | 0 | 2.724 | 0 | 9.278 | 351.7513 | 12 | 17.1793 | 3.6843 | 0 | 0 | 0 | 17.1793 | 3.6843 | 0.329 | 0 | 0 | 0 | 9.278 | 9.278 | 3.6184 | 0 | 3.6184 | 0 | 3.6184
2016-03-26 08:00 | 0.025 | 0 | 0 | 3.502 | 8.523 | 351.7513 | 12 | 17.1793 | 3.6843 | 0 | 0 | 0 | 17.1793 | 3.6843 | 0.329 | 0 | 0 | 0 | 8.523 | 12.025 | 3.324 | 0 | 3.324 | 1.3658 | 4.6898
2016-03-26 09:00 | 0.074 | 0 | 3.986 | 1.7764e-15 | 8.088 | 355.1793 | 12 | 17.1793 | 3.6843 | 0 | 0 | 11.9638 | 5.2155 | 3.6843 | 0.65701 | 71.783 | 0 | 0 | 8.088 | 8.088 | 3.1543 | 0 | 3.1543 | 6.9278e-16 | 3.1543
2016-03-26 10:00 | 0.116 | 0 | 3.88 | 0 | 8.236 | 358.5161 | 12 | 17.1793 | 3.6843 | 0 | 0 | 12.004 | 5.1753 | 3.6843 | 0.65811 | 72.024 | 0 | 0 | 8.236 | 8.236 | 3.212 | 0 | 3.212 | 0 | 3.212
2016-03-26 11:00 | 0.107 | 0 | 0 | 3.431 | 8.676 | 358.5161 | 12 | 17.1793 | 3.6843 | 0 | 0 | 11.9148 | 5.2645 | 3.6843 | 0.65567 | 71.489 | 0 | 0 | 8.676 | 12.107 | 3.3836 | 0 | 3.3836 | 1.3381 | 4.7217
2016-03-26 12:00 | 0.114 | 0 | 0 | 3.269 | 8.845 | 358.5161 | 12 | 17.1793 | 3.6843 | 0 | 0 | 14.1377 | 3.0417 | 3.6843 | 0.71661 | 70.547 | 8.353 | 2.7843 | 11.6293 | 14.8983 | 3.4495 | 1.0859 | 4.5354 | 1.2749 | 5.8103
2016-03-26 13:00 | 0.124 | 0 | 2.855 | 0 | 9.269 | 360.9714 | 12 | 17.1793 | 3.6843 | 0 | 0 | 14.6957 | 2.4837 | 3.6843 | 0.73191 | 69.308 | 11.037 | 3.679 | 12.948 | 12.948 | 3.6149 | 1.4348 | 5.0497 | 0 | 5.0497
2016-03-26 14:00 | 0.125 | 0 | 2.748 | 0 | 9.377 | 363.3347 | 12 | 17.1793 | 3.6843 | 0 | 0 | 3.9652 | 13.2142 | 3.6843 | 0.43771 | 0 | 13.917 | 4.639 | 14.016 | 14.016 | 3.657 | 1.8092 | 5.4662 | 0 | 5.4662
2016-03-26 15:00 | 0.116 | 0 | 2.379 | 0 | 9.737 | 365.3806 | 12 | 17.1793 | 3.6843 | 0 | 0 | 15.7727 | 1.4067 | 3.6843 | 0.76143 | 66.916 | 16.216 | 5.4053 | 15.1423 | 15.1423 | 3.7974 | 2.1081 | 5.9055 | 0 | 5.9055
2016-03-26 16:00 | 0.093 | 0 | 2.505 | 0 | 9.588 | 367.5349 | 12 | 17.1793 | 3.6843 | 0 | 0 | 16.1045 | 1.0748 | 3.6843 | 0.77053 | 66.179 | 17.812 | 5.9373 | 15.5253 | 15.5253 | 3.7393 | 2.3156 | 6.0549 | 0 | 6.0549
2016-03-26 17:00 | 0.04 | 0 | 2.566 | 0 | 9.474 | 369.7417 | 12 | 17.1793 | 3.6843 | 0 | 0 | 10.9655 | 6.2138 | 3.6843 | 0.62964 | 65.793 | 0 | 0 | 9.474 | 9.474 | 3.6949 | 0 | 3.6949 | 0 | 3.6949
2016-03-26 18:00 | 0.015 | 0 | 0 | 1.874 | 10.141 | 369.7417 | 12 | 17.1793 | 3.6843 | 0 | 0 | 10.9715 | 6.2078 | 3.6843 | 0.6298 | 65.829 | 0 | 0 | 10.141 | 12.015 | 3.955 | 0 | 3.955 | 0.73086 | 4.6859
2016-03-26 19:00 | 0 | 0 | 0 | 0 | 13.792 | 369.7417 | 13.792 | 19.7448 | 4.2344 | 0 | 0 | 10.9955 | 8.7493 | 4.2344 | 0.59129 | 65.973 | 0 | 0 | 13.792 | 13.792 | 5.3789 | 0 | 5.3789 | 0 | 5.3789
2016-03-26 20:00 | 0 | 5.191 | 0 | 0 | 20.191 | 363.7056 | 15 | 21.4742 | 4.6053 | 0 | 0 | 0 | 21.4742 | 4.6053 | 0.329 | 0 | 0 | 0 | 20.191 | 20.191 | 7.8745 | 0 | 7.8745 | 0 | 7.8745
2016-03-26 21:00 | 0 | 0 | 0 | 5.804 | 21.196 | 363.7056 | 27 | 38.6535 | 8.2896 | 0 | 0 | 0 | 38.6535 | 8.2896 | 0.329 | 0 | 0 | 0 | 21.196 | 27 | 8.2664 | 0 | 8.2664 | 2.2636 | 10.53
2016-03-26 22:00 | 0 | 5.09 | 0 | 0 | 20.09 | 357.787 | 15 | 21.4742 | 4.6053 | 0 | 0 | 0 | 21.4742 | 4.6053 | 0.329 | 0 | 0 | 0 | 20.09 | 20.09 | 7.8351 | 0 | 7.8351 | 0 | 7.8351
2016-03-26 23:00 | 0 | 2.217 | 0 | 4.4409e-16 | 17.217 | 355.2091 | 15 | 21.4742 | 4.6053 | 0 | 0 | 0 | 21.4742 | 4.6053 | 0.329 | 0 | 0 | 0 | 17.217 | 17.217 | 6.7146 | 0 | 6.7146 | 1.7319e-16 | 6.7146
2016-03-27 | 0 | 0 | 0 | 0 | 14.04 | 355.2091 | 14.04 | 20.0998 | 4.3106 | 0 | 0 | 3.1765 | 16.9233 | 4.3106 | 0.40344 | 0 | 11.15 | 3.7167 | 17.7567 | 17.7567 | 5.4756 | 1.4495 | 6.9251 | 0 | 6.9251
2016-03-27 01:00 | 0 | 0 | 0 | 0 | 12.765 | 355.2091 | 12.765 | 18.2745 | 3.9191 | 0 | 0 | 2.9255 | 15.349 | 3.9191 | 0.4044 | 0 | 10.269 | 3.423 | 16.188 | 16.188 | 4.9784 | 1.335 | 6.3133 | 0 | 6.3133
2016-03-27 02:00 | 0 | 0 | 0 | 0 | 12.141 | 355.2091 | 12.141 | 17.3812 | 3.7275 | 0 | 0 | 2.8312 | 14.55 | 3.7275 | 0.40572 | 0 | 9.937 | 3.3123 | 15.4533 | 15.4533 | 4.735 | 1.2918 | 6.0268 | 0 | 6.0268
2016-03-27 03:00 | 0 | 0 | 0 | 0.169 | 11.831 | 355.2091 | 12 | 17.1793 | 3.6843 | 0 | 0 | 2.7825 | 14.3968 | 3.6843 | 0.40529 | 0 | 9.766 | 3.2553 | 15.0863 | 15.2553 | 4.6141 | 1.2696 | 5.8837 | 0.06591 | 5.9496
2016-03-27 04:00 | 0 | 0 | 0 | 0.641 | 11.359 | 355.2091 | 12 | 17.1793 | 3.6843 | 0 | 0 | 2.4528 | 14.7265 | 3.6843 | 0.39625 | 0 | 8.609 | 2.8697 | 14.2287 | 14.8697 | 4.43 | 1.1192 | 5.5492 | 0.24999 | 5.7992
2016-03-27 05:00 | 0 | 0 | 0 | 1.608 | 10.392 | 355.2091 | 12 | 17.1793 | 3.6843 | 0 | 0 | 0 | 17.1793 | 3.6843 | 0.329 | 0 | 0 | 0 | 10.392 | 12 | 4.0529 | 0 | 4.0529 | 0.62712 | 4.68
2016-03-27 06:00 | 0 | 0 | 1.984 | 0 | 10.016 | 356.9153 | 12 | 17.1793 | 3.6843 | 0 | 0 | 0 | 17.1793 | 3.6843 | 0.329 | 0 | 0 | 0 | 10.016 | 10.016 | 3.9062 | 0 | 3.9062 | 0 | 3.9062
2016-03-27 07:00 | 0.002 | 0 | 0 | 3.142 | 8.86 | 356.9153 | 12 | 17.1793 | 3.6843 | 0 | 0 | 0 | 17.1793 | 3.6843 | 0.329 | 0 | 0 | 0 | 8.86 | 12.002 | 3.4554 | 0 | 3.4554 | 1.2254 | 4.6808
2016-03-27 08:00 | 0.013 | 0 | 0 | 3.735 | 8.278 | 356.9153 | 12 | 17.1793 | 3.6843 | 0 | 0 | 0 | 17.1793 | 3.6843 | 0.329 | 0 | 0 | 0 | 8.278 | 12.013 | 3.2284 | 0 | 3.2284 | 1.4567 | 4.6851
2016-03-27 09:00 | 0.045 | 0 | 0 | 3.619 | 8.426 | 356.9153 | 12 | 17.1793 | 3.6843 | 0 | 0 | 12.1178 | 5.0615 | 3.6843 | 0.66123 | 72.707 | 0 | 0 | 8.426 | 12.045 | 3.2861 | 0 | 3.2861 | 1.4114 | 4.6975
2016-03-27 10:00 | 0.077 | 0 | 0 | 3.706 | 8.371 | 356.9153 | 12 | 17.1793 | 3.6843 | 0 | 0 | 12.173 | 5.0063 | 3.6843 | 0.66274 | 73.038 | 0 | 0 | 8.371 | 12.077 | 3.2647 | 0 | 3.2647 | 1.4453 | 4.71
2016-03-27 11:00 | 0.068 | 0 | 3.598 | 0 | 8.47 | 360.0096 | 12 | 17.1793 | 3.6843 | 0 | 0 | 12.0748 | 5.1045 | 3.6843 | 0.66005 | 72.449 | 0 | 0 | 8.47 | 8.47 | 3.3033 | 0 | 3.3033 | 0 | 3.3033
2016-03-27 12:00 | 0.077 | 0 | 3.196 | 1.7764e-15 | 8.881 | 362.7582 | 12 | 17.1793 | 3.6843 | 0 | 0 | 14.0318 | 3.1475 | 3.6843 | 0.71371 | 70.782 | 7.844 | 2.6147 | 11.4957 | 11.4957 | 3.4636 | 1.0197 | 4.4833 | 6.9278e-16 | 4.4833
2016-03-27 13:00 | 0.105 | 0 | 2.871 | 1.7764e-15 | 9.234 | 365.2272 | 12 | 17.1793 | 3.6843 | 0 | 0 | 14.9162 | 2.2632 | 3.6843 | 0.73795 | 68.818 | 12.097 | 4.0323 | 13.2663 | 13.2663 | 3.6013 | 1.5726 | 5.1739 | 6.9278e-16 | 5.1739
2016-03-27 14:00 | 0.114 | 0 | 2.642 | 0 | 9.472 | 367.4994 | 12 | 17.1793 | 3.6843 | 0 | 0 | 4.5667 | 12.6127 | 3.6843 | 0.4542 | 0 | 16.029 | 5.343 | 14.815 | 14.815 | 3.6941 | 2.0838 | 5.7778 | 0 | 5.7778
2016-03-27 15:00 | 0.106 | 0 | 2.875 | 0 | 9.231 | 369.9719 | 12 | 17.1793 | 3.6843 | 0 | 0 | 16.2355 | 0.94383 | 3.6843 | 0.77412 | 65.888 | 18.442 | 6.1473 | 15.3783 | 15.3783 | 3.6001 | 2.3975 | 5.9976 | 0 | 5.9976
2016-03-27 16:00 | 0.074 | 0 | 3.04 | 0 | 9.034 | 372.5863 | 12 | 17.1793 | 3.6843 | 0 | 0 | 16.5332 | 0.64616 | 3.6843 | 0.78228 | 65.227 | 19.874 | 6.6247 | 15.6587 | 15.6587 | 3.5233 | 2.5836 | 6.1069 | 0 | 6.1069
2016-03-27 17:00 | 0.014 | 0 | 3.063 | 0 | 8.951 | 375.2204 | 12 | 17.1793 | 3.6843 | 0 | 0 | 10.7998 | 6.3795 | 3.6843 | 0.6251 | 64.799 | 0 | 0 | 8.951 | 8.951 | 3.4909 | 0 | 3.4909 | 0 | 3.4909
2016-03-27 18:00 | 0.004 | 0 | 1.934 | 0 | 10.07 | 376.8837 | 12 | 17.1793 | 3.6843 | 0 | 0 | 10.771 | 6.4083 | 3.6843 | 0.6243 | 64.626 | 0 | 0 | 10.07 | 10.07 | 3.9273 | 0 | 3.9273 | 0 | 3.9273
2016-03-27 19:00 | 0 | 0 | 0 | 0 | 13.942 | 376.8837 | 13.942 | 19.9595 | 4.2805 | 0 | 0 | 10.7917 | 9.1679 | 4.2805 | 0.58366 | 64.75 | 0 | 0 | 13.942 | 13.942 | 5.4374 | 0 | 5.4374 | 0 | 5.4374
2016-03-27 20:00 | 0 | 4.913 | 0 | 0 | 19.913 | 371.1709 | 15 | 21.4742 | 4.6053 | 0 | 0 | 0 | 21.4742 | 4.6053 | 0.329 | 0 | 0 | 0 | 19.913 | 19.913 | 7.7661 | 0 | 7.7661 | 0 | 7.7661
2016-03-27 21:00 | 0 | 5.307 | 0 | 0 | 20.307 | 365 | 15 | 21.4742 | 4.6053 | 0 | 0 | 0 | 21.4742 | 4.6053 | 0.329 | 0 | 0 | 0 | 20.307 | 20.307 | 7.9197 | 0 | 7.9197 | 0 | 7.9197
2016-03-27 22:00 | 0 | 4.524 | 0 | 0 | 19.524 | 359.7395 | 15 | 21.4742 | 4.6053 | 0 | 0 | 0 | 21.4742 | 4.6053 | 0.329 | 0 | 0 | 0 | 19.524 | 19.524 | 7.6144 | 0 | 7.6144 | 0 | 7.6144
2016-03-27 23:00 | 0 | 2.868 | 0 | 0 | 17.868 | 356.4046 | 15 | 21.4742 | 4.6053 | 0 | 0 | 0 | 21.4742 | 4.6053 | 0.329 | 0 | 0 | 0 | 17.868 | 17.868 | 6.9685 | 0 | 6.9685 | 0 | 6.9685
2016-03-28 | 0 | 0 | 0 | 0 | 14.771 | 356.4046 | 14.771 | 21.1463 | 4.535 | 0 | 0 | 3.2497 | 17.8967 | 4.535 | 0.40138 | 0 | 11.406 | 3.802 | 18.573 | 18.573 | 5.7607 | 1.4828 | 7.2435 | 0 | 7.2435
2016-03-28 01:00 | 0 | 0 | 0 | 0 | 12.566 | 356.4046 | 12.566 | 17.9896 | 3.858 | 0 | 0 | 3.0615 | 14.9281 | 3.858 | 0.40916 | 0 | 10.746 | 3.582 | 16.148 | 16.148 | 4.9007 | 1.397 | 6.2977 | 0 | 6.2977
2016-03-28 02:00 | 0 | 0 | 0 | 0.565 | 11.435 | 356.4046 | 12 | 17.1793 | 3.6843 | 0 | 0 | 2.9055 | 14.2738 | 3.6843 | 0.40866 | 0 | 10.198 | 3.3993 | 14.8343 | 15.3993 | 4.4597 | 1.3257 | 5.7854 | 0.22035 | 6.0057
2016-03-28 03:00 | 0 | 0 | 0 | 0.479 | 11.521 | 356.4046 | 12 | 17.1793 | 3.6843 | 0 | 0 | 2.7718 | 14.4075 | 3.6843 | 0.40499 | 0 | 9.729 | 3.243 | 14.764 | 15.243 | 4.4932 | 1.2648 | 5.758 | 0.18681 | 5.9448
2016-03-28 04:00 | 0 | 0 | 0 | 0.924 | 11.076 | 356.4046 | 12 | 17.1793 | 3.6843 | 0 | 0 | 2.67 | 14.5093 | 3.6843 | 0.4022 | 0 | 9.372 | 3.124 | 14.2 | 15.124 | 4.3196 | 1.2184 | 5.538 | 0.36036 | 5.8984
2016-03-28 05:00 | 0 | 0 | 0 | 1.266 | 10.734 | 356.4046 | 12 | 17.1793 | 3.6843 | 0 | 0 | 0 | 17.1793 | 3.6843 | 0.329 | 0 | 0 | 0 | 10.734 | 12 | 4.1863 | 0 | 4.1863 | 0.49374 | 4.68
2016-03-28 06:00 | 0 | 0 | 2.181 | 0 | 9.819 | 358.2803 | 12 | 17.1793 | 3.6843 | 0 | 0 | 0 | 17.1793 | 3.6843 | 0.329 | 0 | 0 | 0 | 9.819 | 9.819 | 3.8294 | 0 | 3.8294 | 0 | 3.8294
2016-03-28 07:00 | 0.002 | 0 | 0 | 3.46 | 8.542 | 358.2803 | 12 | 17.1793 | 3.6843 | 0 | 0 | 0 | 17.1793 | 3.6843 | 0.329 | 0 | 0 | 0 | 8.542 | 12.002 | 3.3314 | 0 | 3.3314 | 1.3494 | 4.6808
2016-03-28 08:00 | 0.014 | 0 | 0 | 4.063 | 7.951 | 358.2803 | 12 | 17.1793 | 3.6843 | 0 | 0 | 0 | 17.1793 | 3.6843 | 0.329 | 0 | 0 | 0 | 7.951 | 12.014 | 3.1009 | 0 | 3.1009 | 1.5846 | 4.6855
2016-03-28 09:00 | 0.034 | 0 | 3.973 | 0 | 8.061 | 361.6971 | 12 | 17.1793 | 3.6843 | 0 | 0 | 11.7708 | 5.4085 | 3.6843 | 0.65172 | 70.625 | 0 | 0 | 8.061 | 8.061 | 3.1438 | 0 | 3.1438 | 0 | 3.1438
2016-03-28 10:00 | 0.081 | 0 | 4.029 | 0 | 8.052 | 365.162 | 12 | 17.1793 | 3.6843 | 0 | 0 | 11.7877 | 5.3917 | 3.6843 | 0.65218 | 70.726 | 0 | 0 | 8.052 | 8.052 | 3.1403 | 0 | 3.1403 | 0 | 3.1403
2016-03-28 11:00 | 0.119 | 0 | 4.034 | 0 | 8.085 | 368.6312 | 12 | 17.1793 | 3.6843 | 0 | 0 | 11.7175 | 5.4618 | 3.6843 | 0.65025 | 70.305 | 0 | 0 | 8.085 | 8.085 | 3.1532 | 0 | 3.1532 | 0 | 3.1532
2016-03-28 12:00 | 0.119 | 0 | 2.908 | 0 | 9.211 | 371.1321 | 12 | 17.1793 | 3.6843 | 0 | 0 | 14.7617 | 2.4177 | 3.6843 | 0.73372 | 69.161 | 11.354 | 3.7847 | 12.9957 | 12.9957 | 3.5923 | 1.476 | 5.0683 | 0 | 5.0683
2016-03-28 13:00 | 0.106 | 0 | 2.155 | 1.7764e-15 | 9.951 | 372.9854 | 12 | 17.1793 | 3.6843 | 0 | 0 | 15.234 | 1.9453 | 3.6843 | 0.74667 | 68.112 | 13.626 | 4.542 | 14.493 | 14.493 | 3.8809 | 1.7714 | 5.6523 | 6.9278e-16 | 5.6523
2016-03-28 14:00 | 0.101 | 0 | 2.384 | 0 | 9.717 | 375.0357 | 12 | 17.1793 | 3.6843 | 0 | 0 | 4.2318 | 12.9475 | 3.6843 | 0.44502 | 0 | 14.854 | 4.9513 | 14.6683 | 14.6683 | 3.7896 | 1.931 | 5.7207 | 0 | 5.7207
2016-03-28 15:00 | 0.09 | 0 | 2.394 | 0 | 9.696 | 377.0945 | 12 | 17.1793 | 3.6843 | 0 | 0 | 15.6147 | 1.5647 | 3.6843 | 0.7571 | 67.267 | 15.456 | 5.152 | 14.848 | 14.848 | 3.7814 | 2.0093 | 5.7907 | 0 | 5.7907
2016-03-28 16:00 | 0.08 | 0 | 2.532 | 1.7764e-15 | 9.548 | 379.272 | 12 | 17.1793 | 3.6843 | 0 | 0 | 15.6638 | 1.5155 | 3.6843 | 0.75845 | 67.158 | 15.693 | 5.231 | 14.779 | 14.779 | 3.7237 | 2.0401 | 5.7638 | 6.9278e-16 | 5.7638
2016-03-28 17:00 | 0.042 | 0 | 2.647 | 0 | 9.395 | 381.5484 | 12 | 17.1793 | 3.6843 | 0 | 0 | 11.199 | 5.9803 | 3.6843 | 0.63604 | 67.194 | 0 | 0 | 9.395 | 9.395 | 3.6641 | 0 | 3.6641 | 0 | 3.6641
2016-03-28 18:00 | 0.006 | 0 | 1.814 | 0 | 10.192 | 383.1085 | 12 | 17.1793 | 3.6843 | 0 | 0 | 11.2142 | 5.9652 | 3.6843 | 0.63646 | 67.285 | 0 | 0 | 10.192 | 10.192 | 3.9749 | 0 | 3.9749 | 0 | 3.9749
2016-03-28 19:00 | 0 | 0 | 0 | 0 | 13.436 | 383.1085 | 13.436 | 19.2351 | 4.1251 | 0 | 0 | 11.27 | 7.9651 | 4.1251 | 0.60496 | 67.62 | 0 | 0 | 13.436 | 13.436 | 5.24 | 0 | 5.24 | 0 | 5.24
2016-03-28 20:00 | 0 | 3.921 | 0 | 0 | 18.921 | 378.5492 | 15 | 21.4742 | 4.6053 | 0 | 0 | 0 | 21.4742 | 4.6053 | 0.329 | 0 | 0 | 0 | 18.921 | 18.921 | 7.3792 | 0 | 7.3792 | 0 | 7.3792
2016-03-28 21:00 | 0 | 4.206 | 0 | 0 | 19.206 | 373.6585 | 15 | 21.4742 | 4.6053 | 0 | 0 | 0 | 21.4742 | 4.6053 | 0.329 | 0 | 0 | 0 | 19.206 | 19.206 | 7.4903 | 0 | 7.4903 | 0 | 7.4903
2016-03-28 22:00 | 0 | 3.403 | 0 | 0 | 18.403 | 369.7015 | 15 | 21.4742 | 4.6053 | 0 | 0 | 0 | 21.4742 | 4.6053 | 0.329 | 0 | 0 | 0 | 18.403 | 18.403 | 7.1772 | 0 | 7.1772 | 0 | 7.1772
2016-03-28 23:00 | 0 | 1.314 | 0 | 0 | 16.314 | 368.1736 | 15 | 21.4742 | 4.6053 | 0 | 0 | 0 | 21.4742 | 4.6053 | 0.329 | 0 | 0 | 0 | 16.314 | 16.314 | 6.3625 | 0 | 6.3625 | 0 | 6.3625
2016-03-29 | 0 | 0 | 0 | 0 | 14.223 | 368.1736 | 14.223 | 20.3618 | 4.3668 | 0 | 0 | 2.756 | 17.6058 | 4.3668 | 0.39275 | 0 | 9.674 | 3.2247 | 17.4477 | 17.4477 | 5.547 | 1.2576 | 6.8046 | 0 | 6.8046
2016-03-29 01:00 | 0 | 0 | 0 | 0 | 12.248 | 368.1736 | 12.248 | 17.5344 | 3.7604 | 0 | 0 | 2.6398 | 14.8945 | 3.7604 | 0.39991 | 0 | 9.266 | 3.0887 | 15.3367 | 15.3367 | 4.7767 | 1.2046 | 5.9813 | 0 | 5.9813
2016-03-29 02:00 | 0 | 0 | 0 | 0.728 | 11.272 | 368.1736 | 12 | 17.1793 | 3.6843 | 0 | 0 | 2.5388 | 14.6405 | 3.6843 | 0.39861 | 0 | 8.912 | 2.9707 | 14.2427 | 14.9707 | 4.3961 | 1.1586 | 5.5546 | 0.28392 | 5.8386
2016-03-29 03:00 | 0 | 0 | 0 | 1.088 | 10.912 | 368.1736 | 12 | 17.1793 | 3.6843 | 0 | 0 | 2.4462 | 14.7332 | 3.6843 | 0.39607 | 0 | 8.586 | 2.862 | 13.774 | 14.862 | 4.2557 | 1.1162 | 5.3719 | 0.42432 | 5.7962
2016-03-29 04:00 | 0 | 0 | 0 | 1.16 | 10.84 | 368.1736 | 12 | 17.1793 | 3.6843 | 0 | 0 | 2.343 | 14.8363 | 3.6843 | 0.39324 | 0 | 8.224 | 2.7413 | 13.5813 | 14.7413 | 4.2276 | 1.0691 | 5.2967 | 0.4524 | 5.7491
2016-03-29 05:00 | 0 | 0 | 0 | 1.596 | 10.404 | 368.1736 | 12 | 17.1793 | 3.6843 | 0 | 0 | 0 | 17.1793 | 3.6843 | 0.329 | 0 | 0 | 0 | 10.404 | 12 | 4.0576 | 0 | 4.0576 | 0.62244 | 4.68
2016-03-29 06:00 | 0 | 0 | 0 | 1.666 | 10.334 | 368.1736 | 12 | 17.1793 | 3.6843 | 0 | 0 | 0 | 17.1793 | 3.6843 | 0.329 | 0 | 0 | 0 | 10.334 | 12 | 4.0303 | 0 | 4.0303 | 0.64974 | 4.68
2016-03-29 07:00 | 0.002 | 0 | 2.935 | 0 | 9.067 | 370.6977 | 12 | 17.1793 | 3.6843 | 0 | 0 | 0 | 17.1793 | 3.6843 | 0.329 | 0 | 0 | 0 | 9.067 | 9.067 | 3.5361 | 0 | 3.5361 | 0 | 3.5361
2016-03-29 08:00 | 0.021 | 0 | 0 | 3.559 | 8.462 | 370.6977 | 12 | 17.1793 | 3.6843 | 0 | 0 | 0 | 17.1793 | 3.6843 | 0.329 | 0 | 0 | 0 | 8.462 | 12.021 | 3.3002 | 0 | 3.3002 | 1.388 | 4.6882
2016-03-29 09:00 | 0.074 | 0 | 3.969 | 0 | 8.105 | 374.111 | 12 | 17.1793 | 3.6843 | 0 | 0 | 11.8592 | 5.3202 | 3.6843 | 0.65414 | 71.155 | 0 | 0 | 8.105 | 8.105 | 3.161 | 0 | 3.161 | 0 | 3.161
2016-03-29 10:00 | 0.115 | 0 | 4.219 | 0 | 7.896 | 377.7394 | 12 | 17.1793 | 3.6843 | 0 | 0 | 11.8805 | 5.2988 | 3.6843 | 0.65472 | 71.283 | 0 | 0 | 7.896 | 7.896 | 3.0794 | 0 | 3.0794 | 0 | 3.0794
2016-03-29 11:00 | 0.136 | 0 | 3.795 | 1.7764e-15 | 8.341 | 381.0031 | 12 | 17.1793 | 3.6843 | 0 | 0 | 11.7868 | 5.3925 | 3.6843 | 0.65216 | 70.721 | 0 | 0 | 8.341 | 8.341 | 3.253 | 0 | 3.253 | 6.9278e-16 | 3.253
2016-03-29 12:00 | 0.148 | 0 | 3.163 | 0 | 8.985 | 383.7233 | 12 | 17.1793 | 3.6843 | 0 | 0 | 14.66 | 2.5193 | 3.6843 | 0.73093 | 69.387 | 10.865 | 3.6217 | 12.6067 | 12.6067 | 3.5042 | 1.4124 | 4.9166 | 0 | 4.9166
2016-03-29 13:00 | 0.14 | 0 | 2.536 | 0 | 9.604 | 385.9042 | 12 | 17.1793 | 3.6843 | 0 | 0 | 15.2405 | 1.9388 | 3.6843 | 0.74684 | 68.098 | 13.657 | 4.5523 | 14.1563 | 14.1563 | 3.7456 | 1.7754 | 5.521 | 0 | 5.521
2016-03-29 14:00 | 0.128 | 0 | 2.243 | 1.7764e-15 | 9.885 | 387.8332 | 12 | 17.1793 | 3.6843 | 0 | 0 | 4.5127 | 12.6667 | 3.6843 | 0.45272 | 0 | 15.84 | 5.28 | 15.165 | 15.165 | 3.8552 | 2.0592 | 5.9143 | 6.9278e-16 | 5.9144
2016-03-29 15:00 | 0.13 | 0 | 2.448 | 0 | 9.682 | 389.9385 | 12 | 17.1793 | 3.6843 | 0 | 0 | 16.0108 | 1.1685 | 3.6843 | 0.76796 | 66.387 | 17.362 | 5.7873 | 15.4693 | 15.4693 | 3.776 | 2.2571 | 6.033 | 0 | 6.033
2016-03-29 16:00 | 0.102 | 0 | 2.723 | 0 | 9.379 | 392.2803 | 12 | 17.1793 | 3.6843 | 0 | 0 | 16.1813 | 0.998 | 3.6843 | 0.77264 | 66.008 | 18.181 | 6.0603 | 15.4393 | 15.4393 | 3.6578 | 2.3635 | 6.0213 | 0 | 6.0213
2016-03-29 17:00 | 0.041 | 0 | 2.823 | 0 | 9.218 | 394.708 | 12 | 17.1793 | 3.6843 | 0 | 0 | 10.9825 | 6.1968 | 3.6843 | 0.6301 | 65.895 | 0 | 0 | 9.218 | 9.218 | 3.595 | 0 | 3.595 | 0 | 3.595
2016-03-29 18:00 | 0.014 | 0 | 0 | 1.886 | 10.128 | 394.708 | 12 | 17.1793 | 3.6843 | 0 | 0 | 11.0048 | 6.1745 | 3.6843 | 0.63072 | 66.029 | 0 | 0 | 10.128 | 12.014 | 3.9499 | 0 | 3.9499 | 0.73554 | 4.6855
2016-03-29 19:00 | 0 | 0 | 0 | 0 | 13.164 | 394.708 | 13.164 | 18.8457 | 4.0416 | 0 | 0 | 11.0497 | 7.7961 | 4.0416 | 0.60516 | 66.298 | 0 | 0 | 13.164 | 13.164 | 5.134 | 0 | 5.134 | 0 | 5.134
2016-03-29 20:00 | 0 | 3.901 | 0 | 0 | 18.901 | 390.172 | 15 | 21.4742 | 4.6053 | 0 | 0 | 0 | 21.4742 | 4.6053 | 0.329 | 0 | 0 | 0 | 18.901 | 18.901 | 7.3714 | 0 | 7.3714 | 0 | 7.3714
2016-03-29 21:00 | 0 | 4.165 | 0 | 8.8818e-16 | 19.165 | 385.329 | 15 | 21.4742 | 4.6053 | 0 | 0 | 0 | 21.4742 | 4.6053 | 0.329 | 0 | 0 | 0 | 19.165 | 19.165 | 7.4744 | 0 | 7.4744 | 3.4639e-16 | 7.4744
2016-03-29 22:00 | 0 | 4.645 | 0 | 8.8818e-16 | 19.645 | 379.9278 | 15 | 21.4742 | 4.6053 | 0 | 0 | 0 | 21.4742 | 4.6053 | 0.329 | 0 | 0 | 0 | 19.645 | 19.645 | 7.6616 | 0 | 7.6616 | 3.4639e-16 | 7.6616
2016-03-29 23:00 | 0 | 3.083 | 0 | 0 | 18.083 | 376.3429 | 15 | 21.4742 | 4.6053 | 0 | 0 | 0 | 21.4742 | 4.6053 | 0.329 | 0 | 0 | 0 | 18.083 | 18.083 | 7.0524 | 0 | 7.0524 | 0 | 7.0524
2016-03-30 | 0 | 0 | 0 | 0 | 14.538 | 376.3429 | 14.538 | 20.8128 | 4.4635 | 0 | 0 | 3.061 | 17.7518 | 4.4635 | 0.39827 | 0 | 10.744 | 3.5813 | 18.1193 | 18.1193 | 5.6698 | 1.3967 | 7.0665 | 0 | 7.0665
2016-03-30 01:00 | 0 | 0 | 0 | 0 | 12.521 | 376.3429 | 12.521 | 17.9252 | 3.8442 | 0 | 0 | 2.919 | 15.0062 | 3.8442 | 0.4057 | 0 | 10.246 | 3.4153 | 15.9363 | 15.9363 | 4.8832 | 1.332 | 6.2152 | 0 | 6.2152
2016-03-30 02:00 | 0 | 0 | 0 | 0.169 | 11.831 | 376.3429 | 12 | 17.1793 | 3.6843 | 0 | 0 | 2.7827 | 14.3967 | 3.6843 | 0.40529 | 0 | 9.767 | 3.2557 | 15.0867 | 15.2557 | 4.6141 | 1.2697 | 5.8838 | 0.06591 | 5.9497
2016-03-30 03:00 | 0 | 0 | 0 | 0.553 | 11.447 | 376.3429 | 12 | 17.1793 | 3.6843 | 0 | 0 | 2.668 | 14.5113 | 3.6843 | 0.40215 | 0 | 9.365 | 3.1217 | 14.5687 | 15.1217 | 4.4643 | 1.2174 | 5.6818 | 0.21567 | 5.8974
2016-03-30 04:00 | 0 | 0 | 0 | 0.978 | 11.022 | 376.3429 | 12 | 17.1793 | 3.6843 | 0 | 0 | 2.5673 | 14.612 | 3.6843 | 0.39939 | 0 | 9.011 | 3.0037 | 14.0257 | 15.0037 | 4.2986 | 1.1714 | 5.47 | 0.38142 | 5.8514
2016-03-30 05:00 | 0 | 0 | 0 | 1.362 | 10.638 | 376.3429 | 12 | 17.1793 | 3.6843 | 0 | 0 | 0 | 17.1793 | 3.6843 | 0.329 | 0 | 0 | 0 | 10.638 | 12 | 4.1488 | 0 | 4.1488 | 0.53118 | 4.68
2016-03-30 06:00 | 0 | 0 | 0 | 1.632 | 10.368 | 376.3429 | 12 | 17.1793 | 3.6843 | 0 | 0 | 0 | 17.1793 | 3.6843 | 0.329 | 0 | 0 | 0 | 10.368 | 12 | 4.0435 | 0 | 4.0435 | 0.63648 | 4.68
2016-03-30 07:00 | 0.002 | 0 | 2.793 | 1.7764e-15 | 9.209 | 378.7449 | 12 | 17.1793 | 3.6843 | 0 | 0 | 0 | 17.1793 | 3.6843 | 0.329 | 0 | 0 | 0 | 9.209 | 9.209 | 3.5915 | 0 | 3.5915 | 6.9278e-16 | 3.5915
2016-03-30 08:00 | 0.024 | 0 | 3.757 | 1.7764e-15 | 8.267 | 381.9759 | 12 | 17.1793 | 3.6843 | 0 | 0 | 0 | 17.1793 | 3.6843 | 0.329 | 0 | 0 | 0 | 8.267 | 8.267 | 3.2241 | 0 | 3.2241 | 6.9278e-16 | 3.2241
2016-03-30 09:00 | 0.087 | 0 | 3.945 | 0 | 8.142 | 385.3686 | 12 | 17.1793 | 3.6843 | 0 | 0 | 11.7963 | 5.383 | 3.6843 | 0.65242 | 70.778 | 0 | 0 | 8.142 | 8.142 | 3.1754 | 0 | 3.1754 | 0 | 3.1754
2016-03-30 10:00 | 0.122 | 0 | 4.18 | 0 | 7.942 | 388.9634 | 12 | 17.1793 | 3.6843 | 0 | 0 | 11.8052 | 5.3742 | 3.6843 | 0.65266 | 70.831 | 0 | 0 | 7.942 | 7.942 | 3.0974 | 0 | 3.0974 | 0 | 3.0974
2016-03-30 11:00 | 0.153 | 0 | 3.849 | 0 | 8.304 | 392.2736 | 12 | 17.1793 | 3.6843 | 0 | 0 | 11.7417 | 5.4377 | 3.6843 | 0.65092 | 70.45 | 0 | 0 | 8.304 | 8.304 | 3.2386 | 0 | 3.2386 | 0 | 3.2386
2016-03-30 12:00 | 0.162 | 0 | 0 | 3.532 | 8.63 | 392.2736 | 12 | 17.1793 | 3.6843 | 0 | 0 | 14.6678 | 2.5115 | 3.6843 | 0.73114 | 69.37 | 10.903 | 3.6343 | 12.2643 | 15.7963 | 3.3657 | 1.4174 | 4.7831 | 1.3775 | 6.1606
2016-03-30 13:00 | 0.151 | 0 | 2.654 | 0 | 9.497 | 394.556 | 12 | 17.1793 | 3.6843 | 0 | 0 | 15.1352 | 2.0442 | 3.6843 | 0.74396 | 68.332 | 13.15 | 4.3833 | 13.8803 | 13.8803 | 3.7038 | 1.7095 | 5.4133 | 0 | 5.4133
2016-03-30 14:00 | 0.151 | 0 | 2.017 | 0 | 10.134 | 396.2906 | 12 | 17.1793 | 3.6843 | 0 | 0 | 4.2003 | 12.979 | 3.6843 | 0.44416 | 0 | 14.743 | 4.9143 | 15.0483 | 15.0483 | 3.9523 | 1.9166 | 5.8689 | 0 | 5.8689
2016-03-30 15:00 | 0.114 | 0 | 1.865 | 0 | 10.249 | 397.8945 | 12 | 17.1793 | 3.6843 | 0 | 0 | 15.737 | 1.4423 | 3.6843 | 0.76046 | 66.995 | 16.045 | 5.3483 | 15.5973 | 15.5973 | 3.9971 | 2.0859 | 6.083 | 0 | 6.083
2016-03-30 16:00 | 0.114 | 0 | 2.301 | 0 | 9.813 | 399.8734 | 12 | 17.1793 | 3.6843 | 0 | 0 | 15.8017 | 1.3777 | 3.6843 | 0.76223 | 66.851 | 16.356 | 5.452 | 15.265 | 15.265 | 3.8271 | 2.1263 | 5.9534 | 0 | 5.9534
2016-03-30 17:00 | 0.061 | 0 | 2.413 | 1.7764e-15 | 9.648 | 401.9486 | 12 | 17.1793 | 3.6843 | 0 | 0 | 11.2112 | 5.9682 | 3.6843 | 0.63637 | 67.267 | 0 | 0 | 9.648 | 9.648 | 3.7627 | 0 | 3.7627 | 6.9278e-16 | 3.7627
2016-03-30 18:00 | 0.014 | 0 | 1.879 | 0 | 10.135 | 403.5645 | 12 | 17.1793 | 3.6843 | 0 | 0 | 11.3407 | 5.8387 | 3.6843 | 0.63992 | 68.044 | 0 | 0 | 10.135 | 10.135 | 3.9527 | 0 | 3.9527 | 0 | 3.9527
2016-03-30 19:00 | 0 | 0 | 0 | 0 | 13.946 | 403.5645 | 13.946 | 19.9652 | 4.2817 | 0 | 0 | 11.4337 | 8.5316 | 4.2817 | 0.59873 | 68.602 | 0 | 0 | 13.946 | 13.946 | 5.4389 | 0 | 5.4389 | 0 | 5.4389
2016-03-30 20:00 | 0 | 5.018 | 0 | 0 | 20.018 | 397.7296 | 15 | 21.4742 | 4.6053 | 0 | 0 | 0 | 21.4742 | 4.6053 | 0.329 | 0 | 0 | 0 | 20.018 | 20.018 | 7.807 | 0 | 7.807 | 0 | 7.807
2016-03-30 21:00 | 0 | 5.493 | 0 | 0 | 20.493 | 391.3424 | 15 | 21.4742 | 4.6053 | 0 | 0 | 0 | 21.4742 | 4.6053 | 0.329 | 0 | 0 | 0 | 20.493 | 20.493 | 7.9923 | 0 | 7.9923 | 0 | 7.9923
2016-03-30 22:00 | 0 | 4.727 | 0 | 8.8818e-16 | 19.727 | 385.8459 | 15 | 21.4742 | 4.6053 | 0 | 0 | 0 | 21.4742 | 4.6053 | 0.329 | 0 | 0 | 0 | 19.727 | 19.727 | 7.6935 | 0 | 7.6935 | 3.4639e-16 | 7.6935
2016-03-30 23:00 | 0 | 2.02 | 0 | 0 | 17.02 | 383.4971 | 15 | 21.4742 | 4.6053 | 0 | 0 | 0 | 21.4742 | 4.6053 | 0.329 | 0 | 0 | 0 | 17.02 | 17.02 | 6.6378 | 0 | 6.6378 | 0 | 6.6378
2016-03-31 | 0 | 0 | 0 | 0 | 14.88 | 383.4971 | 14.88 | 21.3024 | 4.5685 | 0 | 0 | 2.0722 | 19.2302 | 4.5685 | 0.37482 | 0 | 7.273 | 2.4243 | 17.3043 | 17.3043 | 5.8032 | 0.94549 | 6.7487 | 0 | 6.7487
2016-03-31 01:00 | 0 | 0 | 0 | 0 | 12.374 | 383.4971 | 12.374 | 17.7148 | 3.7991 | 0 | 0 | 1.9962 | 15.7186 | 3.7991 | 0.38207 | 0 | 7.007 | 2.3357 | 14.7097 | 14.7097 | 4.8259 | 0.91091 | 5.7368 | 0 | 5.7368
2016-03-31 02:00 | 0 | 0 | 0 | 0.618 | 11.382 | 383.4971 | 12 | 17.1793 | 3.6843 | 0 | 0 | 1.9425 | 15.2368 | 3.6843 | 0.38226 | 0 | 6.818 | 2.2727 | 13.6547 | 14.2727 | 4.439 | 0.88634 | 5.3253 | 0.24102 | 5.5663
2016-03-31 03:00 | 0 | 0 | 0 | 1.28 | 10.72 | 383.4971 | 12 | 17.1793 | 3.6843 | 0 | 0 | 1.9328 | 15.2465 | 3.6843 | 0.38199 | 0 | 6.784 | 2.2613 | 12.9813 | 14.2613 | 4.1808 | 0.88192 | 5.0627 | 0.4992 | 5.5619
2016-03-31 04:00 | 0 | 0 | 0 | 1.366 | 10.634 | 383.4971 | 12 | 17.1793 | 3.6843 | 0 | 0 | 1.9373 | 15.242 | 3.6843 | 0.38212 | 0 | 6.8 | 2.2667 | 12.9007 | 14.2667 | 4.1473 | 0.884 | 5.0313 | 0.53274 | 5.564
2016-03-31 05:00 | 0 | 0 | 0 | 1.85 | 10.15 | 383.4971 | 12 | 17.1793 | 3.6843 | 0 | 0 | 0 | 17.1793 | 3.6843 | 0.329 | 0 | 0 | 0 | 10.15 | 12 | 3.9585 | 0 | 3.9585 | 0.7215 | 4.68
2016-03-31 06:00 | 0 | 0 | 2.02 | 0 | 9.98 | 385.2343 | 12 | 17.1793 | 3.6843 | 0 | 0 | 0 | 17.1793 | 3.6843 | 0.329 | 0 | 0 | 0 | 9.98 | 9.98 | 3.8922 | 0 | 3.8922 | 0 | 3.8922
2016-03-31 07:00 | 0.002 | 0 | 2.938 | 0 | 9.064 | 387.7609 | 12 | 17.1793 | 3.6843 | 0 | 0 | 0 | 17.1793 | 3.6843 | 0.329 | 0 | 0 | 0 | 9.064 | 9.064 | 3.535 | 0 | 3.535 | 0 | 3.535
2016-03-31 08:00 | 0.03 | 0 | 3.796 | 0 | 8.234 | 391.0255 | 12 | 17.1793 | 3.6843 | 0 | 0 | 0 | 17.1793 | 3.6843 | 0.329 | 0 | 0 | 0 | 8.234 | 8.234 | 3.2113 | 0 | 3.2113 | 0 | 3.2113
2016-03-31 09:00 | 0.095 | 0 | 3.919 | 0 | 8.176 | 394.3958 | 12 | 17.1793 | 3.6843 | 0 | 0 | 11.8665 | 5.3128 | 3.6843 | 0.65434 | 71.199 | 0 | 0 | 8.176 | 8.176 | 3.1886 | 0 | 3.1886 | 0 | 3.1886
2016-03-31 10:00 | 0.131 | 0 | 3.924 | 0 | 8.207 | 397.7705 | 12 | 17.1793 | 3.6843 | 0 | 0 | 11.8553 | 5.324 | 3.6843 | 0.65403 | 71.132 | 0 | 0 | 8.207 | 8.207 | 3.2007 | 0 | 3.2007 | 0 | 3.2007
2016-03-31 11:00 | 0.147 | 0 | 3.908 | 0 | 8.239 | 401.1314 | 12 | 17.1793 | 3.6843 | 0 | 0 | 11.8492 | 5.3302 | 3.6843 | 0.65386 | 71.095 | 0 | 0 | 8.239 | 8.239 | 3.2132 | 0 | 3.2132 | 0 | 3.2132
2016-03-31 12:00 | 0.165 | 0 | 0 | 3.501 | 8.664 | 401.1314 | 12 | 17.1793 | 3.6843 | 0 | 0 | 14.0695 | 3.1098 | 3.6843 | 0.71474 | 70.699 | 8.025 | 2.675 | 11.339 | 14.84 | 3.379 | 1.0433 | 4.4222 | 1.3654 | 5.7876
2016-03-31 13:00 | 0.16 | 0 | 0 | 3.086 | 9.074 | 401.1314 | 12 | 17.1793 | 3.6843 | 0 | 0 | 14.3543 | 2.825 | 3.6843 | 0.72255 | 70.066 | 9.395 | 3.1317 | 12.2057 | 15.2917 | 3.5389 | 1.2213 | 4.7602 | 1.2035 | 5.9637
2016-03-31 14:00 | 0.161 | 0 | 2.419 | 0 | 9.742 | 403.2117 | 12 | 17.1793 | 3.6843 | 0 | 0 | 3.0412 | 14.1382 | 3.6843 | 0.41238 | 0 | 10.674 | 3.558 | 13.3 | 13.3 | 3.7994 | 1.3876 | 5.187 | 0 | 5.187
2016-03-31 15:00 | 0.142 | 0 | 2.882 | 0 | 9.26 | 405.6902 | 12 | 17.1793 | 3.6843 | 0 | 0 | 14.9903 | 2.189 | 3.6843 | 0.73998 | 68.654 | 12.454 | 4.1513 | 13.4113 | 13.4113 | 3.6114 | 1.619 | 5.2304 | 0 | 5.2304
2016-03-31 16:00 | 0.122 | 0 | 2.862 | 1.7764e-15 | 9.26 | 408.1515 | 12 | 17.1793 | 3.6843 | 0 | 0 | 15.1188 | 2.0605 | 3.6843 | 0.74351 | 68.368 | 13.072 | 4.3573 | 13.6173 | 13.6173 | 3.6114 | 1.6994 | 5.3108 | 6.9278e-16 | 5.3108
2016-03-31 17:00 | 0.065 | 0 | 0 | 3.148 | 8.917 | 408.1515 | 12 | 17.1793 | 3.6843 | 0 | 0 | 11.3993 | 5.78 | 3.6843 | 0.64153 | 68.396 | 0 | 0 | 8.917 | 12.065 | 3.4776 | 0 | 3.4776 | 1.2277 | 4.7053
2016-03-31 18:00 | 0.016 | 0 | 2.216 | 1.7764e-15 | 9.8 | 410.0573 | 12 | 17.1793 | 3.6843 | 0 | 0 | 11.4298 | 5.7495 | 3.6843 | 0.64237 | 68.579 | 0 | 0 | 9.8 | 9.8 | 3.822 | 0 | 3.822 | 6.9278e-16 | 3.822
2016-03-31 19:00 | 0 | 0 | 0 | 0 | 13.624 | 410.0573 | 13.624 | 19.5043 | 4.1829 | 0 | 0 | 11.47 | 8.0343 | 4.1829 | 0.60598 | 68.82 | 0 | 0 | 13.624 | 13.624 | 5.3134 | 0 | 5.3134 | 0 | 5.3134
2016-03-31 20:00 | 0 | 2.839 | 0 | 4.4409e-16 | 17.839 | 406.7561 | 15 | 21.4742 | 4.6053 | 0 | 0 | 0 | 21.4742 | 4.6053 | 0.329 | 0 | 0 | 0 | 17.839 | 17.839 | 6.9572 | 0 | 6.9572 | 1.7319e-16 | 6.9572
2016-03-31 21:00 | 0 | 3.546 | 0 | 4.4409e-16 | 18.546 | 402.6329 | 15 | 21.4742 | 4.6053 | 0 | 0 | 0 | 21.4742 | 4.6053 | 0.329 | 0 | 0 | 0 | 18.546 | 18.546 | 7.2329 | 0 | 7.2329 | 1.7319e-16 | 7.2329
2016-03-31 22:00 | 0 | 3.238 | 0 | 0 | 18.238 | 398.8678 | 15 | 21.4742 | 4.6053 | 0 | 0 | 0 | 21.4742 | 4.6053 | 0.329 | 0 | 0 | 0 | 18.238 | 18.238 | 7.1128 | 0 | 7.1128 | 0 | 7.1128
2016-03-31 23:00 | 0 | 1.577 | 0 | 0 | 16.577 | 397.034 | 15 | 21.4742 | 4.6053 | 0 | 0 | 0 | 21.4742 | 4.6053 | 0.329 | 0 | 0 | 0 | 16.577 | 16.577 | 6.465 | 0 | 6.465 | 0 | 6.465
2016-04-01 | 0 | 0 | 0 | 0 | 14.096 | 397.034 | 14.096 | 20.18 | 4.3278 | 0 | 0 | 2.4322 | 17.7478 | 4.3278 | 0.38577 | 0 | 8.537 | 2.8457 | 16.9417 | 16.9417 | 5.4974 | 1.1098 | 6.6073 | 0 | 6.6073
2016-04-01 01:00 | 0 | 0 | 0 | 0.168 | 11.832 | 397.034 | 12 | 17.1793 | 3.6843 | 0 | 0 | 2.2962 | 14.8832 | 3.6843 | 0.39195 | 0 | 8.06 | 2.6867 | 14.5187 | 14.6867 | 4.6145 | 1.0478 | 5.6623 | 0.06552 | 5.7278
2016-04-01 02:00 | 0 | 0 | 0 | 1.072 | 10.928 | 397.034 | 12 | 17.1793 | 3.6843 | 0 | 0 | 2.1855 | 14.9938 | 3.6843 | 0.38892 | 0 | 7.671 | 2.557 | 13.485 | 14.557 | 4.2619 | 0.99723 | 5.2592 | 0.41808 | 5.6772
2016-04-01 03:00 | 0 | 0 | 0 | 1.522 | 10.478 | 397.034 | 12 | 17.1793 | 3.6843 | 0 | 0 | 2.0933 | 15.086 | 3.6843 | 0.38639 | 0 | 7.348 | 2.4493 | 12.9273 | 14.4493 | 4.0864 | 0.95524 | 5.0417 | 0.59358 | 5.6352
2016-04-01 04:00 | 0 | 0 | 1.909 | 0 | 10.091 | 398.6758 | 12 | 17.1793 | 3.6843 | 0 | 0 | 1.9953 | 15.184 | 3.6843 | 0.38371 | 0 | 7.004 | 2.3347 | 12.4257 | 12.4257 | 3.9355 | 0.91052 | 4.846 | 0 | 4.846
2016-04-01 05:00 | 0 | 0 | 2.547 | 0 | 9.453 | 400.8662 | 12 | 17.1793 | 3.6843 | 0 | 0 | 0 | 17.1793 | 3.6843 | 0.329 | 0 | 0 | 0 | 9.453 | 9.453 | 3.6867 | 0 | 3.6867 | 0 | 3.6867
2016-04-01 06:00 | 0 | 0 | 2.592 | 0 | 9.408 | 403.0953 | 12 | 17.1793 | 3.6843 | 0 | 0 | 0 | 17.1793 | 3.6843 | 0.329 | 0 | 0 | 0 | 9.408 | 9.408 | 3.6691 | 0 | 3.6691 | 0 | 3.6691
2016-04-01 07:00 | 0.002 | 0 | 0 | 4.041 | 7.961 | 403.0953 | 12 | 17.1793 | 3.6843 | 0 | 0 | 0 | 17.1793 | 3.6843 | 0.329 | 0 | 0 | 0 | 7.961 | 12.002 | 3.1048 | 0 | 3.1048 | 1.576 | 4.6808
2016-04-01 08:00 | 0.02 | 0 | 0 | 4.958 | 7.062 | 403.0953 | 12 | 17.1793 | 3.6843 | 0 | 0 | 0 | 17.1793 | 3.6843 | 0.329 | 0 | 0 | 0 | 7.062 | 12.02 | 2.7542 | 0 | 2.7542 | 1.9336 | 4.6878
2016-04-01 09:00 | 0.073 | 0 | 5.033 | 0 | 7.04 | 407.4237 | 12 | 17.1793 | 3.6843 | 0 | 0 | 11.9342 | 5.2452 | 3.6843 | 0.6562 | 71.605 | 0 | 0 | 7.04 | 7.04 | 2.7456 | 0 | 2.7456 | 0 | 2.7456
2016-04-01 10:00 | 0.113 | 0 | 0 | 4.781 | 7.332 | 407.4237 | 12 | 17.1793 | 3.6843 | 0 | 0 | 11.957 | 5.2223 | 3.6843 | 0.65682 | 71.742 | 0 | 0 | 7.332 | 12.113 | 2.8595 | 0 | 2.8595 | 1.8646 | 4.7241
2016-04-01 11:00 | 0.143 | 0 | 0 | 4.52 | 7.623 | 407.4237 | 12 | 17.1793 | 3.6843 | 0 | 0 | 11.8928 | 5.2865 | 3.6843 | 0.65506 | 71.357 | 0 | 0 | 7.623 | 12.143 | 2.973 | 0 | 2.973 | 1.7628 | 4.7358
2016-04-01 12:00 | 0.153 | 0 | 4.014 | 0 | 8.139 | 410.8757 | 12 | 17.1793 | 3.6843 | 0 | 0 | 14.2255 | 2.9538 | 3.6843 | 0.71902 | 70.352 | 8.776 | 2.9253 | 11.0643 | 11.0643 | 3.1742 | 1.1409 | 4.3151 | 0 | 4.3151
2016-04-01 13:00 | 0.151 | 0 | 0 | 3.641 | 8.51 | 410.8757 | 12 | 17.1793 | 3.6843 | 0 | 0 | 14.7615 | 2.4178 | 3.6843 | 0.73371 | 69.162 | 11.353 | 3.7843 | 12.2943 | 15.9353 | 3.3189 | 1.4759 | 4.7948 | 1.42 | 6.2148
2016-04-01 14:00 | 0.137 | 0 | 0 | 3.239 | 8.898 | 410.8757 | 12 | 17.1793 | 3.6843 | 0 | 0 | 3.9723 | 13.207 | 3.6843 | 0.43791 | 0 | 13.943 | 4.6477 | 13.5457 | 16.7847 | 3.4702 | 1.8126 | 5.2828 | 1.2632 | 6.546
2016-04-01 15:00 | 0.104 | 0 | 0 | 3.363 | 8.741 | 410.8757 | 12 | 17.1793 | 3.6843 | 0 | 0 | 15.6478 | 1.5315 | 3.6843 | 0.75801 | 67.193 | 15.616 | 5.2053 | 13.9463 | 17.3093 | 3.409 | 2.0301 | 5.4391 | 1.3116 | 6.7506
2016-04-01 16:00 | 0.107 | 0 | 0 | 3.612 | 8.495 | 410.8757 | 12 | 17.1793 | 3.6843 | 0 | 0 | 15.849 | 1.3303 | 3.6843 | 0.76353 | 66.746 | 16.584 | 5.528 | 14.023 | 17.635 | 3.3131 | 2.1559 | 5.469 | 1.4087 | 6.8777
2016-04-01 17:00 | 0.073 | 0 | 3.782 | 0 | 8.291 | 414.1283 | 12 | 17.1793 | 3.6843 | 0 | 0 | 11.1097 | 6.0697 | 3.6843 | 0.63359 | 66.658 | 0 | 0 | 8.291 | 8.291 | 3.2335 | 0 | 3.2335 | 0 | 3.2335
2016-04-01 18:00 | 0.018 | 0 | 0 | 3.342 | 8.676 | 414.1283 | 12 | 17.1793 | 3.6843 | 0 | 0 | 11.1248 | 6.0545 | 3.6843 | 0.63401 | 66.749 | 0 | 0 | 8.676 | 12.018 | 3.3836 | 0 | 3.3836 | 1.3034 | 4.687
2016-04-01 19:00 | 0 | 0 | 0 | 0 | 14.146 | 414.1283 | 14.146 | 20.2516 | 4.3431 | 0 | 0 | 11.178 | 9.0736 | 4.3431 | 0.58897 | 67.068 | 0 | 0 | 14.146 | 14.146 | 5.5169 | 0 | 5.5169 | 0 | 5.5169
2016-04-01 20:00 | 0 | 2.471 | 0 | 0 | 17.471 | 411.255 | 15 | 21.4742 | 4.6053 | 0 | 0 | 0 | 21.4742 | 4.6053 | 0.329 | 0 | 0 | 0 | 17.471 | 17.471 | 6.8137 | 0 | 6.8137 | 0 | 6.8137
2016-04-01 21:00 | 0 | 3.361 | 0 | 0 | 18.361 | 407.3469 | 15 | 21.4742 | 4.6053 | 0 | 0 | 0 | 21.4742 | 4.6053 | 0.329 | 0 | 0 | 0 | 18.361 | 18.361 | 7.1608 | 0 | 7.1608 | 0 | 7.1608
2016-04-01 22:00 | 0 | 3.331 | 0 | 0 | 18.331 | 403.4736 | 15 | 21.4742 | 4.6053 | 0 | 0 | 0 | 21.4742 | 4.6053 | 0.329 | 0 | 0 | 0 | 18.331 | 18.331 | 7.1491 | 0 | 7.1491 | 0 | 7.1491
2016-04-01 23:00 | 0 | 0.663 | 0 | 0 | 15.663 | 402.7027 | 15 | 21.4742 | 4.6053 | 0 | 0 | 0 | 21.4742 | 4.6053 | 0.329 | 0 | 0 | 0 | 15.663 | 15.663 | 6.1086 | 0 | 6.1086 | 0 | 6.1086
2016-04-02 | 0 | 0 | 0 | 0 | 13.301 | 402.7027 | 13.301 | 19.0419 | 4.0837 | 0 | 0 | 2.8627 | 16.1792 | 4.0837 | 0.39981 | 0 | 10.048 | 3.3493 | 16.6503 | 16.6503 | 5.1874 | 1.3062 | 6.4936 | 0 | 6.4936
2016-04-02 01:00 | 0 | 0 | 0 | 0.454 | 11.546 | 402.7027 | 12 | 17.1793 | 3.6843 | 0 | 0 | 2.8423 | 14.337 | 3.6843 | 0.40693 | 0 | 9.977 | 3.3257 | 14.8717 | 15.3257 | 4.5029 | 1.297 | 5.7999 | 0.17706 | 5.977
2016-04-02 02:00 | 0 | 0 | 0 | 1.204 | 10.796 | 402.7027 | 12 | 17.1793 | 3.6843 | 0 | 0 | 2.7687 | 14.4107 | 3.6843 | 0.40491 | 0 | 9.718 | 3.2393 | 14.0353 | 15.2393 | 4.2104 | 1.2633 | 5.4738 | 0.46956 | 5.9433
2016-04-02 03:00 | 0 | 0 | 2.161 | 0 | 9.839 | 404.5611 | 12 | 17.1793 | 3.6843 | 0 | 0 | 2.5288 | 14.6505 | 3.6843 | 0.39833 | 0 | 8.876 | 2.9587 | 12.7977 | 12.7977 | 3.8372 | 1.1539 | 4.9911 | 0 | 4.9911
2016-04-02 04:00 | 0 | 0 | 2.373 | 1.7764e-15 | 9.627 | 406.6019 | 12 | 17.1793 | 3.6843 | 0 | 0 | 2.3012 | 14.8782 | 3.6843 | 0.39209 | 0 | 8.077 | 2.6923 | 12.3193 | 12.3193 | 3.7545 | 1.05 | 4.8045 | 6.9278e-16 | 4.8045
2016-04-02 05:00 | 0 | 0 | 2.611 | 0 | 9.389 | 408.8474 | 12 | 17.1793 | 3.6843 | 0 | 0 | 0 | 17.1793 | 3.6843 | 0.329 | 0 | 0 | 0 | 9.389 | 9.389 | 3.6617 | 0 | 3.6617 | 0 | 3.6617
2016-04-02 06:00 | 0 | 0 | 2.927 | 0 | 9.073 | 411.3646 | 12 | 17.1793 | 3.6843 | 0 | 0 | 0 | 17.1793 | 3.6843 | 0.329 | 0 | 0 | 0 | 9.073 | 9.073 | 3.5385 | 0 | 3.5385 | 0 | 3.5385
2016-04-02 07:00 | 0.002 | 0 | 0 | 4.138 | 7.864 | 411.3646 | 12 | 17.1793 | 3.6843 | 0 | 0 | 0 | 17.1793 | 3.6843 | 0.329 | 0 | 0 | 0 | 7.864 | 12.002 | 3.067 | 0 | 3.067 | 1.6138 | 4.6808
2016-04-02 08:00 | 0.022 | 0 | 0 | 4.817 | 7.205 | 411.3646 | 12 | 17.1793 | 3.6843 | 0 | 0 | 0 | 17.1793 | 3.6843 | 0.329 | 0 | 0 | 0 | 7.205 | 12.022 | 2.81 | 0 | 2.81 | 1.8786 | 4.6886
2016-04-02 09:00 | 0.073 | 0 | 4.947 | 0 | 7.126 | 415.619 | 12 | 17.1793 | 3.6843 | 0 | 0 | 11.9633 | 5.216 | 3.6843 | 0.65699 | 71.78 | 0 | 0 | 7.126 | 7.126 | 2.7791 | 0 | 2.7791 | 0 | 2.7791
2016-04-02 10:00 | 0.102 | 0 | 4.914 | 0 | 7.188 | 419.8451 | 12 | 17.1793 | 3.6843 | 0 | 0 | 11.9885 | 5.1908 | 3.6843 | 0.65768 | 71.931 | 0 | 0 | 7.188 | 7.188 | 2.8033 | 0 | 2.8033 | 0 | 2.8033
2016-04-02 11:00 | 0.125 | 0 | 4.144 | 0 | 7.981 | 423.4089 | 12 | 17.1793 | 3.6843 | 0 | 0 | 11.9203 | 5.259 | 3.6843 | 0.65582 | 71.522 | 0 | 0 | 7.981 | 7.981 | 3.1126 | 0 | 3.1126 | 0 | 3.1126
2016-04-02 12:00 | 0.113 | 0 | 0 | 3.671 | 8.442 | 423.4089 | 12 | 17.1793 | 3.6843 | 0 | 0 | 14.2463 | 2.933 | 3.6843 | 0.71959 | 70.306 | 8.875 | 2.9583 | 11.4003 | 15.0713 | 3.2924 | 1.1538 | 4.4461 | 1.4317 | 5.8778
2016-04-02 13:00 | 0.116 | 0 | 0 | 3.328 | 8.788 | 423.4089 | 12 | 17.1793 | 3.6843 | 0 | 0 | 14.8647 | 2.3147 | 3.6843 | 0.73654 | 68.933 | 11.849 | 3.9497 | 12.7377 | 16.0657 | 3.4273 | 1.5404 | 4.9677 | 1.2979 | 6.2656
2016-04-02 14:00 | 0.118 | 0 | 2.769 | 0 | 9.349 | 425.7902 | 12 | 17.1793 | 3.6843 | 0 | 0 | 4.1252 | 13.0542 | 3.6843 | 0.4421 | 0 | 14.479 | 4.8263 | 14.1753 | 14.1753 | 3.6461 | 1.8823 | 5.5284 | 0 | 5.5284
2016-04-02 15:00 | 0.084 | 0 | 2.536 | 0 | 9.548 | 427.9712 | 12 | 17.1793 | 3.6843 | 0 | 0 | 15.8425 | 1.3368 | 3.6843 | 0.76335 | 66.761 | 16.552 | 5.5173 | 15.0653 | 15.0653 | 3.7237 | 2.1518 | 5.8755 | 0 | 5.8755
2016-04-02 16:00 | 0.046 | 0 | 2.76 | 0 | 9.286 | 430.3448 | 12 | 17.1793 | 3.6843 | 0 | 0 | 16.1215 | 1.0578 | 3.6843 | 0.771 | 66.141 | 17.893 | 5.9643 | 15.2503 | 15.2503 | 3.6215 | 2.3261 | 5.9476 | 0 | 5.9476
2016-04-02 17:00 | 0.034 | 0 | 0 | 3.166 | 8.868 | 430.3448 | 12 | 17.1793 | 3.6843 | 0 | 0 | 10.9812 | 6.1982 | 3.6843 | 0.63007 | 65.887 | 0 | 0 | 8.868 | 12.034 | 3.4585 | 0 | 3.4585 | 1.2347 | 4.6933
2016-04-02 18:00 | 0.006 | 0 | 2.847 | 0 | 9.159 | 432.7932 | 12 | 17.1793 | 3.6843 | 0 | 0 | 10.9795 | 6.1998 | 3.6843 | 0.63002 | 65.877 | 0 | 0 | 9.159 | 9.159 | 3.572 | 0 | 3.572 | 0 | 3.572
2016-04-02 19:00 | 0 | 0 | 0 | 0 | 14.122 | 432.7932 | 14.122 | 20.2172 | 4.3358 | 0 | 0 | 11.035 | 9.1822 | 4.3358 | 0.58608 | 66.21 | 0 | 0 | 14.122 | 14.122 | 5.5076 | 0 | 5.5076 | 0 | 5.5076
2016-04-02 20:00 | 0 | 2.236 | 0 | 0 | 17.236 | 430.1932 | 15 | 21.4742 | 4.6053 | 0 | 0 | 0 | 21.4742 | 4.6053 | 0.329 | 0 | 0 | 0 | 17.236 | 17.236 | 6.722 | 0 | 6.722 | 0 | 6.722
2016-04-02 21:00 | 0 | 3.095 | 0 | 0 | 18.095 | 426.5944 | 15 | 21.4742 | 4.6053 | 0 | 0 | 0 | 21.4742 | 4.6053 | 0.329 | 0 | 0 | 0 | 18.095 | 18.095 | 7.057 | 0 | 7.057 | 0 | 7.057
2016-04-02 22:00 | 0 | 2.368 | 0 | 0 | 17.368 | 423.8409 | 15 | 21.4742 | 4.6053 | 0 | 0 | 0 | 21.4742 | 4.6053 | 0.329 | 0 | 0 | 0 | 17.368 | 17.368 | 6.7735 | 0 | 6.7735 | 0 | 6.7735
2016-04-02 23:00 | 0 | 0.527 | 0 | 0 | 15.527 | 423.2281 | 15 | 21.4742 | 4.6053 | 0 | 0 | 0 | 21.4742 | 4.6053 | 0.329 | 0 | 0 | 0 | 15.527 | 15.527 | 6.0555 | 0 | 6.0555 | 0 | 6.0555
2016-04-03 | 0 | 0 | 0 | 0 | 13.127 | 423.2281 | 13.127 | 18.7928 | 4.0303 | 0 | 0 | 2.9347 | 15.8581 | 4.0303 | 0.40255 | 0 | 10.301 | 3.4337 | 16.5607 | 16.5607 | 5.1195 | 1.3391 | 6.4587 | 0 | 6.4587
2016-04-03 01:00 | 0 | 0 | 0 | 0.692 | 11.308 | 423.2281 | 12 | 17.1793 | 3.6843 | 0 | 0 | 2.7773 | 14.402 | 3.6843 | 0.40515 | 0 | 9.748 | 3.2493 | 14.5573 | 15.2493 | 4.4101 | 1.2672 | 5.6774 | 0.26988 | 5.9472
2016-04-03 02:00 | 0 | 0 | 0 | 1.113 | 10.887 | 423.2281 | 12 | 17.1793 | 3.6843 | 0 | 0 | 2.6365 | 14.5428 | 3.6843 | 0.40128 | 0 | 9.254 | 3.0847 | 13.9717 | 15.0847 | 4.2459 | 1.203 | 5.449 | 0.43407 | 5.883
2016-04-03 03:00 | 0 | 0 | 0 | 1.346 | 10.654 | 423.2281 | 12 | 17.1793 | 3.6843 | 0 | 0 | 2.5007 | 14.6787 | 3.6843 | 0.39756 | 0 | 8.778 | 2.926 | 13.58 | 14.926 | 4.1551 | 1.1411 | 5.2962 | 0.52494 | 5.8211
2016-04-03 04:00 | 0 | 0 | 0 | 1.535 | 10.465 | 423.2281 | 12 | 17.1793 | 3.6843 | 0 | 0 | 2.3832 | 14.7962 | 3.6843 | 0.39434 | 0 | 8.365 | 2.7883 | 13.2533 | 14.7883 | 4.0813 | 1.0875 | 5.1688 | 0.59865 | 5.7674
2016-04-03 05:00 | 0 | 0 | 0 | 1.656 | 10.344 | 423.2281 | 12 | 17.1793 | 3.6843 | 0 | 0 | 0 | 17.1793 | 3.6843 | 0.329 | 0 | 0 | 0 | 10.344 | 12 | 4.0342 | 0 | 4.0342 | 0.64584 | 4.68
2016-04-03 06:00 | 0 | 0 | 2.179 | 0 | 9.821 | 425.102 | 12 | 17.1793 | 3.6843 | 0 | 0 | 0 | 17.1793 | 3.6843 | 0.329 | 0 | 0 | 0 | 9.821 | 9.821 | 3.8302 | 0 | 3.8302 | 0 | 3.8302
2016-04-03 07:00 | 0.001 | 0 | 3.887 | 0 | 8.114 | 428.4449 | 12 | 17.1793 | 3.6843 | 0 | 0 | 0 | 17.1793 | 3.6843 | 0.329 | 0 | 0 | 0 | 8.114 | 8.114 | 3.1645 | 0 | 3.1645 | 0 | 3.1645
2016-04-03 08:00 | 0.016 | 0 | 0 | 4.795 | 7.221 | 428.4449 | 12 | 17.1793 | 3.6843 | 0 | 0 | 0 | 17.1793 | 3.6843 | 0.329 | 0 | 0 | 0 | 7.221 | 12.016 | 2.8162 | 0 | 2.8162 | 1.87 | 4.6862
2016-04-03 09:00 | 0.05 | 0 | 5.014 | 0 | 7.036 | 432.7569 | 12 | 17.1793 | 3.6843 | 0 | 0 | 11.832 | 5.3473 | 3.6843 | 0.65339 | 70.992 | 0 | 0 | 7.036 | 7.036 | 2.744 | 0 | 2.744 | 0 | 2.744
2016-04-03 10:00 | 0.112 | 0 | 4.904 | 0 | 7.208 | 436.9743 | 12 | 17.1793 | 3.6843 | 0 | 0 | 11.8417 | 5.3377 | 3.6843 | 0.65366 | 71.05 | 0 | 0 | 7.208 | 7.208 | 2.8111 | 0 | 2.8111 | 0 | 2.8111
2016-04-03 11:00 | 0.112 | 0 | 0 | 4.649 | 7.463 | 436.9743 | 12 | 17.1793 | 3.6843 | 0 | 0 | 11.7845 | 5.3948 | 3.6843 | 0.65209 | 70.707 | 0 | 0 | 7.463 | 12.112 | 2.9106 | 0 | 2.9106 | 1.8131 | 4.7237
2016-04-03 12:00 | 0.12 | 0 | 4.124 | 0 | 7.996 | 440.521 | 12 | 17.1793 | 3.6843 | 0 | 0 | 14.4368 | 2.7425 | 3.6843 | 0.72481 | 69.883 | 9.791 | 3.2637 | 11.2597 | 11.2597 | 3.1184 | 1.2728 | 4.3913 | 0 | 4.3913
2016-04-03 13:00 | 0.137 | 0 | 0 | 3.459 | 8.678 | 440.521 | 12 | 17.1793 | 3.6843 | 0 | 0 | 14.8352 | 2.3442 | 3.6843 | 0.73573 | 68.998 | 11.707 | 3.9023 | 12.5803 | 16.0393 | 3.3844 | 1.5219 | 4.9063 | 1.349 | 6.2553
2016-04-03 14:00 | 0.112 | 0 | 2.524 | 0 | 9.588 | 442.6916 | 12 | 17.1793 | 3.6843 | 0 | 0 | 3.9178 | 13.2615 | 3.6843 | 0.43641 | 0 | 13.751 | 4.5837 | 14.1717 | 14.1717 | 3.7393 | 1.7876 | 5.527 | 0 | 5.527
2016-04-03 15:00 | 0.074 | 0 | 2.196 | 0 | 9.878 | 444.5802 | 12 | 17.1793 | 3.6843 | 0 | 0 | 15.5698 | 1.6095 | 3.6843 | 0.75587 | 67.367 | 15.24 | 5.08 | 14.958 | 14.958 | 3.8524 | 1.9812 | 5.8336 | 0 | 5.8336
2016-04-03 16:00 | 0.06 | 0 | 2.413 | 1.7764e-15 | 9.647 | 446.6554 | 12 | 17.1793 | 3.6843 | 0 | 0 | 15.7483 | 1.431 | 3.6843 | 0.76077 | 66.97 | 16.099 | 5.3663 | 15.0133 | 15.0133 | 3.7623 | 2.0929 | 5.8552 | 6.9278e-16 | 5.8552
2016-04-03 17:00 | 0.033 | 0 | 3.017 | 0 | 9.016 | 449.25 | 12 | 17.1793 | 3.6843 | 0 | 0 | 11.1337 | 6.0457 | 3.6843 | 0.63425 | 66.802 | 0 | 0 | 9.016 | 9.016 | 3.5162 | 0 | 3.5162 | 0 | 3.5162
2016-04-03 18:00 | 0.01 | 0 | 2.822 | 0 | 9.188 | 451.6769 | 12 | 17.1793 | 3.6843 | 0 | 0 | 11.1245 | 6.0548 | 3.6843 | 0.634 | 66.747 | 0 | 0 | 9.188 | 9.188 | 3.5833 | 0 | 3.5833 | 0 | 3.5833
2016-04-03 19:00 | 0 | 0 | 0 | 0 | 14.065 | 451.6769 | 14.065 | 20.1356 | 4.3183 | 0 | 0 | 11.1388 | 8.9968 | 4.3183 | 0.58955 | 66.833 | 0 | 0 | 14.065 | 14.065 | 5.4854 | 0 | 5.4854 | 0 | 5.4854
2016-04-03 20:00 | 0 | 2.513 | 0 | 0 | 17.513 | 448.7548 | 15 | 21.4742 | 4.6053 | 0 | 0 | 0 | 21.4742 | 4.6053 | 0.329 | 0 | 0 | 0 | 17.513 | 17.513 | 6.8301 | 0 | 6.8301 | 0 | 6.8301
2016-04-03 21:00 | 0 | 3.095 | 0 | 0 | 18.095 | 445.156 | 15 | 21.4742 | 4.6053 | 0 | 0 | 0 | 21.4742 | 4.6053 | 0.329 | 0 | 0 | 0 | 18.095 | 18.095 | 7.057 | 0 | 7.057 | 0 | 7.057
2016-04-03 22:00 | 0 | 2.757 | 0 | 0 | 17.757 | 441.9502 | 15 | 21.4742 | 4.6053 | 0 | 0 | 0 | 21.4742 | 4.6053 | 0.329 | 0 | 0 | 0 | 17.757 | 17.757 | 6.9252 | 0 | 6.9252 | 0 | 6.9252
2016-04-03 23:00 | 0 | 0.049 | 0 | 0 | 15.049 | 441.8932 | 15 | 21.4742 | 4.6053 | 0 | 0 | 0 | 21.4742 | 4.6053 | 0.329 | 0 | 0 | 0 | 15.049 | 15.049 | 5.8691 | 0 | 5.8691 | 0 | 5.8691
2016-04-04 | 0 | 0 | 0 | 0 | 12.957 | 441.8932 | 12.957 | 18.5494 | 3.9781 | 0 | 0 | 2.9795 | 15.5699 | 3.9781 | 0.40465 | 0 | 10.458 | 3.486 | 16.443 | 16.443 | 5.0532 | 1.3595 | 6.4128 | 0 | 6.4128
2016-04-04 01:00 | 0 | 0 | 0 | 0 | 12.025 | 441.8932 | 12.025 | 17.2151 | 3.6919 | 0 | 0 | 2.9067 | 14.3085 | 3.6919 | 0.40853 | 0 | 10.202 | 3.4007 | 15.4257 | 15.4257 | 4.6898 | 1.3263 | 6.016 | 0 | 6.016
2016-04-04 02:00 | 0 | 0 | 0 | 0.705 | 11.295 | 441.8932 | 12 | 17.1793 | 3.6843 | 0 | 0 | 2.8203 | 14.359 | 3.6843 | 0.40632 | 0 | 9.899 | 3.2997 | 14.5947 | 15.2997 | 4.4051 | 1.2869 | 5.6919 | 0.27495 | 5.9669
2016-04-04 03:00 | 0 | 0 | 0 | 0.838 | 11.162 | 441.8932 | 12 | 17.1793 | 3.6843 | 0 | 0 | 2.6227 | 14.5567 | 3.6843 | 0.4009 | 0 | 9.206 | 3.0687 | 14.2307 | 15.0687 | 4.3532 | 1.1968 | 5.55 | 0.32682 | 5.8768
2016-04-04 04:00 | 0 | 0 | 0 | 1.2 | 10.8 | 441.8932 | 12 | 17.1793 | 3.6843 | 0 | 0 | 2.4397 | 14.7397 | 3.6843 | 0.39589 | 0 | 8.563 | 2.8543 | 13.6543 | 14.8543 | 4.212 | 1.1132 | 5.3252 | 0.468 | 5.7932
2016-04-04 05:00 | 0 | 0 | 0 | 1.41 | 10.59 | 441.8932 | 12 | 17.1793 | 3.6843 | 0 | 0 | 0 | 17.1793 | 3.6843 | 0.329 | 0 | 0 | 0 | 10.59 | 12 | 4.1301 | 0 | 4.1301 | 0.5499 | 4.68
2016-04-04 06:00 | 0 | 0 | 0 | 1.537 | 10.463 | 441.8932 | 12 | 17.1793 | 3.6843 | 0 | 0 | 0 | 17.1793 | 3.6843 | 0.329 | 0 | 0 | 0 | 10.463 | 12 | 4.0806 | 0 | 4.0806 | 0.59943 | 4.68
2016-04-04 07:00 | 0.002 | 0 | 0 | 3.357 | 8.645 | 441.8932 | 12 | 17.1793 | 3.6843 | 0 | 0 | 0 | 17.1793 | 3.6843 | 0.329 | 0 | 0 | 0 | 8.645 | 12.002 | 3.3716 | 0 | 3.3716 | 1.3092 | 4.6808
2016-04-04 08:00 | 0.012 | 0 | 0 | 4.303 | 7.709 | 441.8932 | 12 | 17.1793 | 3.6843 | 0 | 0 | 0 | 17.1793 | 3.6843 | 0.329 | 0 | 0 | 0 | 7.709 | 12.012 | 3.0065 | 0 | 3.0065 | 1.6782 | 4.6847
2016-04-04 09:00 | 0.053 | 0 | 0 | 4.57 | 7.483 | 441.8932 | 12 | 17.1793 | 3.6843 | 0 | 0 | 11.8495 | 5.3298 | 3.6843 | 0.65387 | 71.097 | 0 | 0 | 7.483 | 12.053 | 2.9184 | 0 | 2.9184 | 1.7823 | 4.7007
2016-04-04 10:00 | 0.086 | 0 | 5.034 | 0 | 7.052 | 446.2224 | 12 | 17.1793 | 3.6843 | 0 | 0 | 11.8323 | 5.347 | 3.6843 | 0.6534 | 70.994 | 0 | 0 | 7.052 | 7.052 | 2.7503 | 0 | 2.7503 | 0 | 2.7503
2016-04-04 11:00 | 0.131 | 0 | 0 | 4.772 | 7.359 | 446.2224 | 12 | 17.1793 | 3.6843 | 0 | 0 | 11.739 | 5.4403 | 3.6843 | 0.65084 | 70.434 | 0 | 0 | 7.359 | 12.131 | 2.87 | 0 | 2.87 | 1.8611 | 4.7311
2016-04-04 12:00 | 0.117 | 0 | 0 | 4.472 | 7.645 | 446.2224 | 12 | 17.1793 | 3.6843 | 0 | 0 | 14.6077 | 2.5717 | 3.6843 | 0.72949 | 69.504 | 10.613 | 3.5377 | 11.1827 | 15.6547 | 2.9815 | 1.3797 | 4.3612 | 1.7441 | 6.1053
2016-04-04 13:00 | 0.132 | 0 | 4.223 | 0 | 7.909 | 449.8542 | 12 | 17.1793 | 3.6843 | 0 | 0 | 14.9857 | 2.1937 | 3.6843 | 0.73986 | 68.664 | 12.431 | 4.1437 | 12.0527 | 12.0527 | 3.0845 | 1.616 | 4.7005 | 0 | 4.7005
2016-04-04 14:00 | 0.12 | 0 | 0 | 3.058 | 9.062 | 449.8542 | 12 | 17.1793 | 3.6843 | 0 | 0 | 4.0707 | 13.1087 | 3.6843 | 0.4406 | 0 | 14.288 | 4.7627 | 13.8247 | 16.8827 | 3.5342 | 1.8574 | 5.3916 | 1.1926 | 6.5842
2016-04-04 15:00 | 0.116 | 0 | 2.86 | 0 | 9.256 | 452.3138 | 12 | 17.1793 | 3.6843 | 0 | 0 | 15.6527 | 1.5267 | 3.6843 | 0.75814 | 67.182 | 15.639 | 5.213 | 14.469 | 14.469 | 3.6098 | 2.0331 | 5.6429 | 0 | 5.6429
2016-04-04 16:00 | 0.1 | 0 | 2.688 | 1.7764e-15 | 9.412 | 454.6255 | 12 | 17.1793 | 3.6843 | 0 | 0 | 15.7052 | 1.4742 | 3.6843 | 0.75958 | 67.066 | 15.892 | 5.2973 | 14.7093 | 14.7093 | 3.6707 | 2.066 | 5.7366 | 6.9278e-16 | 5.7366
2016-04-04 17:00 | 0.063 | 0 | 2.611 | 0 | 9.452 | 456.8709 | 12 | 17.1793 | 3.6843 | 0 | 0 | 11.1717 | 6.0077 | 3.6843 | 0.63529 | 67.03 | 0 | 0 | 9.452 | 9.452 | 3.6863 | 0 | 3.6863 | 0 | 3.6863
2016-04-04 18:00 | 0.019 | 0 | 2.191 | 1.7764e-15 | 9.828 | 458.7552 | 12 | 17.1793 | 3.6843 | 0 | 0 | 11.1593 | 6.02 | 3.6843 | 0.63495 | 66.956 | 0 | 0 | 9.828 | 9.828 | 3.8329 | 0 | 3.8329 | 6.9278e-16 | 3.8329
2016-04-04 19:00 | 0 | 0 | 0 | 0 | 14.908 | 458.7552 | 14.908 | 21.3425 | 4.5771 | 0 | 0 | 11.168 | 10.1745 | 4.5771 | 0.57546 | 67.008 | 0 | 0 | 14.908 | 14.908 | 5.8141 | 0 | 5.8141 | 0 | 5.8141
2016-04-04 20:00 | 0 | 3.328 | 0 | 0 | 18.328 | 454.8854 | 15 | 21.4742 | 4.6053 | 0 | 0 | 0 | 21.4742 | 4.6053 | 0.329 | 0 | 0 | 0 | 18.328 | 18.328 | 7.1479 | 0 | 7.1479 | 0 | 7.1479
2016-04-04 21:00 | 0 | 3.775 | 0 | 0 | 18.775 | 450.4959 | 15 | 21.4742 | 4.6053 | 0 | 0 | 0 | 21.4742 | 4.6053 | 0.329 | 0 | 0 | 0 | 18.775 | 18.775 | 7.3222 | 0 | 7.3222 | 0 | 7.3222
2016-04-04 22:00 | 0 | 3.928 | 0 | 0 | 18.928 | 445.9285 | 15 | 21.4742 | 4.6053 | 0 | 0 | 0 | 21.4742 | 4.6053 | 0.329 | 0 | 0 | 0 | 18.928 | 18.928 | 7.3819 | 0 | 7.3819 | 0 | 7.3819
2016-04-04 23:00 | 0 | 1.52 | 0 | 0 | 16.52 | 444.161 | 15 | 21.4742 | 4.6053 | 0 | 0 | 0 | 21.4742 | 4.6053 | 0.329 | 0 | 0 | 0 | 16.52 | 16.52 | 6.4428 | 0 | 6.4428 | 0 | 6.4428
2016-04-05 | 0 | 0 | 0 | 0 | 13.494 | 444.161 | 13.494 | 19.3182 | 4.1429 | 0 | 0 | 3.0507 | 16.2675 | 4.1429 | 0.40338 | 0 | 10.708 | 3.5693 | 17.0633 | 17.0633 | 5.2627 | 1.392 | 6.6547 | 0 | 6.6547
2016-04-05 01:00 | 0 | 0 | 0 | 0.028 | 11.972 | 444.161 | 12 | 17.1793 | 3.6843 | 0 | 0 | 2.9195 | 14.2598 | 3.6843 | 0.40904 | 0 | 10.248 | 3.416 | 15.388 | 15.416 | 4.6691 | 1.3322 | 6.0013 | 0.01092 | 6.0122
2016-04-05 02:00 | 0 | 0 | 0 | 0.704 | 11.296 | 444.161 | 12 | 17.1793 | 3.6843 | 0 | 0 | 2.7948 | 14.3845 | 3.6843 | 0.40563 | 0 | 9.81 | 3.27 | 14.566 | 15.27 | 4.4054 | 1.2753 | 5.6807 | 0.27456 | 5.9553
2016-04-05 03:00 | 0 | 0 | 0 | 1.157 | 10.843 | 444.161 | 12 | 17.1793 | 3.6843 | 0 | 0 | 2.6518 | 14.5275 | 3.6843 | 0.4017 | 0 | 9.308 | 3.1027 | 13.9457 | 15.1027 | 4.2288 | 1.21 | 5.4388 | 0.45123 | 5.89
2016-04-05 04:00 | 0 | 0 | 0 | 1.066 | 10.934 | 444.161 | 12 | 17.1793 | 3.6843 | 0 | 0 | 2.5483 | 14.631 | 3.6843 | 0.39887 | 0 | 8.945 | 2.9817 | 13.9157 | 14.9817 | 4.2643 | 1.1628 | 5.4271 | 0.41574 | 5.8429
2016-04-05 05:00 | 0 | 0 | 0 | 1.43 | 10.57 | 444.161 | 12 | 17.1793 | 3.6843 | 0 | 0 | 0 | 17.1793 | 3.6843 | 0.329 | 0 | 0 | 0 | 10.57 | 12 | 4.1223 | 0 | 4.1223 | 0.5577 | 4.68
2016-04-05 06:00 | 0 | 0 | 2.06 | 1.7764e-15 | 9.94 | 445.9326 | 12 | 17.1793 | 3.6843 | 0 | 0 | 0 | 17.1793 | 3.6843 | 0.329 | 0 | 0 | 0 | 9.94 | 9.94 | 3.8766 | 0 | 3.8766 | 6.9278e-16 | 3.8766
2016-04-05 07:00 | 0.002 | 0 | 0 | 3.896 | 8.106 | 445.9326 | 12 | 17.1793 | 3.6843 | 0 | 0 | 0 | 17.1793 | 3.6843 | 0.329 | 0 | 0 | 0 | 8.106 | 12.002 | 3.1613 | 0 | 3.1613 | 1.5194 | 4.6808
2016-04-05 08:00 | 0.03 | 0 | 0 | 4.732 | 7.298 | 445.9326 | 12 | 17.1793 | 3.6843 | 0 | 0 | 0 | 17.1793 | 3.6843 | 0.329 | 0 | 0 | 0 | 7.298 | 12.03 | 2.8462 | 0 | 2.8462 | 1.8455 | 4.6917
2016-04-05 09:00 | 0.075 | 0 | 5.19 | 0 | 6.885 | 450.396 | 12 | 17.1793 | 3.6843 | 0 | 0 | 11.7803 | 5.399 | 3.6843 | 0.65198 | 70.682 | 0 | 0 | 6.885 | 6.885 | 2.6852 | 0 | 2.6852 | 0 | 2.6852
2016-04-05 10:00 | 0.115 | 0 | 3.4016 | 1.2954 | 7.418 | 453.3214 | 12 | 17.1793 | 3.6843 | 0 | 0 | 11.7988 | 5.3805 | 3.6843 | 0.65248 | 70.793 | 0 | 0 | 7.418 | 8.7134 | 2.893 | 0 | 2.893 | 0.50521 | 3.3982
2016-04-05 11:00 | 0.127 | 0 | 0 | 4.724 | 7.403 | 453.3214 | 12 | 17.1793 | 3.6843 | 0 | 0 | 11.7492 | 5.4302 | 3.6843 | 0.65112 | 70.495 | 0 | 0 | 7.403 | 12.127 | 2.8872 | 0 | 2.8872 | 1.8424 | 4.7295
2016-04-05 12:00 | 0.124 | 0 | 0 | 4.621 | 7.503 | 453.3214 | 12 | 17.1793 | 3.6843 | 0 | 0 | 14.5365 | 2.6428 | 3.6843 | 0.72754 | 69.662 | 10.271 | 3.4237 | 10.9267 | 15.5477 | 2.9262 | 1.3352 | 4.2614 | 1.8022 | 6.0636
2016-04-05 13:00 | 0.108 | 0 | 3.95 | 0 | 8.158 | 456.7184 | 12 | 17.1793 | 3.6843 | 0 | 0 | 14.89 | 2.2893 | 3.6843 | 0.73723 | 68.876 | 11.971 | 3.9903 | 12.1483 | 12.1483 | 3.1816 | 1.5562 | 4.7378 | 0 | 4.7378
2016-04-05 14:00 | 0.103 | 0 | 0 | 3.018 | 9.085 | 456.7184 | 12 | 17.1793 | 3.6843 | 0 | 0 | 3.8148 | 13.3645 | 3.6843 | 0.43359 | 0 | 13.39 | 4.4633 | 13.5483 | 16.5663 | 3.5431 | 1.7407 | 5.2839 | 1.177 | 6.4609
2016-04-05 15:00 | 0.091 | 0 | 2.78 | 0 | 9.311 | 459.1092 | 12 | 17.1793 | 3.6843 | 0 | 0 | 15.3682 | 1.8112 | 3.6843 | 0.75034 | 67.814 | 14.271 | 4.757 | 14.068 | 14.068 | 3.6313 | 1.8552 | 5.4865 | 0 | 5.4865
2016-04-05 16:00 | 0.091 | 0 | 2.744 | 0 | 9.347 | 461.469 | 12 | 17.1793 | 3.6843 | 0 | 0 | 15.4982 | 1.6812 | 3.6843 | 0.75391 | 67.526 | 14.896 | 4.9653 | 14.3123 | 14.3123 | 3.6453 | 1.9365 | 5.5818 | 0 | 5.5818
2016-04-05 17:00 | 0.058 | 0 | 2.943 | 0 | 9.115 | 464 | 12 | 17.1793 | 3.6843 | 0 | 0 | 11.2215 | 5.9578 | 3.6843 | 0.63666 | 67.329 | 0 | 0 | 9.115 | 9.115 | 3.5549 | 0 | 3.5549 | 0 | 3.5549
2016-04-05 18:00 | 0.014 | 0 | 0 | 2.119 | 9.895 | 464 | 12 | 17.1793 | 3.6843 | 0 | 0 | 11.2068 | 5.9725 | 3.6843 | 0.63625 | 67.241 | 0 | 0 | 9.895 | 12.014 | 3.859 | 0 | 3.859 | 0.82641 | 4.6855
2016-04-05 19:00 | 0 | 0.167 | 0 | 0 | 15.167 | 463.8058 | 15 | 21.4742 | 4.6053 | 0 | 0 | 11.21 | 10.2642 | 4.6053 | 0.57487 | 67.26 | 0 | 0 | 15.167 | 15.167 | 5.9151 | 0 | 5.9151 | 0 | 5.9151
2016-04-05 20:00 | 0 | 3.478 | 0 | 0 | 18.478 | 459.7616 | 15 | 21.4742 | 4.6053 | 0 | 0 | 0 | 21.4742 | 4.6053 | 0.329 | 0 | 0 | 0 | 18.478 | 18.478 | 7.2064 | 0 | 7.2064 | 0 | 7.2064
2016-04-05 21:00 | 0 | 4.695 | 0 | 0 | 19.695 | 454.3023 | 15 | 21.4742 | 4.6053 | 0 | 0 | 0 | 21.4742 | 4.6053 | 0.329 | 0 | 0 | 0 | 19.695 | 19.695 | 7.681 | 0 | 7.681 | 0 | 7.681
2016-04-05 22:00 | 0 | 4.361 | 0 | 0 | 19.361 | 449.2314 | 15 | 21.4742 | 4.6053 | 0 | 0 | 0 | 21.4742 | 4.6053 | 0.329 | 0 | 0 | 0 | 19.361 | 19.361 | 7.5508 | 0 | 7.5508 | 0 | 7.5508
2016-04-05 23:00 | 0 | 1.391 | 0 | 0 | 16.391 | 447.614 | 15 | 21.4742 | 4.6053 | 0 | 0 | 0 | 21.4742 | 4.6053 | 0.329 | 0 | 0 | 0 | 16.391 | 16.391 | 6.3925 | 0 | 6.3925 | 0 | 6.3925
2016-04-06 | 0 | 0 | 0 | 0 | 13.873 | 447.614 | 13.873 | 19.8607 | 4.2593 | 0 | 0 | 3.0085 | 16.8522 | 4.2593 | 0.40035 | 0 | 10.56 | 3.52 | 17.393 | 17.393 | 5.4105 | 1.3728 | 6.7833 | 0 | 6.7833
2016-04-06 01:00 | 0 | 0 | 0 | 0 | 12.516 | 447.614 | 12.516 | 17.918 | 3.8427 | 0 | 0 | 2.8748 | 15.0432 | 3.8427 | 0.40457 | 0 | 10.091 | 3.3637 | 15.8797 | 15.8797 | 4.8812 | 1.3118 | 6.1931 | 0 | 6.1931
2016-04-06 02:00 | 0 | 0 | 0 | 0.412 | 11.588 | 447.614 | 12 | 17.1793 | 3.6843 | 0 | 0 | 2.7322 | 14.4472 | 3.6843 | 0.40391 | 0 | 9.59 | 3.1967 | 14.7847 | 15.1967 | 4.5193 | 1.2467 | 5.766 | 0.16068 | 5.9267
2016-04-06 03:00 | 0 | 0 | 0 | 1.038 | 10.962 | 447.614 | 12 | 17.1793 | 3.6843 | 0 | 0 | 2.61 | 14.5693 | 3.6843 | 0.40056 | 0 | 9.161 | 3.0537 | 14.0157 | 15.0537 | 4.2752 | 1.1909 | 5.4661 | 0.40482 | 5.8709
2016-04-06 04:00 | 0 | 0 | 0 | 1.49 | 10.51 | 447.614 | 12 | 17.1793 | 3.6843 | 0 | 0 | 2.479 | 14.7003 | 3.6843 | 0.39697 | 0 | 8.701 | 2.9003 | 13.4103 | 14.9003 | 4.0989 | 1.1311 | 5.23 | 0.5811 | 5.8111
2016-04-06 05:00 | 0 | 0 | 1.567 | 0 | 10.433 | 448.9616 | 12 | 17.1793 | 3.6843 | 0 | 0 | 0 | 17.1793 | 3.6843 | 0.329 | 0 | 0 | 0 | 10.433 | 10.433 | 4.0689 | 0 | 4.0689 | 0 | 4.0689
2016-04-06 06:00 | 0 | 0 | 2.313 | 0 | 9.687 | 450.9508 | 12 | 17.1793 | 3.6843 | 0 | 0 | 0 | 17.1793 | 3.6843 | 0.329 | 0 | 0 | 0 | 9.687 | 9.687 | 3.7779 | 0 | 3.7779 | 0 | 3.7779
2016-04-06 07:00 | 0.001 | 0 | 0 | 3.831 | 8.17 | 450.9508 | 12 | 17.1793 | 3.6843 | 0 | 0 | 0 | 17.1793 | 3.6843 | 0.329 | 0 | 0 | 0 | 8.17 | 12.001 | 3.1863 | 0 | 3.1863 | 1.4941 | 4.6804
2016-04-06 08:00 | 0.027 | 0 | 0 | 4.652 | 7.375 | 450.9508 | 12 | 17.1793 | 3.6843 | 0 | 0 | 0 | 17.1793 | 3.6843 | 0.329 | 0 | 0 | 0 | 7.375 | 12.027 | 2.8763 | 0 | 2.8763 | 1.8143 | 4.6905
2016-04-06 09:00 | 0.087 | 0 | 2.2245 | 2.8715 | 6.991 | 452.8639 | 12 | 17.1793 | 3.6843 | 0 | 0 | 11.8665 | 5.3128 | 3.6843 | 0.65434 | 71.199 | 0 | 0 | 6.991 | 9.8625 | 2.7265 | 0 | 2.7265 | 1.1199 | 3.8464
2016-04-06 10:00 | 0.133 | 0 | 0 | 4.635 | 7.498 | 452.8639 | 12 | 17.1793 | 3.6843 | 0 | 0 | 11.8722 | 5.3072 | 3.6843 | 0.6545 | 71.233 | 0 | 0 | 7.498 | 12.133 | 2.9242 | 0 | 2.9242 | 1.8077 | 4.7319
2016-04-06 11:00 | 0.16 | 0 | 4.289 | 0 | 7.871 | 456.5524 | 12 | 17.1793 | 3.6843 | 0 | 0 | 11.8058 | 5.3735 | 3.6843 | 0.65268 | 70.835 | 0 | 0 | 7.871 | 7.871 | 3.0697 | 0 | 3.0697 | 0 | 3.0697
2016-04-06 12:00 | 0.172 | 0 | 0 | 3.475 | 8.697 | 456.5524 | 12 | 17.1793 | 3.6843 | 0 | 0 | 14.607 | 2.5723 | 3.6843 | 0.72948 | 69.505 | 10.61 | 3.5367 | 12.2337 | 15.7087 | 3.3918 | 1.3793 | 4.7711 | 1.3553 | 6.1264
2016-04-06 13:00 | 0.169 | 0 | 3.543 | 0 | 8.626 | 459.5994 | 12 | 17.1793 | 3.6843 | 0 | 0 | 15.1688 | 2.0105 | 3.6843 | 0.74488 | 68.257 | 13.312 | 4.4373 | 13.0633 | 13.0633 | 3.3641 | 1.7306 | 5.0947 | 0 | 5.0947
2016-04-06 14:00 | 0.165 | 0 | 2.507 | 0 | 9.658 | 461.7554 | 12 | 17.1793 | 3.6843 | 0 | 0 | 4.3928 | 12.7865 | 3.6843 | 0.44944 | 0 | 15.419 | 5.1397 | 14.7977 | 14.7977 | 3.7666 | 2.0045 | 5.7711 | 0 | 5.7711
2016-04-06 15:00 | 0.146 | 0 | 2.61 | 0 | 9.536 | 464 | 12 | 17.1793 | 3.6843 | 0 | 0 | 15.9425 | 1.2368 | 3.6843 | 0.76609 | 66.539 | 17.033 | 5.6777 | 15.2137 | 15.2137 | 3.719 | 2.2143 | 5.9333 | 0 | 5.9333
2016-04-06 16:00 | 0.125 | 0 | 0 | 3.061 | 9.064 | 464 | 12 | 17.1793 | 3.6843 | 0 | 0 | 16.1412 | 1.0382 | 3.6843 | 0.77154 | 66.098 | 17.988 | 5.996 | 15.06 | 18.121 | 3.535 | 2.3384 | 5.8734 | 1.1938 | 7.0672
2016-04-06 17:00 | 0.06 | 0 | 0 | 2.891 | 9.169 | 464 | 12 | 17.1793 | 3.6843 | 0 | 0 | 10.9867 | 6.1927 | 3.6843 | 0.63022 | 65.92 | 0 | 0 | 9.169 | 12.06 | 3.5759 | 0 | 3.5759 | 1.1275 | 4.7034
2016-04-06 18:00 | 0.017 | 0 | 0 | 2.473 | 9.544 | 464 | 12 | 17.1793 | 3.6843 | 0 | 0 | 10.9912 | 6.1882 | 3.6843 | 0.63034 | 65.947 | 0 | 0 | 9.544 | 12.017 | 3.7222 | 0 | 3.7222 | 0.96447 | 4.6866
2016-04-06 19:00 | 0 | 0.437 | 0 | 0 | 15.437 | 463.4919 | 15 | 21.4742 | 4.6053 | 0 | 0 | 11.0208 | 10.4533 | 4.6053 | 0.57072 | 66.125 | 0 | 0 | 15.437 | 15.437 | 6.0204 | 0 | 6.0204 | 0 | 6.0204
2016-04-06 20:00 | 0 | 4.611 | 0 | 0 | 19.611 | 458.1302 | 15 | 21.4742 | 4.6053 | 0 | 0 | 0 | 21.4742 | 4.6053 | 0.329 | 0 | 0 | 0 | 19.611 | 19.611 | 7.6483 | 0 | 7.6483 | 0 | 7.6483
2016-04-06 21:00 | 0 | 4.951 | 0 | 0 | 19.951 | 452.3733 | 15 | 21.4742 | 4.6053 | 0 | 0 | 0 | 21.4742 | 4.6053 | 0.329 | 0 | 0 | 0 | 19.951 | 19.951 | 7.7809 | 0 | 7.7809 | 0 | 7.7809
2016-04-06 22:00 | 0 | 4.973 | 0 | 0 | 19.973 | 446.5907 | 15 | 21.4742 | 4.6053 | 0 | 0 | 0 | 21.4742 | 4.6053 | 0.329 | 0 | 0 | 0 | 19.973 | 19.973 | 7.7895 | 0 | 7.7895 | 0 | 7.7895
2016-04-06 23:00 | 0 | 2.681 | 0 | 0 | 17.681 | 443.4733 | 15 | 21.4742 | 4.6053 | 0 | 0 | 0 | 21.4742 | 4.6053 | 0.329 | 0 | 0 | 0 | 17.681 | 17.681 | 6.8956 | 0 | 6.8956 | 0 | 6.8956
2016-04-07 | 0 | 0 | 0 | 0 | 14.396 | 443.4733 | 14.396 | 20.6095 | 4.4199 | 0 | 0 | 3.0793 | 17.5301 | 4.4199 | 0.39937 | 0 | 10.808 | 3.6027 | 17.9987 | 17.9987 | 5.6144 | 1.405 | 7.0195 | 0 | 7.0195
2016-04-07 01:00 | 0 | 0 | 0 | 0 | 12.77 | 443.4733 | 12.77 | 18.2817 | 3.9207 | 0 | 0 | 2.8883 | 15.3933 | 3.9207 | 0.40341 | 0 | 10.138 | 3.3793 | 16.1493 | 16.1493 | 4.9803 | 1.3179 | 6.2982 | 0 | 6.2982
2016-04-07 02:00 | 0 | 0 | 0 | 0.096 | 11.904 | 443.4733 | 12 | 17.1793 | 3.6843 | 0 | 0 | 2.7055 | 14.4738 | 3.6843 | 0.40318 | 0 | 9.496 | 3.1653 | 15.0693 | 15.1653 | 4.6426 | 1.2345 | 5.877 | 0.03744 | 5.9145
2016-04-07 03:00 | 0 | 0 | 0 | 1.039 | 10.961 | 443.4733 | 12 | 17.1793 | 3.6843 | 0 | 0 | 2.5303 | 14.649 | 3.6843 | 0.39837 | 0 | 8.881 | 2.9603 | 13.9213 | 14.9603 | 4.2748 | 1.1545 | 5.4293 | 0.40521 | 5.8345
2016-04-07 04:00 | 0 | 0 | 0 | 1.527 | 10.473 | 443.4733 | 12 | 17.1793 | 3.6843 | 0 | 0 | 2.3728 | 14.8065 | 3.6843 | 0.39406 | 0 | 8.329 | 2.7763 | 13.2493 | 14.7763 | 4.0845 | 1.0828 | 5.1672 | 0.59553 | 5.7628
2016-04-07 05:00 | 0 | 0 | 0 | 1.872 | 10.128 | 443.4733 | 12 | 17.1793 | 3.6843 | 0 | 0 | 0 | 17.1793 | 3.6843 | 0.329 | 0 | 0 | 0 | 10.128 | 12 | 3.9499 | 0 | 3.9499 | 0.73008 | 4.68
2016-04-07 06:00 | 0 | 0 | 2.546 | 0 | 9.454 | 445.6628 | 12 | 17.1793 | 3.6843 | 0 | 0 | 0 | 17.1793 | 3.6843 | 0.329 | 0 | 0 | 0 | 9.454 | 9.454 | 3.6871 | 0 | 3.6871 | 0 | 3.6871
2016-04-07 07:00 | 0.002 | 0 | 0 | 4.201 | 7.801 | 445.6628 | 12 | 17.1793 | 3.6843 | 0 | 0 | 0 | 17.1793 | 3.6843 | 0.329 | 0 | 0 | 0 | 7.801 | 12.002 | 3.0424 | 0 | 3.0424 | 1.6384 | 4.6808
2016-04-07 08:00 | 0.02 | 0 | 0 | 4.783 | 7.237 | 445.6628 | 12 | 17.1793 | 3.6843 | 0 | 0 | 0 | 17.1793 | 3.6843 | 0.329 | 0 | 0 | 0 | 7.237 | 12.02 | 2.8224 | 0 | 2.8224 | 1.8654 | 4.6878
2016-04-07 09:00 | 0.056 | 0 | 5.194 | 0 | 6.862 | 450.1297 | 12 | 17.1793 | 3.6843 | 0 | 0 | 11.8212 | 5.3582 | 3.6843 | 0.6531 | 70.927 | 0 | 0 | 6.862 | 6.862 | 2.6762 | 0 | 2.6762 | 0 | 2.6762
2016-04-07 10:00 | 0.107 | 0 | 5.238 | 0 | 6.869 | 454.6343 | 12 | 17.1793 | 3.6843 | 0 | 0 | 11.8173 | 5.362 | 3.6843 | 0.65299 | 70.904 | 0 | 0 | 6.869 | 6.869 | 2.6789 | 0 | 2.6789 | 0 | 2.6789
2016-04-07 11:00 | 0.107 | 0 | 4.108 | 1.7764e-15 | 7.999 | 458.1672 | 12 | 17.1793 | 3.6843 | 0 | 0 | 11.7797 | 5.3997 | 3.6843 | 0.65196 | 70.678 | 0 | 0 | 7.999 | 7.999 | 3.1196 | 0 | 3.1196 | 6.9278e-16 | 3.1196
2016-04-07 12:00 | 0.129 | 0 | 0 | 3.461 | 8.668 | 458.1672 | 12 | 17.1793 | 3.6843 | 0 | 0 | 14.4488 | 2.7305 | 3.6843 | 0.72514 | 69.856 | 9.85 | 3.2833 | 11.9513 | 15.4123 | 3.3805 | 1.2805 | 4.661 | 1.3498 | 6.0108
2016-04-07 13:00 | 0.105 | 0 | 0 | 3.495 | 8.61 | 458.1672 | 12 | 17.1793 | 3.6843 | 0 | 0 | 14.8833 | 2.296 | 3.6843 | 0.73705 | 68.891 | 11.939 | 3.9797 | 12.5897 | 16.0847 | 3.3579 | 1.5521 | 4.91 | 1.3631 | 6.273
2016-04-07 14:00 | 0.063 | 0 | 2.871 | 1.7764e-15 | 9.192 | 460.6363 | 12 | 17.1793 | 3.6843 | 0 | 0 | 3.9525 | 13.2268 | 3.6843 | 0.43736 | 0 | 13.873 | 4.6243 | 13.8163 | 13.8163 | 3.5849 | 1.8035 | 5.3884 | 6.9278e-16 | 5.3884
2016-04-07 15:00 | 0.084 | 0 | 2.699 | 0 | 9.385 | 462.9574 | 12 | 17.1793 | 3.6843 | 0 | 0 | 15.5105 | 1.6688 | 3.6843 | 0.75425 | 67.498 | 14.956 | 4.9853 | 14.3703 | 14.3703 | 3.6601 | 1.9443 | 5.6044 | 0 | 5.6044
2016-04-07 16:00 | 0.069 | 0 | 1.2123 | 1.4437 | 9.413 | 464 | 12 | 17.1793 | 3.6843 | 0 | 0 | 15.6167 | 1.5627 | 3.6843 | 0.75716 | 67.262 | 15.466 | 5.1553 | 14.5683 | 16.012 | 3.6711 | 2.0106 | 5.6817 | 0.56304 | 6.2447
2016-04-07 17:00 | 0.057 | 0 | 0 | 2.854 | 9.203 | 464 | 12 | 17.1793 | 3.6843 | 0 | 0 | 11.1905 | 5.9888 | 3.6843 | 0.63581 | 67.143 | 0 | 0 | 9.203 | 12.057 | 3.5892 | 0 | 3.5892 | 1.1131 | 4.7022
2016-04-07 18:00 | 0.012 | 0 | 0 | 2.569 | 9.443 | 464 | 12 | 17.1793 | 3.6843 | 0 | 0 | 11.2227 | 5.9567 | 3.6843 | 0.63669 | 67.336 | 0 | 0 | 9.443 | 12.012 | 3.6828 | 0 | 3.6828 | 1.0019 | 4.6847
2016-04-07 19:00 | 0 | 0 | 0 | 0 | 14.862 | 464 | 14.862 | 21.2766 | 4.563 | 0 | 0 | 11.262 | 10.0146 | 4.563 | 0.57831 | 67.572 | 0 | 0 | 14.862 | 14.862 | 5.7962 | 0 | 5.7962 | 0 | 5.7962
2016-04-07 20:00 | 0 | 2.858 | 0 | 0 | 17.858 | 460.6767 | 15 | 21.4742 | 4.6053 | 0 | 0 | 0 | 21.4742 | 4.6053 | 0.329 | 0 | 0 | 0 | 17.858 | 17.858 | 6.9646 | 0 | 6.9646 | 0 | 6.9646
2016-04-07 21:00 | 0 | 3.438 | 0 | 0 | 18.438 | 456.6791 | 15 | 21.4742 | 4.6053 | 0 | 0 | 0 | 21.4742 | 4.6053 | 0.329 | 0 | 0 | 0 | 18.438 | 18.438 | 7.1908 | 0 | 7.1908 | 0 | 7.1908
2016-04-07 22:00 | 0 | 4.026 | 0 | 0 | 19.026 | 451.9977 | 15 | 21.4742 | 4.6053 | 0 | 0 | 0 | 21.4742 | 4.6053 | 0.329 | 0 | 0 | 0 | 19.026 | 19.026 | 7.4201 | 0 | 7.4201 | 0 | 7.4201
2016-04-07 23:00 | 0 | 2.037 | 0 | 0 | 17.037 | 449.6291 | 15 | 21.4742 | 4.6053 | 0 | 0 | 0 | 21.4742 | 4.6053 | 0.329 | 0 | 0 | 0 | 17.037 | 17.037 | 6.6444 | 0 | 6.6444 | 0 | 6.6444
2016-04-08 | 0 | 0 | 0 | 0 | 13.92 | 449.6291 | 13.92 | 19.928 | 4.2737 | 0 | 0 | 2.5733 | 17.3547 | 4.2737 | 0.38982 | 0 | 9.032 | 3.0107 | 16.9307 | 16.9307 | 5.4288 | 1.1742 | 6.603 | 0 | 6.603
2016-04-08 01:00 | 0 | 0 | 0 | 0.646 | 11.354 | 449.6291 | 12 | 17.1793 | 3.6843 | 0 | 0 | 2.4402 | 14.7392 | 3.6843 | 0.3959 | 0 | 8.565 | 2.855 | 14.209 | 14.855 | 4.4281 | 1.1135 | 5.5415 | 0.25194 | 5.7934
2016-04-08 02:00 | 0 | 0 | 0 | 1.03 | 10.97 | 449.6291 | 12 | 17.1793 | 3.6843 | 0 | 0 | 2.3223 | 14.857 | 3.6843 | 0.39267 | 0 | 8.151 | 2.717 | 13.687 | 14.717 | 4.2783 | 1.0596 | 5.3379 | 0.4017 | 5.7396
2016-04-08 03:00 | 0 | 0 | 0 | 1.038 | 10.962 | 449.6291 | 12 | 17.1793 | 3.6843 | 0 | 0 | 2.2153 | 14.964 | 3.6843 | 0.38974 | 0 | 7.776 | 2.592 | 13.554 | 14.592 | 4.2752 | 1.0109 | 5.2861 | 0.40482 | 5.6909
2016-04-08 04:00 | 0 | 0 | 0 | 1.153 | 10.847 | 449.6291 | 12 | 17.1793 | 3.6843 | 0 | 0 | 2.1152 | 15.0642 | 3.6843 | 0.38699 | 0 | 7.424 | 2.4747 | 13.3217 | 14.4747 | 4.2303 | 0.96512 | 5.1955 | 0.44967 | 5.6451
2016-04-08 05:00 | 0 | 0 | 0 | 1.117 | 10.883 | 449.6291 | 12 | 17.1793 | 3.6843 | 0 | 0 | 0 | 17.1793 | 3.6843 | 0.329 | 0 | 0 | 0 | 10.883 | 12 | 4.2444 | 0 | 4.2444 | 0.43563 | 4.68
2016-04-08 06:00 | 0 | 0 | 0 | 1.761 | 10.239 | 449.6291 | 12 | 17.1793 | 3.6843 | 0 | 0 | 0 | 17.1793 | 3.6843 | 0.329 | 0 | 0 | 0 | 10.239 | 12 | 3.9932 | 0 | 3.9932 | 0.68679 | 4.68
2016-04-08 07:00 | 0.003 | 0 | 0 | 3.587 | 8.416 | 449.6291 | 12 | 17.1793 | 3.6843 | 0 | 0 | 0 | 17.1793 | 3.6843 | 0.329 | 0 | 0 | 0 | 8.416 | 12.003 | 3.2822 | 0 | 3.2822 | 1.3989 | 4.6812
2016-04-08 08:00 | 0.013 | 0 | 0 | 4.645 | 7.368 | 449.6291 | 12 | 17.1793 | 3.6843 | 0 | 0 | 0 | 17.1793 | 3.6843 | 0.329 | 0 | 0 | 0 | 7.368 | 12.013 | 2.8735 | 0 | 2.8735 | 1.8115 | 4.6851
2016-04-08 09:00 | 0.039 | 0 | 4.768 | 0 | 7.271 | 453.7295 | 12 | 17.1793 | 3.6843 | 0 | 0 | 11.8363 | 5.343 | 3.6843 | 0.65351 | 71.018 | 0 | 0 | 7.271 | 7.271 | 2.8357 | 0 | 2.8357 | 0 | 2.8357
2016-04-08 10:00 | 0.066 | 0 | 4.367 | 0 | 7.699 | 457.4852 | 12 | 17.1793 | 3.6843 | 0 | 0 | 11.8353 | 5.344 | 3.6843 | 0.65349 | 71.012 | 0 | 0 | 7.699 | 7.699 | 3.0026 | 0 | 3.0026 | 0 | 3.0026
2016-04-08 11:00 | 0.09 | 0 | 4.323 | 1.7764e-15 | 7.767 | 461.2029 | 12 | 17.1793 | 3.6843 | 0 | 0 | 11.7827 | 5.3967 | 3.6843 | 0.65204 | 70.696 | 0 | 0 | 7.767 | 7.767 | 3.0291 | 0 | 3.0291 | 6.9278e-16 | 3.0291
2016-04-08 12:00 | 0.097 | 0 | 3.2524 | 0.55762 | 8.287 | 464 | 12 | 17.1793 | 3.6843 | 0 | 0 | 14.4712 | 2.7082 | 3.6843 | 0.72575 | 69.807 | 9.957 | 3.319 | 11.606 | 12.1636 | 3.2319 | 1.2944 | 4.5263 | 0.21747 | 4.7438
2016-04-08 13:00 | 0.09 | 0 | 0 | 3.331 | 8.759 | 464 | 12 | 17.1793 | 3.6843 | 0 | 0 | 14.8973 | 2.282 | 3.6843 | 0.73744 | 68.86 | 12.007 | 4.0023 | 12.7613 | 16.0923 | 3.416 | 1.5609 | 4.9769 | 1.2991 | 6.276
2016-04-08 14:00 | 0.103 | 0 | 0 | 2.452 | 9.651 | 464 | 12 | 17.1793 | 3.6843 | 0 | 0 | 4.003 | 13.1763 | 3.6843 | 0.43875 | 0 | 14.05 | 4.6833 | 14.3343 | 16.7863 | 3.7639 | 1.8265 | 5.5904 | 0.95628 | 6.5467
2016-04-08 15:00 | 0.094 | 0 | 0 | 2.375 | 9.719 | 464 | 12 | 17.1793 | 3.6843 | 0 | 0 | 15.5158 | 1.6635 | 3.6843 | 0.75439 | 67.487 | 14.981 | 4.9937 | 14.7127 | 17.0877 | 3.7904 | 1.9475 | 5.7379 | 0.92625 | 6.6642
2016-04-08 16:00 | 0.07 | 0 | 0 | 2.739 | 9.331 | 464 | 12 | 17.1793 | 3.6843 | 0 | 0 | 15.515 | 1.6643 | 3.6843 | 0.75437 | 67.488 | 14.977 | 4.9923 | 14.3233 | 17.0623 | 3.6391 | 1.947 | 5.5861 | 1.0682 | 6.6543
2016-04-08 17:00 | 0.052 | 0 | 0 | 3.141 | 8.911 | 464 | 12 | 17.1793 | 3.6843 | 0 | 0 | 11.27 | 5.9093 | 3.6843 | 0.63799 | 67.62 | 0 | 0 | 8.911 | 12.052 | 3.4753 | 0 | 3.4753 | 1.225 | 4.7003
2016-04-08 18:00 | 0.011 | 0 | 0 | 2.434 | 9.577 | 464 | 12 | 17.1793 | 3.6843 | 0 | 0 | 11.3115 | 5.8678 | 3.6843 | 0.63912 | 67.869 | 0 | 0 | 9.577 | 12.011 | 3.735 | 0 | 3.735 | 0.94926 | 4.6843
2016-04-08 19:00 | 0 | 0 | 0 | 0 | 14.427 | 464 | 14.427 | 20.6539 | 4.4294 | 0 | 0 | 11.356 | 9.2979 | 4.4294 | 0.58797 | 68.136 | 0 | 0 | 14.427 | 14.427 | 5.6265 | 0 | 5.6265 | 0 | 5.6265
2016-04-08 20:00 | 0 | 4.803 | 0 | 0 | 19.803 | 458.4151 | 15 | 21.4742 | 4.6053 | 0 | 0 | 0 | 21.4742 | 4.6053 | 0.329 | 0 | 0 | 0 | 19.803 | 19.803 | 7.7232 | 0 | 7.7232 | 0 | 7.7232
2016-04-08 21:00 | 0 | 5.708 | 0 | 0 | 20.708 | 451.7779 | 15 | 21.4742 | 4.6053 | 0 | 0 | 0 | 21.4742 | 4.6053 | 0.329 | 0 | 0 | 0 | 20.708 | 20.708 | 8.0761 | 0 | 8.0761 | 0 | 8.0761
2016-04-08 22:00 | 0 | 5.052 | 0 | 0 | 20.052 | 445.9035 | 15 | 21.4742 | 4.6053 | 0 | 0 | 0 | 21.4742 | 4.6053 | 0.329 | 0 | 0 | 0 | 20.052 | 20.052 | 7.8203 | 0 | 7.8203 | 0 | 7.8203
2016-04-08 23:00 | 0 | 1.51 | 0 | 0 | 16.51 | 444.1477 | 15 | 21.4742 | 4.6053 | 0 | 0 | 0 | 21.4742 | 4.6053 | 0.329 | 0 | 0 | 0 | 16.51 | 16.51 | 6.4389 | 0 | 6.4389 | 0 | 6.4389
2016-04-09 | 0 | 0 | 0 | 0 | 12.818 | 444.1477 | 12.818 | 18.3504 | 3.9354 | 0 | 0 | 2.5908 | 15.7596 | 3.9354 | 0.3955 | 0 | 9.094 | 3.0313 | 15.8493 | 15.8493 | 4.999 | 1.1822 | 6.1812 | 0 | 6.1812
2016-04-09 01:00 | 0 | 0 | 0 | 0.504 | 11.496 | 444.1477 | 12 | 17.1793 | 3.6843 | 0 | 0 | 2.4647 | 14.7147 | 3.6843 | 0.39657 | 0 | 8.651 | 2.8837 | 14.3797 | 14.8837 | 4.4834 | 1.1246 | 5.6081 | 0.19656 | 5.8046
2016-04-09 02:00 | 0 | 0 | 0 | 1.493 | 10.507 | 444.1477 | 12 | 17.1793 | 3.6843 | 0 | 0 | 2.3418 | 14.8375 | 3.6843 | 0.39321 | 0 | 8.22 | 2.74 | 13.247 | 14.74 | 4.0977 | 1.0686 | 5.1663 | 0.58227 | 5.7486
2016-04-09 03:00 | 0 | 0 | 0 | 1.357 | 10.643 | 444.1477 | 12 | 17.1793 | 3.6843 | 0 | 0 | 2.238 | 14.9413 | 3.6843 | 0.39036 | 0 | 7.855 | 2.6183 | 13.2613 | 14.6183 | 4.1508 | 1.0212 | 5.1719 | 0.52923 | 5.7012
2016-04-09 04:00 | 0 | 0 | 0 | 0.804 | 11.196 | 444.1477 | 12 | 17.1793 | 3.6843 | 0 | 0 | 2.1378 | 15.0415 | 3.6843 | 0.38761 | 0 | 7.504 | 2.5013 | 13.6973 | 14.5013 | 4.3664 | 0.97552 | 5.342 | 0.31356 | 5.6555
2016-04-09 05:00 | 0 | 0 | 0 | 1.103 | 10.897 | 444.1477 | 12 | 17.1793 | 3.6843 | 0 | 0 | 0 | 17.1793 | 3.6843 | 0.329 | 0 | 0 | 0 | 10.897 | 12 | 4.2498 | 0 | 4.2498 | 0.43017 | 4.68
2016-04-09 06:00 | 0 | 0 | 0 | 1.163 | 10.837 | 444.1477 | 12 | 17.1793 | 3.6843 | 0 | 0 | 0 | 17.1793 | 3.6843 | 0.329 | 0 | 0 | 0 | 10.837 | 12 | 4.2264 | 0 | 4.2264 | 0.45357 | 4.68
2016-04-09 07:00 | 0.001 | 0 | 0 | 3.203 | 8.798 | 444.1477 | 12 | 17.1793 | 3.6843 | 0 | 0 | 0 | 17.1793 | 3.6843 | 0.329 | 0 | 0 | 0 | 8.798 | 12.001 | 3.4312 | 0 | 3.4312 | 1.2492 | 4.6804
2016-04-09 08:00 | 0.028 | 0 | 0 | 4.013 | 8.015 | 444.1477 | 12 | 17.1793 | 3.6843 | 0 | 0 | 0 | 17.1793 | 3.6843 | 0.329 | 0 | 0 | 0 | 8.015 | 12.028 | 3.1258 | 0 | 3.1258 | 1.5651 | 4.6909
2016-04-09 09:00 | 0.067 | 0 | 4.597 | 0 | 7.47 | 448.1011 | 12 | 17.1793 | 3.6843 | 0 | 0 | 11.9312 | 5.2482 | 3.6843 | 0.65611 | 71.587 | 0 | 0 | 7.47 | 7.47 | 2.9133 | 0 | 2.9133 | 0 | 2.9133
2016-04-09 10:00 | 0.123 | 0 | 4.652 | 0 | 7.471 | 452.1018 | 12 | 17.1793 | 3.6843 | 0 | 0 | 11.957 | 5.2223 | 3.6843 | 0.65682 | 71.742 | 0 | 0 | 7.471 | 7.471 | 2.9137 | 0 | 2.9137 | 0 | 2.9137
2016-04-09 11:00 | 0.112 | 0 | 4.591 | 0 | 7.521 | 456.0501 | 12 | 17.1793 | 3.6843 | 0 | 0 | 11.8867 | 5.2927 | 3.6843 | 0.65489 | 71.32 | 0 | 0 | 7.521 | 7.521 | 2.9332 | 0 | 2.9332 | 0 | 2.9332
2016-04-09 12:00 | 0.099 | 0 | 4.311 | 0 | 7.788 | 459.7575 | 12 | 17.1793 | 3.6843 | 0 | 0 | 14.315 | 2.8643 | 3.6843 | 0.72147 | 70.154 | 9.206 | 3.0687 | 10.8567 | 10.8567 | 3.0373 | 1.1968 | 4.2341 | 0 | 4.2341
2016-04-09 13:00 | 0.101 | 0 | 3.863 | 0 | 8.238 | 463.0797 | 12 | 17.1793 | 3.6843 | 0 | 0 | 14.9028 | 2.2765 | 3.6843 | 0.73759 | 68.848 | 12.033 | 4.011 | 12.249 | 12.249 | 3.2128 | 1.5643 | 4.7771 | 0 | 4.7771
2016-04-09 14:00 | 0.102 | 0 | 1.0701 | 2.0399 | 8.992 | 464 | 12 | 17.1793 | 3.6843 | 0 | 0 | 4.1358 | 13.0435 | 3.6843 | 0.44239 | 0 | 14.517 | 4.839 | 13.831 | 15.8709 | 3.5069 | 1.8872 | 5.3941 | 0.79556 | 6.1897
2016-04-09 15:00 | 0.106 | 0 | 0 | 2.674 | 9.432 | 464 | 12 | 17.1793 | 3.6843 | 0 | 0 | 15.7958 | 1.3835 | 3.6843 | 0.76207 | 66.864 | 16.328 | 5.4427 | 14.8747 | 17.5487 | 3.6785 | 2.1226 | 5.8011 | 1.0429 | 6.844
2016-04-09 16:00 | 0.067 | 0 | 0 | 2.643 | 9.424 | 464 | 12 | 17.1793 | 3.6843 | 0 | 0 | 16.0763 | 1.103 | 3.6843 | 0.76976 | 66.241 | 17.677 | 5.8923 | 15.3163 | 17.9593 | 3.6754 | 2.298 | 5.9734 | 1.0308 | 7.0041
2016-04-09 17:00 | 0.043 | 0 | 0 | 2.744 | 9.299 | 464 | 12 | 17.1793 | 3.6843 | 0 | 0 | 10.9857 | 6.1937 | 3.6843 | 0.63019 | 65.914 | 0 | 0 | 9.299 | 12.043 | 3.6266 | 0 | 3.6266 | 1.0702 | 4.6968
2016-04-09 18:00 | 0.01 | 0 | 0 | 2.156 | 9.854 | 464 | 12 | 17.1793 | 3.6843 | 0 | 0 | 10.9672 | 6.2122 | 3.6843 | 0.62968 | 65.803 | 0 | 0 | 9.854 | 12.01 | 3.8431 | 0 | 3.8431 | 0.84084 | 4.6839
2016-04-09 19:00 | 0 | 0.027 | 0 | 0 | 15.027 | 463.9686 | 15 | 21.4742 | 4.6053 | 0 | 0 | 10.9948 | 10.4793 | 4.6053 | 0.57015 | 65.969 | 0 | 0 | 15.027 | 15.027 | 5.8605 | 0 | 5.8605 | 0 | 5.8605
2016-04-09 20:00 | 0 | 4.435 | 0 | 0 | 19.435 | 458.8116 | 15 | 21.4742 | 4.6053 | 0 | 0 | 0 | 21.4742 | 4.6053 | 0.329 | 0 | 0 | 0 | 19.435 | 19.435 | 7.5796 | 0 | 7.5796 | 0 | 7.5796
2016-04-09 21:00 | 0 | 5.764 | 0 | 0 | 20.764 | 452.1093 | 15 | 21.4742 | 4.6053 | 0 | 0 | 0 | 21.4742 | 4.6053 | 0.329 | 0 | 0 | 0 | 20.764 | 20.764 | 8.098 | 0 | 8.098 | 0 | 8.098
2016-04-09 22:00 | 0 | 4.432 | 0 | 0 | 19.432 | 446.9558 | 15 | 21.4742 | 4.6053 | 0 | 0 | 0 | 21.4742 | 4.6053 | 0.329 | 0 | 0 | 0 | 19.432 | 19.432 | 7.5785 | 0 | 7.5785 | 0 | 7.5785
2016-04-09 23:00 | 0 | 1.276 | 0 | 0 | 16.276 | 445.4721 | 15 | 21.4742 | 4.6053 | 0 | 0 | 0 | 21.4742 | 4.6053 | 0.329 | 0 | 0 | 0 | 16.276 | 16.276 | 6.3476 | 0 | 6.3476 | 0 | 6.3476
2016-04-10 | 0 | 0 | 0 | 0 | 13.255 | 445.4721 | 13.255 | 18.976 | 4.0696 | 0 | 0 | 2.8617 | 16.1143 | 4.0696 | 0.40003 | 0 | 10.044 | 3.348 | 16.603 | 16.603 | 5.1695 | 1.3057 | 6.4752 | 0 | 6.4752
2016-04-10 01:00 | 0 | 0 | 0 | 1.15 | 10.85 | 445.4721 | 12 | 17.1793 | 3.6843 | 0 | 0 | 2.6398 | 14.5395 | 3.6843 | 0.40138 | 0 | 9.266 | 3.0887 | 13.9387 | 15.0887 | 4.2315 | 1.2046 | 5.4361 | 0.4485 | 5.8846
2016-04-10 02:00 | 0 | 0 | 0 | 1.611 | 10.389 | 445.4721 | 12 | 17.1793 | 3.6843 | 0 | 0 | 2.478 | 14.7013 | 3.6843 | 0.39694 | 0 | 8.698 | 2.8993 | 13.2883 | 14.8993 | 4.0517 | 1.1307 | 5.1824 | 0.62829 | 5.8107
2016-04-10 03:00 | 0 | 0 | 2.044 | 0 | 9.956 | 447.2299 | 12 | 17.1793 | 3.6843 | 0 | 0 | 2.3392 | 14.8402 | 3.6843 | 0.39313 | 0 | 8.211 | 2.737 | 12.693 | 12.693 | 3.8828 | 1.0674 | 4.9503 | 0 | 4.9503
2016-04-10 04:00 | 0 | 0 | 1.92 | 0 | 10.08 | 448.8811 | 12 | 17.1793 | 3.6843 | 0 | 0 | 2.2217 | 14.9577 | 3.6843 | 0.38991 | 0 | 7.798 | 2.5993 | 12.6793 | 12.6793 | 3.9312 | 1.0137 | 4.9449 | 0 | 4.9449
2016-04-10 05:00 | 0 | 0 | 0 | 1.756 | 10.244 | 448.8811 | 12 | 17.1793 | 3.6843 | 0 | 0 | 0 | 17.1793 | 3.6843 | 0.329 | 0 | 0 | 0 | 10.244 | 12 | 3.9952 | 0 | 3.9952 | 0.68484 | 4.68
2016-04-10 06:00 | 0 | 0 | 2.437 | 0 | 9.563 | 450.977 | 12 | 17.1793 | 3.6843 | 0 | 0 | 0 | 17.1793 | 3.6843 | 0.329 | 0 | 0 | 0 | 9.563 | 9.563 | 3.7296 | 0 | 3.7296 | 0 | 3.7296
2016-04-10 07:00 | 0.002 | 0 | 0 | 3.946 | 8.056 | 450.977 | 12 | 17.1793 | 3.6843 | 0 | 0 | 0 | 17.1793 | 3.6843 | 0.329 | 0 | 0 | 0 | 8.056 | 12.002 | 3.1418 | 0 | 3.1418 | 1.5389 | 4.6808
2016-04-10 08:00 | 0.026 | 0 | 4.375 | 1.7764e-15 | 7.651 | 454.7395 | 12 | 17.1793 | 3.6843 | 0 | 0 | 0 | 17.1793 | 3.6843 | 0.329 | 0 | 0 | 0 | 7.651 | 7.651 | 2.9839 | 0 | 2.9839 | 6.9278e-16 | 2.9839
2016-04-10 09:00 | 0.082 | 0 | 4.628 | 0 | 7.454 | 458.7195 | 12 | 17.1793 | 3.6843 | 0 | 0 | 11.9172 | 5.2622 | 3.6843 | 0.65573 | 71.503 | 0 | 0 | 7.454 | 7.454 | 2.9071 | 0 | 2.9071 | 0 | 2.9071
2016-04-10 10:00 | 0.116 | 0 | 4.554 | 0 | 7.562 | 462.636 | 12 | 17.1793 | 3.6843 | 0 | 0 | 11.9138 | 5.2655 | 3.6843 | 0.65564 | 71.483 | 0 | 0 | 7.562 | 7.562 | 2.9492 | 0 | 2.9492 | 0 | 2.9492
2016-04-10 11:00 | 0.123 | 0 | 1.5861 | 2.7449 | 7.792 | 464 | 12 | 17.1793 | 3.6843 | 0 | 0 | 11.8155 | 5.3638 | 3.6843 | 0.65294 | 70.893 | 0 | 0 | 7.792 | 10.5369 | 3.0389 | 0 | 3.0389 | 1.0705 | 4.1094
2016-04-10 12:00 | 0.107 | 0 | 0 | 3.952 | 8.155 | 464 | 12 | 17.1793 | 3.6843 | 0 | 0 | 14.6462 | 2.5332 | 3.6843 | 0.73055 | 69.418 | 10.798 | 3.5993 | 11.7543 | 15.7063 | 3.1804 | 1.4037 | 4.5842 | 1.5413 | 6.1255
2016-04-10 13:00 | 0.139 | 0 | 0 | 3.62 | 8.519 | 464 | 12 | 17.1793 | 3.6843 | 0 | 0 | 15.2087 | 1.9707 | 3.6843 | 0.74597 | 68.169 | 13.504 | 4.5013 | 13.0203 | 16.6403 | 3.3224 | 1.7555 | 5.0779 | 1.4118 | 6.4897
2016-04-10 14:00 | 0.149 | 0 | 0 | 2.89 | 9.259 | 464 | 12 | 17.1793 | 3.6843 | 0 | 0 | 4.4788 | 12.7005 | 3.6843 | 0.45179 | 0 | 15.721 | 5.2403 | 14.4993 | 17.3893 | 3.611 | 2.0437 | 5.6547 | 1.1271 | 6.7818
2016-04-10 15:00 | 0.088 | 0 | 0 | 2.509 | 9.579 | 464 | 12 | 17.1793 | 3.6843 | 0 | 0 | 16.0218 | 1.1575 | 3.6843 | 0.76827 | 66.363 | 17.414 | 5.8047 | 15.3837 | 17.8927 | 3.7358 | 2.2638 | 5.9996 | 0.97851 | 6.9781
2016-04-10 16:00 | 0.059 | 0 | 0 | 2.696 | 9.363 | 464 | 12 | 17.1793 | 3.6843 | 0 | 0 | 16.2332 | 0.94616 | 3.6843 | 0.77406 | 65.893 | 18.431 | 6.1437 | 15.5067 | 18.2027 | 3.6516 | 2.396 | 6.0476 | 1.0514 | 7.099
2016-04-10 17:00 | 0.017 | 0 | 0 | 3.058 | 8.959 | 464 | 12 | 17.1793 | 3.6843 | 0 | 0 | 10.9272 | 6.2522 | 3.6843 | 0.62859 | 65.563 | 0 | 0 | 8.959 | 12.017 | 3.494 | 0 | 3.494 | 1.1926 | 4.6866
2016-04-10 18:00 | 0.004 | 0 | 0 | 2.856 | 9.148 | 464 | 12 | 17.1793 | 3.6843 | 0 | 0 | 10.8985 | 6.2808 | 3.6843 | 0.6278 | 65.391 | 0 | 0 | 9.148 | 12.004 | 3.5677 | 0 | 3.5677 | 1.1138 | 4.6816
2016-04-10 19:00 | 0 | 0 | 0 | 0 | 14.332 | 464 | 14.332 | 20.5178 | 4.4002 | 0 | 0 | 10.9192 | 9.5987 | 4.4002 | 0.57966 | 65.515 | 0 | 0 | 14.332 | 14.332 | 5.5895 | 0 | 5.5895 | 0 | 5.5895
2016-04-10 20:00 | 0 | 3.942 | 0 | 0 | 18.942 | 459.4163 | 15 | 21.4742 | 4.6053 | 0 | 0 | 0 | 21.4742 | 4.6053 | 0.329 | 0 | 0 | 0 | 18.942 | 18.942 | 7.3874 | 0 | 7.3874 | 0 | 7.3874
2016-04-10 21:00 | 0 | 3.995 | 0 | 0 | 18.995 | 454.7709 | 15 | 21.4742 | 4.6053 | 0 | 0 | 0 | 21.4742 | 4.6053 | 0.329 | 0 | 0 | 0 | 18.995 | 18.995 | 7.4081 | 0 | 7.4081 | 0 | 7.4081
2016-04-10 22:00 | 0 | 3.382 | 0 | 0 | 18.382 | 450.8384 | 15 | 21.4742 | 4.6053 | 0 | 0 | 0 | 21.4742 | 4.6053 | 0.329 | 0 | 0 | 0 | 18.382 | 18.382 | 7.169 | 0 | 7.169 | 0 | 7.169
2016-04-10 23:00 | 0 | 0 | 0 | 0 | 14.45 | 450.8384 | 14.45 | 20.6868 | 4.4365 | 0 | 0 | 0 | 20.6868 | 4.4365 | 0.329 | 0 | 0 | 0 | 14.45 | 14.45 | 5.6355 | 0 | 5.6355 | 0 | 5.6355
2016-04-11 | 0 | 0 | 0 | 0 | 12.522 | 450.8384 | 12.522 | 17.9266 | 3.8445 | 0 | 0 | 3.5125 | 14.4141 | 3.8445 | 0.42129 | 0 | 12.329 | 4.1097 | 16.6317 | 16.6317 | 4.8836 | 1.6028 | 6.4864 | 0 | 6.4864
2016-04-11 01:00 | 0 | 0 | 0 | 1.015 | 10.985 | 450.8384 | 12 | 17.1793 | 3.6843 | 0 | 0 | 3.38 | 13.7993 | 3.6843 | 0.42167 | 0 | 11.864 | 3.9547 | 14.9397 | 15.9547 | 4.2842 | 1.5423 | 5.8265 | 0.39585 | 6.2223
2016-04-11 02:00 | 0 | 0 | 0 | 1.421 | 10.579 | 450.8384 | 12 | 17.1793 | 3.6843 | 0 | 0 | 3.2663 | 13.913 | 3.6843 | 0.41855 | 0 | 11.465 | 3.8217 | 14.4007 | 15.8217 | 4.1258 | 1.4905 | 5.6163 | 0.55419 | 6.1705
2016-04-11 03:00 | 0 | 0 | 1.892 | 0 | 10.108 | 452.4655 | 12 | 17.1793 | 3.6843 | 0 | 0 | 3.1303 | 14.049 | 3.6843 | 0.41482 | 0 | 10.988 | 3.6627 | 13.7707 | 13.7707 | 3.9421 | 1.4284 | 5.3706 | 0 | 5.3706
2016-04-11 04:00 | 0 | 0 | 0 | 1.372 | 10.628 | 452.4655 | 12 | 17.1793 | 3.6843 | 0 | 0 | 3.0118 | 14.1675 | 3.6843 | 0.41157 | 0 | 10.572 | 3.524 | 14.152 | 15.524 | 4.1449 | 1.3744 | 5.5193 | 0.53508 | 6.0544
2016-04-11 05:00 | 0 | 0 | 0 | 1.631 | 10.369 | 452.4655 | 12 | 17.1793 | 3.6843 | 0 | 0 | 0 | 17.1793 | 3.6843 | 0.329 | 0 | 0 | 0 | 10.369 | 12 | 4.0439 | 0 | 4.0439 | 0.63609 | 4.68
2016-04-11 06:00 | 0 | 0 | 0 | 1.915 | 10.085 | 452.4655 | 12 | 17.1793 | 3.6843 | 0 | 0 | 0 | 17.1793 | 3.6843 | 0.329 | 0 | 0 | 0 | 10.085 | 12 | 3.9331 | 0 | 3.9331 | 0.74685 | 4.68
2016-04-11 07:00 | 0.001 | 0 | 0 | 3.236 | 8.765 | 452.4655 | 12 | 17.1793 | 3.6843 | 0 | 0 | 0 | 17.1793 | 3.6843 | 0.329 | 0 | 0 | 0 | 8.765 | 12.001 | 3.4184 | 0 | 3.4184 | 1.262 | 4.6804
2016-04-11 08:00 | 0.013 | 0 | 0 | 4.127 | 7.886 | 452.4655 | 12 | 17.1793 | 3.6843 | 0 | 0 | 0 | 17.1793 | 3.6843 | 0.329 | 0 | 0 | 0 | 7.886 | 12.013 | 3.0755 | 0 | 3.0755 | 1.6095 | 4.6851
2016-04-11 09:00 | 0.056 | 0 | 4.474 | 0 | 7.582 | 456.3131 | 12 | 17.1793 | 3.6843 | 0 | 0 | 11.6942 | 5.4852 | 3.6843 | 0.64962 | 70.165 | 0 | 0 | 7.582 | 7.582 | 2.957 | 0 | 2.957 | 0 | 2.957
2016-04-11 10:00 | 0.078 | 0 | 4.582 | 0 | 7.496 | 460.2537 | 12 | 17.1793 | 3.6843 | 0 | 0 | 11.703 | 5.4763 | 3.6843 | 0.64986 | 70.218 | 0 | 0 | 7.496 | 7.496 | 2.9234 | 0 | 2.9234 | 0 | 2.9234
2016-04-11 11:00 | 0.079 | 0 | 3.888 | 0 | 8.191 | 463.5973 | 12 | 17.1793 | 3.6843 | 0 | 0 | 11.6443 | 5.535 | 3.6843 | 0.64825 | 69.866 | 0 | 0 | 8.191 | 8.191 | 3.1945 | 0 | 3.1945 | 0 | 3.1945
2016-04-11 12:00 | 0.089 | 0 | 0 | 3.58 | 8.509 | 463.5973 | 12 | 17.1793 | 3.6843 | 0 | 0 | 14.814 | 2.3653 | 3.6843 | 0.73515 | 69.045 | 11.606 | 3.8687 | 12.3777 | 15.9577 | 3.3185 | 1.5088 | 4.8273 | 1.3962 | 6.2235
2016-04-11 13:00 | 0.107 | 0 | 0.46822 | 3.3868 | 8.252 | 464 | 12 | 17.1793 | 3.6843 | 0 | 0 | 15.1735 | 2.0058 | 3.6843 | 0.74501 | 68.247 | 13.335 | 4.445 | 12.697 | 16.0838 | 3.2183 | 1.7335 | 4.9518 | 1.3208 | 6.2727
2016-04-11 14:00 | 0.097 | 0 | 0 | 2.865 | 9.232 | 464 | 12 | 17.1793 | 3.6843 | 0 | 0 | 4.2428 | 12.9365 | 3.6843 | 0.44532 | 0 | 14.892 | 4.964 | 14.196 | 17.061 | 3.6005 | 1.936 | 5.5364 | 1.1174 | 6.6538
2016-04-11 15:00 | 0.07 | 0 | 0 | 2.344 | 9.726 | 464 | 12 | 17.1793 | 3.6843 | 0 | 0 | 15.7292 | 1.4502 | 3.6843 | 0.76024 | 67.013 | 16.007 | 5.3357 | 15.0617 | 17.4057 | 3.7931 | 2.0809 | 5.8741 | 0.91416 | 6.7882
2016-04-11 16:00 | 0.06 | 0 | 0 | 2.851 | 9.209 | 464 | 12 | 17.1793 | 3.6843 | 0 | 0 | 15.8727 | 1.3067 | 3.6843 | 0.76418 | 66.694 | 16.697 | 5.5657 | 14.7747 | 17.6257 | 3.5915 | 2.1706 | 5.7621 | 1.1119 | 6.874
2016-04-11 17:00 | 0.032 | 0 | 0 | 3.316 | 8.716 | 464 | 12 | 17.1793 | 3.6843 | 0 | 0 | 11.0722 | 6.1072 | 3.6843 | 0.63256 | 66.433 | 0 | 0 | 8.716 | 12.032 | 3.3992 | 0 | 3.3992 | 1.2932 | 4.6925
2016-04-11 18:00 | 0.008 | 0 | 0 | 2.909 | 9.099 | 464 | 12 | 17.1793 | 3.6843 | 0 | 0 | 11.057 | 6.1223 | 3.6843 | 0.63215 | 66.342 | 0 | 0 | 9.099 | 12.008 | 3.5486 | 0 | 3.5486 | 1.1345 | 4.6831
2016-04-11 19:00 | 0 | 0 | 0 | 0 | 14.185 | 464 | 14.185 | 20.3074 | 4.3551 | 0 | 0 | 11.0648 | 9.2426 | 4.3551 | 0.58563 | 66.389 | 0 | 0 | 14.185 | 14.185 | 5.5322 | 0 | 5.5322 | 0 | 5.5322
2016-04-11 20:00 | 0 | 2.781 | 0 | 0 | 17.781 | 460.7663 | 15 | 21.4742 | 4.6053 | 0 | 0 | 0 | 21.4742 | 4.6053 | 0.329 | 0 | 0 | 0 | 17.781 | 17.781 | 6.9346 | 0 | 6.9346 | 0 | 6.9346
2016-04-11 21:00 | 0 | 3.906 | 0 | 0 | 18.906 | 456.2244 | 15 | 21.4742 | 4.6053 | 0 | 0 | 0 | 21.4742 | 4.6053 | 0.329 | 0 | 0 | 0 | 18.906 | 18.906 | 7.3733 | 0 | 7.3733 | 0 | 7.3733
2016-04-11 22:00 | 0 | 2.535 | 0 | 0 | 17.535 | 453.2767 | 15 | 21.4742 | 4.6053 | 0 | 0 | 0 | 21.4742 | 4.6053 | 0.329 | 0 | 0 | 0 | 17.535 | 17.535 | 6.8387 | 0 | 6.8387 | 0 | 6.8387
2016-04-11 23:00 | 0 | 0 | 0 | 0 | 14.271 | 453.2767 | 14.271 | 20.4305 | 4.3815 | 0 | 0 | 0 | 20.4305 | 4.3815 | 0.329 | 0 | 0 | 0 | 14.271 | 14.271 | 5.5657 | 0 | 5.5657 | 0 | 5.5657
2016-04-12 | 0 | 0 | 0 | 0 | 12.336 | 453.2767 | 12.336 | 17.6604 | 3.7874 | 0 | 0 | 2.892 | 14.7684 | 3.7874 | 0.40613 | 0 | 10.151 | 3.3837 | 15.7197 | 15.7197 | 4.811 | 1.3196 | 6.1307 | 0 | 6.1307
2016-04-12 01:00 | 0 | 0 | 0 | 1.124 | 10.876 | 453.2767 | 12 | 17.1793 | 3.6843 | 0 | 0 | 2.8165 | 14.3628 | 3.6843 | 0.40622 | 0 | 9.886 | 3.2953 | 14.1713 | 15.2953 | 4.2416 | 1.2852 | 5.5268 | 0.43836 | 5.9652
2016-04-12 02:00 | 0 | 0 | 0 | 1.623 | 10.377 | 453.2767 | 12 | 17.1793 | 3.6843 | 0 | 0 | 2.7512 | 14.4282 | 3.6843 | 0.40443 | 0 | 9.657 | 3.219 | 13.596 | 15.219 | 4.047 | 1.2554 | 5.3024 | 0.63297 | 5.9354
2016-04-12 03:00 | 0 | 0 | 0 | 1.674 | 10.326 | 453.2767 | 12 | 17.1793 | 3.6843 | 0 | 0 | 2.6755 | 14.5038 | 3.6843 | 0.40235 | 0 | 9.391 | 3.1303 | 13.4563 | 15.1303 | 4.0271 | 1.2208 | 5.248 | 0.65286 | 5.9008
2016-04-12 04:00 | 0 | 0 | 1.317 | 1.7764e-15 | 10.683 | 454.4094 | 12 | 17.1793 | 3.6843 | 0 | 0 | 2.5845 | 14.5948 | 3.6843 | 0.39986 | 0 | 9.072 | 3.024 | 13.707 | 13.707 | 4.1664 | 1.1794 | 5.3457 | 6.9278e-16 | 5.3457
2016-04-12 05:00 | 0 | 0 | 0 | 1.653 | 10.347 | 454.4094 | 12 | 17.1793 | 3.6843 | 0 | 0 | 0 | 17.1793 | 3.6843 | 0.329 | 0 | 0 | 0 | 10.347 | 12 | 4.0353 | 0 | 4.0353 | 0.64467 | 4.68
2016-04-12 06:00 | 0 | 0 | 2.38 | 0 | 9.62 | 456.4562 | 12 | 17.1793 | 3.6843 | 0 | 0 | 0 | 17.1793 | 3.6843 | 0.329 | 0 | 0 | 0 | 9.62 | 9.62 | 3.7518 | 0 | 3.7518 | 0 | 3.7518
2016-04-12 07:00 | 0.001 | 0 | 0 | 3.818 | 8.183 | 456.4562 | 12 | 17.1793 | 3.6843 | 0 | 0 | 0 | 17.1793 | 3.6843 | 0.329 | 0 | 0 | 0 | 8.183 | 12.001 | 3.1914 | 0 | 3.1914 | 1.489 | 4.6804
2016-04-12 08:00 | 0.022 | 0 | 0 | 4.791 | 7.231 | 456.4562 | 12 | 17.1793 | 3.6843 | 0 | 0 | 0 | 17.1793 | 3.6843 | 0.329 | 0 | 0 | 0 | 7.231 | 12.022 | 2.8201 | 0 | 2.8201 | 1.8685 | 4.6886
2016-04-12 09:00 | 0.063 | 0 | 5.065 | 0 | 6.998 | 460.8121 | 12 | 17.1793 | 3.6843 | 0 | 0 | 11.8162 | 5.3632 | 3.6843 | 0.65296 | 70.897 | 0 | 0 | 6.998 | 6.998 | 2.7292 | 0 | 2.7292 | 0 | 2.7292
2016-04-12 10:00 | 0.084 | 0 | 3.7069 | 1.2711 | 7.106 | 464 | 12 | 17.1793 | 3.6843 | 0 | 0 | 11.8395 | 5.3398 | 3.6843 | 0.6536 | 71.037 | 0 | 0 | 7.106 | 8.3771 | 2.7713 | 0 | 2.7713 | 0.49573 | 3.2671
2016-04-12 11:00 | 0.108 | 0 | 0 | 4.553 | 7.555 | 464 | 12 | 17.1793 | 3.6843 | 0 | 0 | 11.8 | 5.3793 | 3.6843 | 0.65252 | 70.8 | 0 | 0 | 7.555 | 12.108 | 2.9465 | 0 | 2.9465 | 1.7757 | 4.7221
2016-04-12 12:00 | 0.066 | 0 | 0 | 3.851 | 8.215 | 464 | 12 | 17.1793 | 3.6843 | 0 | 0 | 14.5132 | 2.6662 | 3.6843 | 0.7269 | 69.713 | 10.159 | 3.3863 | 11.6013 | 15.4523 | 3.2039 | 1.3207 | 4.5245 | 1.5019 | 6.0264
2016-04-12 13:00 | 0.06 | 0 | 0 | 3.634 | 8.426 | 464 | 12 | 17.1793 | 3.6843 | 0 | 0 | 15.0922 | 2.0872 | 3.6843 | 0.74278 | 68.427 | 12.944 | 4.3147 | 12.7407 | 16.3747 | 3.2861 | 1.6827 | 4.9689 | 1.4173 | 6.3861
2016-04-12 14:00 | 0.07 | 0 | 0 | 2.497 | 9.573 | 464 | 12 | 17.1793 | 3.6843 | 0 | 0 | 4.4547 | 12.7247 | 3.6843 | 0.45113 | 0 | 15.636 | 5.212 | 14.785 | 17.282 | 3.7335 | 2.0327 | 5.7662 | 0.97383 | 6.74
2016-04-12 15:00 | 0.054 | 0 | 0 | 2.24 | 9.814 | 464 | 12 | 17.1793 | 3.6843 | 0 | 0 | 16.0337 | 1.1457 | 3.6843 | 0.76859 | 66.336 | 17.472 | 5.824 | 15.638 | 17.878 | 3.8275 | 2.2714 | 6.0988 | 0.8736 | 6.9724
2016-04-12 16:00 | 0.034 | 0 | 0 | 2.723 | 9.311 | 464 | 12 | 17.1793 | 3.6843 | 0 | 0 | 16.2397 | 0.93966 | 3.6843 | 0.77424 | 65.879 | 18.462 | 6.154 | 15.465 | 18.188 | 3.6313 | 2.4001 | 6.0313 | 1.062 | 7.0933
2016-04-12 17:00 | 0.013 | 0 | 0 | 2.683 | 9.33 | 464 | 12 | 17.1793 | 3.6843 | 0 | 0 | 10.959 | 6.2203 | 3.6843 | 0.62946 | 65.754 | 0 | 0 | 9.33 | 12.013 | 3.6387 | 0 | 3.6387 | 1.0464 | 4.6851
2016-04-12 18:00 | 0.005 | 0 | 0 | 2.137 | 9.868 | 464 | 12 | 17.1793 | 3.6843 | 0 | 0 | 10.9725 | 6.2068 | 3.6843 | 0.62983 | 65.835 | 0 | 0 | 9.868 | 12.005 | 3.8485 | 0 | 3.8485 | 0.83343 | 4.682
2016-04-12 19:00 | 0 | 0.114 | 0 | 0 | 15.114 | 463.8674 | 15 | 21.4742 | 4.6053 | 0 | 0 | 11.0123 | 10.4618 | 4.6053 | 0.57054 | 66.074 | 0 | 0 | 15.114 | 15.114 | 5.8945 | 0 | 5.8945 | 0 | 5.8945
2016-04-12 20:00 | 0 | 3.536 | 0 | 0 | 18.536 | 459.7558 | 15 | 21.4742 | 4.6053 | 0 | 0 | 0 | 21.4742 | 4.6053 | 0.329 | 0 | 0 | 0 | 18.536 | 18.536 | 7.229 | 0 | 7.229 | 0 | 7.229
2016-04-12 21:00 | 0 | 4.417 | 0 | 0 | 19.417 | 454.6198 | 15 | 21.4742 | 4.6053 | 0 | 0 | 0 | 21.4742 | 4.6053 | 0.329 | 0 | 0 | 0 | 19.417 | 19.417 | 7.5726 | 0 | 7.5726 | 0 | 7.5726
2016-04-12 22:00 | 0 | 3.247 | 0 | 0 | 18.247 | 450.8442 | 15 | 21.4742 | 4.6053 | 0 | 0 | 0 | 21.4742 | 4.6053 | 0.329 | 0 | 0 | 0 | 18.247 | 18.247 | 7.1163 | 0 | 7.1163 | 0 | 7.1163
2016-04-12 23:00 | 0 | 0.515 | 0 | 0 | 15.515 | 450.2453 | 15 | 21.4742 | 4.6053 | 0 | 0 | 0 | 21.4742 | 4.6053 | 0.329 | 0 | 0 | 0 | 15.515 | 15.515 | 6.0509 | 0 | 6.0509 | 0 | 6.0509
2016-04-13 | 0 | 0 | 0 | 0 | 13.552 | 450.2453 | 13.552 | 19.4012 | 4.1608 | 0 | 0 | 3.1188 | 16.2824 | 4.1608 | 0.40472 | 0 | 10.947 | 3.649 | 17.201 | 17.201 | 5.2853 | 1.4231 | 6.7084 | 0 | 6.7084
2016-04-13 01:00 | 0 | 0 | 0 | 0.231 | 11.769 | 450.2453 | 12 | 17.1793 | 3.6843 | 0 | 0 | 2.9697 | 14.2097 | 3.6843 | 0.41042 | 0 | 10.424 | 3.4747 | 15.2437 | 15.4747 | 4.5899 | 1.3551 | 5.945 | 0.09009 | 6.0351
2016-04-13 02:00 | 0 | 0 | 0 | 1.313 | 10.687 | 450.2453 | 12 | 17.1793 | 3.6843 | 0 | 0 | 2.8358 | 14.3435 | 3.6843 | 0.40675 | 0 | 9.954 | 3.318 | 14.005 | 15.318 | 4.1679 | 1.294 | 5.4619 | 0.51207 | 5.974
2016-04-13 03:00 | 0 | 0 | 0 | 1.957 | 10.043 | 450.2453 | 12 | 17.1793 | 3.6843 | 0 | 0 | 2.6892 | 14.4902 | 3.6843 | 0.40273 | 0 | 9.439 | 3.1463 | 13.1893 | 15.1463 | 3.9168 | 1.2271 | 5.1438 | 0.76323 | 5.9071
2016-04-13 04:00 | 0 | 0 | 0 | 1.787 | 10.213 | 450.2453 | 12 | 17.1793 | 3.6843 | 0 | 0 | 2.5745 | 14.6048 | 3.6843 | 0.39958 | 0 | 9.036 | 3.012 | 13.225 | 15.012 | 3.9831 | 1.1747 | 5.1578 | 0.69693 | 5.8547
2016-04-13 05:00 | 0 | 0 | 0 | 1.689 | 10.311 | 450.2453 | 12 | 17.1793 | 3.6843 | 0 | 0 | 0 | 17.1793 | 3.6843 | 0.329 | 0 | 0 | 0 | 10.311 | 12 | 4.0213 | 0 | 4.0213 | 0.65871 | 4.68
2016-04-13 06:00 | 0 | 0 | 0 | 1.949 | 10.051 | 450.2453 | 12 | 17.1793 | 3.6843 | 0 | 0 | 0 | 17.1793 | 3.6843 | 0.329 | 0 | 0 | 0 | 10.051 | 12 | 3.9199 | 0 | 3.9199 | 0.76011 | 4.68
2016-04-13 07:00 | 0 | 0 | 0 | 3.652 | 8.348 | 450.2453 | 12 | 17.1793 | 3.6843 | 0 | 0 | 0 | 17.1793 | 3.6843 | 0.329 | 0 | 0 | 0 | 8.348 | 12 | 3.2557 | 0 | 3.2557 | 1.4243 | 4.68
2016-04-13 08:00 | 0.005 | 0 | 0 | 4.608 | 7.397 | 450.2453 | 12 | 17.1793 | 3.6843 | 0 | 0 | 0 | 17.1793 | 3.6843 | 0.329 | 0 | 0 | 0 | 7.397 | 12.005 | 2.8848 | 0 | 2.8848 | 1.7971 | 4.682
2016-04-13 09:00 | 0.016 | 0 | 0 | 4.976 | 7.04 | 450.2453 | 12 | 17.1793 | 3.6843 | 0 | 0 | 11.8803 | 5.299 | 3.6843 | 0.65472 | 71.282 | 0 | 0 | 7.04 | 12.016 | 2.7456 | 0 | 2.7456 | 1.9406 | 4.6862
2016-04-13 10:00 | 0.033 | 0 | 0 | 4.822 | 7.211 | 450.2453 | 12 | 17.1793 | 3.6843 | 0 | 0 | 11.9002 | 5.2792 | 3.6843 | 0.65526 | 71.401 | 0 | 0 | 7.211 | 12.033 | 2.8123 | 0 | 2.8123 | 1.8806 | 4.6929
2016-04-13 11:00 | 0.062 | 0 | 0 | 4.317 | 7.745 | 450.2453 | 12 | 17.1793 | 3.6843 | 0 | 0 | 11.822 | 5.3573 | 3.6843 | 0.65312 | 70.932 | 0 | 0 | 7.745 | 12.062 | 3.0206 | 0 | 3.0206 | 1.6836 | 4.7042
2016-04-13 12:00 | 0.086 | 0 | 0 | 4.045 | 8.041 | 450.2453 | 12 | 17.1793 | 3.6843 | 0 | 0 | 14.602 | 2.5773 | 3.6843 | 0.72934 | 69.516 | 10.586 | 3.5287 | 11.5697 | 15.6147 | 3.136 | 1.3762 | 4.5122 | 1.5776 | 6.0897
2016-04-13 13:00 | 0.086 | 0 | 0 | 3.617 | 8.469 | 450.2453 | 12 | 17.1793 | 3.6843 | 0 | 0 | 15.2392 | 1.9402 | 3.6843 | 0.74681 | 68.101 | 13.651 | 4.5503 | 13.0193 | 16.6363 | 3.3029 | 1.7746 | 5.0775 | 1.4106 | 6.4882
2016-04-13 14:00 | 0.083 | 0 | 0 | 3.187 | 8.896 | 450.2453 | 12 | 17.1793 | 3.6843 | 0 | 0 | 4.5795 | 12.5998 | 3.6843 | 0.45455 | 0 | 16.074 | 5.358 | 14.254 | 17.441 | 3.4694 | 2.0896 | 5.5591 | 1.2429 | 6.802
2016-04-13 15:00 | 0.058 | 0 | 0 | 2.933 | 9.125 | 450.2453 | 12 | 17.1793 | 3.6843 | 0 | 0 | 16.1348 | 1.0445 | 3.6843 | 0.77136 | 66.112 | 17.958 | 5.986 | 15.111 | 18.044 | 3.5587 | 2.3345 | 5.8933 | 1.1439 | 7.0372
2016-04-13 16:00 | 0.076 | 0 | 0 | 2.657 | 9.419 | 450.2453 | 12 | 17.1793 | 3.6843 | 0 | 0 | 16.4 | 0.77933 | 3.6843 | 0.77863 | 65.523 | 19.234 | 6.4113 | 15.8303 | 18.4873 | 3.6734 | 2.5004 | 6.1738 | 1.0362 | 7.2101
2016-04-13 17:00 | 0.038 | 0 | 2.66 | 0 | 9.378 | 452.5329 | 12 | 17.1793 | 3.6843 | 0 | 0 | 10.8697 | 6.3097 | 3.6843 | 0.62701 | 65.218 | 0 | 0 | 9.378 | 9.378 | 3.6574 | 0 | 3.6574 | 0 | 3.6574
2016-04-13 18:00 | 0.007 | 0 | 0 | 2.119 | 9.888 | 452.5329 | 12 | 17.1793 | 3.6843 | 0 | 0 | 10.861 | 6.3183 | 3.6843 | 0.62677 | 65.166 | 0 | 0 | 9.888 | 12.007 | 3.8563 | 0 | 3.8563 | 0.82641 | 4.6827
2016-04-13 19:00 | 0 | 0 | 0 | 0 | 14.726 | 452.5329 | 14.726 | 21.0819 | 4.5212 | 0 | 0 | 10.885 | 10.1969 | 4.5212 | 0.57219 | 65.31 | 0 | 0 | 14.726 | 14.726 | 5.7431 | 0 | 5.7431 | 0 | 5.7431
2016-04-13 20:00 | 0 | 3.447 | 0 | 0 | 18.447 | 448.5248 | 15 | 21.4742 | 4.6053 | 0 | 0 | 0 | 21.4742 | 4.6053 | 0.329 | 0 | 0 | 0 | 18.447 | 18.447 | 7.1943 | 0 | 7.1943 | 0 | 7.1943
2016-04-13 21:00 | 0 | 4.573 | 0 | 0 | 19.573 | 443.2074 | 15 | 21.4742 | 4.6053 | 0 | 0 | 0 | 21.4742 | 4.6053 | 0.329 | 0 | 0 | 0 | 19.573 | 19.573 | 7.6335 | 0 | 7.6335 | 0 | 7.6335
2016-04-13 22:00 | 0 | 2.588 | 0 | 0 | 17.588 | 440.1981 | 15 | 21.4742 | 4.6053 | 0 | 0 | 0 | 21.4742 | 4.6053 | 0.329 | 0 | 0 | 0 | 17.588 | 17.588 | 6.8593 | 0 | 6.8593 | 0 | 6.8593
2016-04-13 23:00 | 0 | 0.736 | 0 | 0 | 15.736 | 439.3423 | 15 | 21.4742 | 4.6053 | 0 | 0 | 0 | 21.4742 | 4.6053 | 0.329 | 0 | 0 | 0 | 15.736 | 15.736 | 6.137 | 0 | 6.137 | 0 | 6.137
2016-04-14 | 0 | 0 | 0 | 0 | 13.496 | 439.3423 | 13.496 | 19.321 | 4.1436 | 0 | 0 | 3.0535 | 16.2675 | 4.1436 | 0.40344 | 0 | 10.718 | 3.5727 | 17.0687 | 17.0687 | 5.2634 | 1.3933 | 6.6568 | 0 | 6.6568
2016-04-14 01:00 | 0 | 0 | 0 | 0 | 12.028 | 439.3423 | 12.028 | 17.2194 | 3.6929 | 0 | 0 | 2.8523 | 14.3671 | 3.6929 | 0.40702 | 0 | 10.012 | 3.3373 | 15.3653 | 15.3653 | 4.6909 | 1.3016 | 5.9925 | 0 | 5.9925
2016-04-14 02:00 | 0 | 0 | 0 | 0.79 | 11.21 | 439.3423 | 12 | 17.1793 | 3.6843 | 0 | 0 | 2.6875 | 14.4918 | 3.6843 | 0.40268 | 0 | 9.433 | 3.1443 | 14.3543 | 15.1443 | 4.3719 | 1.2263 | 5.5982 | 0.3081 | 5.9063
2016-04-14 03:00 | 0 | 0 | 0 | 1.486 | 10.514 | 439.3423 | 12 | 17.1793 | 3.6843 | 0 | 0 | 2.5655 | 14.6138 | 3.6843 | 0.39934 | 0 | 9.005 | 3.0017 | 13.5157 | 15.0017 | 4.1005 | 1.1706 | 5.2711 | 0.57954 | 5.8507
2016-04-14 04:00 | 0 | 0 | 0 | 1.833 | 10.167 | 439.3423 | 12 | 17.1793 | 3.6843 | 0 | 0 | 2.4815 | 14.6978 | 3.6843 | 0.39703 | 0 | 8.71 | 2.9033 | 13.0703 | 14.9033 | 3.9651 | 1.1323 | 5.0974 | 0.71487 | 5.8123
2016-04-14 05:00 | 0 | 0 | 2.249 | 1.7764e-15 | 9.751 | 441.2764 | 12 | 17.1793 | 3.6843 | 0 | 0 | 0 | 17.1793 | 3.6843 | 0.329 | 0 | 0 | 0 | 9.751 | 9.751 | 3.8029 | 0 | 3.8029 | 6.9278e-16 | 3.8029
2016-04-14 06:00 | 0 | 0 | 2.266 | 0 | 9.734 | 443.2252 | 12 | 17.1793 | 3.6843 | 0 | 0 | 0 | 17.1793 | 3.6843 | 0.329 | 0 | 0 | 0 | 9.734 | 9.734 | 3.7963 | 0 | 3.7963 | 0 | 3.7963
2016-04-14 07:00 | 0.003 | 0 | 0 | 3.624 | 8.379 | 443.2252 | 12 | 17.1793 | 3.6843 | 0 | 0 | 0 | 17.1793 | 3.6843 | 0.329 | 0 | 0 | 0 | 8.379 | 12.003 | 3.2678 | 0 | 3.2678 | 1.4134 | 4.6812
2016-04-14 08:00 | 0.021 | 0 | 0 | 4.571 | 7.45 | 443.2252 | 12 | 17.1793 | 3.6843 | 0 | 0 | 0 | 17.1793 | 3.6843 | 0.329 | 0 | 0 | 0 | 7.45 | 12.021 | 2.9055 | 0 | 2.9055 | 1.7827 | 4.6882
2016-04-14 09:00 | 0.049 | 0 | 4.6988 | 0.6082 | 6.742 | 447.2661 | 12 | 17.1793 | 3.6843 | 0 | 0 | 11.8757 | 5.3037 | 3.6843 | 0.65459 | 71.254 | 0 | 0 | 6.742 | 7.3502 | 2.6294 | 0 | 2.6294 | 0.2372 | 2.8666
2016-04-14 10:00 | 0.067 | 0 | 5.19 | 0 | 6.877 | 451.7295 | 12 | 17.1793 | 3.6843 | 0 | 0 | 11.8977 | 5.2817 | 3.6843 | 0.65519 | 71.386 | 0 | 0 | 6.877 | 6.877 | 2.682 | 0 | 2.682 | 0 | 2.682
2016-04-14 11:00 | 0.077 | 0 | 0 | 4.597 | 7.48 | 451.7295 | 12 | 17.1793 | 3.6843 | 0 | 0 | 11.87 | 5.3093 | 3.6843 | 0.65444 | 71.22 | 0 | 0 | 7.48 | 12.077 | 2.9172 | 0 | 2.9172 | 1.7928 | 4.71
2016-04-14 12:00 | 0.128 | 0 | 4.082 | 0 | 8.046 | 455.24 | 12 | 17.1793 | 3.6843 | 0 | 0 | 14.3555 | 2.8238 | 3.6843 | 0.72258 | 70.063 | 9.401 | 3.1337 | 11.1797 | 11.1797 | 3.1379 | 1.2221 | 4.3601 | 0 | 4.3601
2016-04-14 13:00 | 0.142 | 0 | 3.818 | 0 | 8.324 | 458.5235 | 12 | 17.1793 | 3.6843 | 0 | 0 | 14.9878 | 2.1915 | 3.6843 | 0.73992 | 68.659 | 12.441 | 4.147 | 12.471 | 12.471 | 3.2464 | 1.6173 | 4.8637 | 0 | 4.8637
2016-04-14 14:00 | 0.095 | 0 | 3.229 | 0 | 8.866 | 461.3005 | 12 | 17.1793 | 3.6843 | 0 | 0 | 4.2657 | 12.9137 | 3.6843 | 0.44595 | 0 | 14.973 | 4.991 | 13.857 | 13.857 | 3.4577 | 1.9465 | 5.4042 | 0 | 5.4042
2016-04-14 15:00 | 0.102 | 0 | 3.139 | 0 | 8.963 | 464 | 12 | 17.1793 | 3.6843 | 0 | 0 | 15.8832 | 1.2962 | 3.6843 | 0.76446 | 66.671 | 16.748 | 5.5827 | 14.5457 | 14.5457 | 3.4956 | 2.1772 | 5.6728 | 0 | 5.6728
2016-04-14 16:00 | 0.067 | 0 | 0 | 3.058 | 9.009 | 464 | 12 | 17.1793 | 3.6843 | 0 | 0 | 16.102 | 1.0773 | 3.6843 | 0.77046 | 66.185 | 17.8 | 5.9333 | 14.9423 | 18.0003 | 3.5135 | 2.314 | 5.8275 | 1.1926 | 7.0201
2016-04-14 17:00 | 0.055 | 0 | 0 | 3.262 | 8.793 | 464 | 12 | 17.1793 | 3.6843 | 0 | 0 | 11.0005 | 6.1788 | 3.6843 | 0.6306 | 66.003 | 0 | 0 | 8.793 | 12.055 | 3.4293 | 0 | 3.4293 | 1.2722 | 4.7015
2016-04-14 18:00 | 0.01 | 0 | 0 | 2.132 | 9.878 | 464 | 12 | 17.1793 | 3.6843 | 0 | 0 | 11.012 | 6.1673 | 3.6843 | 0.63091 | 66.072 | 0 | 0 | 9.878 | 12.01 | 3.8524 | 0 | 3.8524 | 0.83148 | 4.6839
2016-04-14 19:00 | 0 | 0.309 | 0 | 0 | 15.309 | 463.6407 | 15 | 21.4742 | 4.6053 | 0 | 0 | 11.064 | 10.4102 | 4.6053 | 0.57167 | 66.384 | 0 | 0 | 15.309 | 15.309 | 5.9705 | 0 | 5.9705 | 0 | 5.9705
2016-04-14 20:00 | 0 | 3.897 | 0 | 0 | 18.897 | 459.1093 | 15 | 21.4742 | 4.6053 | 0 | 0 | 0 | 21.4742 | 4.6053 | 0.329 | 0 | 0 | 0 | 18.897 | 18.897 | 7.3698 | 0 | 7.3698 | 0 | 7.3698
2016-04-14 21:00 | 0 | 4.199 | 0 | 0 | 19.199 | 454.2267 | 15 | 21.4742 | 4.6053 | 0 | 0 | 0 | 21.4742 | 4.6053 | 0.329 | 0 | 0 | 0 | 19.199 | 19.199 | 7.4876 | 0 | 7.4876 | 0 | 7.4876
2016-04-14 22:00 | 0 | 3.362 | 0 | 0 | 18.362 | 450.3174 | 15 | 21.4742 | 4.6053 | 0 | 0 | 0 | 21.4742 | 4.6053 | 0.329 | 0 | 0 | 0 | 18.362 | 18.362 | 7.1612 | 0 | 7.1612 | 0 | 7.1612
2016-04-14 23:00 | 0 | 1.523 | 0 | 0 | 16.523 | 448.5465 | 15 | 21.4742 | 4.6053 | 0 | 0 | 0 | 21.4742 | 4.6053 | 0.329 | 0 | 0 | 0 | 16.523 | 16.523 | 6.444 | 0 | 6.444 | 0 | 6.444
2016-04-15 | 0 | 0 | 0 | 0 | 14.403 | 448.5465 | 14.403 | 20.6195 | 4.422 | 0 | 0 | 2.9648 | 17.6547 | 4.422 | 0.39672 | 0 | 10.407 | 3.469 | 17.872 | 17.872 | 5.6172 | 1.3529 | 6.9701 | 0 | 6.9701
2016-04-15 01:00 | 0 | 0 | 0 | 0 | 12.744 | 448.5465 | 12.744 | 18.2444 | 3.9127 | 0 | 0 | 2.8185 | 15.4259 | 3.9127 | 0.40176 | 0 | 9.893 | 3.2977 | 16.0417 | 16.0417 | 4.9702 | 1.2861 | 6.2563 | 0 | 6.2563
2016-04-15 02:00 | 0 | 0 | 0 | 0.396 | 11.604 | 448.5465 | 12 | 17.1793 | 3.6843 | 0 | 0 | 2.6693 | 14.51 | 3.6843 | 0.40218 | 0 | 9.37 | 3.1233 | 14.7273 | 15.1233 | 4.5256 | 1.2181 | 5.7437 | 0.15444 | 5.8981
2016-04-15 03:00 | 0 | 0 | 0 | 0.77 | 11.23 | 448.5465 | 12 | 17.1793 | 3.6843 | 0 | 0 | 2.5182 | 14.6612 | 3.6843 | 0.39804 | 0 | 8.839 | 2.9463 | 14.1763 | 14.9463 | 4.3797 | 1.1491 | 5.5288 | 0.3003 | 5.8291
2016-04-15 04:00 | 0 | 0 | 0 | 0.967 | 11.033 | 448.5465 | 12 | 17.1793 | 3.6843 | 0 | 0 | 2.3958 | 14.7835 | 3.6843 | 0.39469 | 0 | 8.409 | 2.803 | 13.836 | 14.803 | 4.3029 | 1.0932 | 5.396 | 0.37713 | 5.7732
2016-04-15 05:00 | 0 | 0 | 0 | 1.45 | 10.55 | 448.5465 | 12 | 17.1793 | 3.6843 | 0 | 0 | 0 | 17.1793 | 3.6843 | 0.329 | 0 | 0 | 0 | 10.55 | 12 | 4.1145 | 0 | 4.1145 | 0.5655 | 4.68
2016-04-15 06:00 | 0 | 0 | 1.959 | 0 | 10.041 | 450.2313 | 12 | 17.1793 | 3.6843 | 0 | 0 | 0 | 17.1793 | 3.6843 | 0.329 | 0 | 0 | 0 | 10.041 | 10.041 | 3.916 | 0 | 3.916 | 0 | 3.916
2016-04-15 07:00 | 0.001 | 0 | 0 | 4.016 | 7.985 | 450.2313 | 12 | 17.1793 | 3.6843 | 0 | 0 | 0 | 17.1793 | 3.6843 | 0.329 | 0 | 0 | 0 | 7.985 | 12.001 | 3.1141 | 0 | 3.1141 | 1.5662 | 4.6804
2016-04-15 08:00 | 0.012 | 0 | 0 | 4.71 | 7.302 | 450.2313 | 12 | 17.1793 | 3.6843 | 0 | 0 | 0 | 17.1793 | 3.6843 | 0.329 | 0 | 0 | 0 | 7.302 | 12.012 | 2.8478 | 0 | 2.8478 | 1.8369 | 4.6847
2016-04-15 09:00 | 0.057 | 0 | 4.839 | 0 | 7.218 | 454.3928 | 12 | 17.1793 | 3.6843 | 0 | 0 | 11.8735 | 5.3058 | 3.6843 | 0.65453 | 71.241 | 0 | 0 | 7.218 | 7.218 | 2.815 | 0 | 2.815 | 0 | 2.815
2016-04-15 10:00 | 0.087 | 0 | 0 | 4.53 | 7.557 | 454.3928 | 12 | 17.1793 | 3.6843 | 0 | 0 | 11.8872 | 5.2922 | 3.6843 | 0.65491 | 71.323 | 0 | 0 | 7.557 | 12.087 | 2.9472 | 0 | 2.9472 | 1.7667 | 4.7139
2016-04-15 11:00 | 0.139 | 0 | 4.133 | 0 | 8.006 | 457.9472 | 12 | 17.1793 | 3.6843 | 0 | 0 | 11.8378 | 5.3415 | 3.6843 | 0.65355 | 71.027 | 0 | 0 | 8.006 | 8.006 | 3.1223 | 0 | 3.1223 | 0 | 3.1223
2016-04-15 12:00 | 0.158 | 0 | 1.5502 | 2.2488 | 8.359 | 459.2803 | 12 | 17.1793 | 3.6843 | 0 | 0 | 14.5198 | 2.6595 | 3.6843 | 0.72709 | 69.698 | 10.191 | 3.397 | 11.756 | 14.0048 | 3.26 | 1.3248 | 4.5848 | 0.87704 | 5.4619
2016-04-15 13:00 | 0.169 | 0 | 0 | 3.393 | 8.776 | 459.2803 | 12 | 17.1793 | 3.6843 | 0 | 0 | 15.0942 | 2.0852 | 3.6843 | 0.74283 | 68.423 | 12.953 | 4.3177 | 13.0937 | 16.4867 | 3.4226 | 1.6839 | 5.1065 | 1.3233 | 6.4298
2016-04-15 14:00 | 0.159 | 0 | 0 | 2.703 | 9.456 | 459.2803 | 12 | 17.1793 | 3.6843 | 0 | 0 | 4.2585 | 12.9208 | 3.6843 | 0.44575 | 0 | 14.947 | 4.9823 | 14.4383 | 17.1413 | 3.6878 | 1.9431 | 5.6309 | 1.0542 | 6.6851
2016-04-15 15:00 | 0.146 | 0 | 0 | 2.37 | 9.776 | 459.2803 | 12 | 17.1793 | 3.6843 | 0 | 0 | 15.7882 | 1.3912 | 3.6843 | 0.76186 | 66.882 | 16.291 | 5.4303 | 15.2063 | 17.5763 | 3.8126 | 2.1178 | 5.9305 | 0.9243 | 6.8548
2016-04-15 16:00 | 0.097 | 0 | 2.957 | 0 | 9.14 | 461.8233 | 12 | 17.1793 | 3.6843 | 0 | 0 | 15.9315 | 1.2478 | 3.6843 | 0.76579 | 66.563 | 16.98 | 5.66 | 14.8 | 14.8 | 3.5646 | 2.2074 | 5.772 | 0 | 5.772
2016-04-15 17:00 | 0.048 | 0 | 0 | 3.254 | 8.794 | 461.8233 | 12 | 17.1793 | 3.6843 | 0 | 0 | 11.0765 | 6.1028 | 3.6843 | 0.63268 | 66.459 | 0 | 0 | 8.794 | 12.048 | 3.4297 | 0 | 3.4297 | 1.2691 | 4.6987
2016-04-15 18:00 | 0.011 | 0 | 2.531 | 0 | 9.48 | 464 | 12 | 17.1793 | 3.6843 | 0 | 0 | 11.09 | 6.0893 | 3.6843 | 0.63305 | 66.54 | 0 | 0 | 9.48 | 9.48 | 3.6972 | 0 | 3.6972 | 0 | 3.6972
2016-04-15 19:00 | 0 | 0 | 0 | 0 | 14.473 | 464 | 14.473 | 20.7197 | 4.4435 | 0 | 0 | 11.113 | 9.6067 | 4.4435 | 0.58162 | 66.678 | 0 | 0 | 14.473 | 14.473 | 5.6445 | 0 | 5.6445 | 0 | 5.6445
2016-04-15 20:00 | 0 | 3.514 | 0 | 0 | 18.514 | 459.914 | 15 | 21.4742 | 4.6053 | 0 | 0 | 0 | 21.4742 | 4.6053 | 0.329 | 0 | 0 | 0 | 18.514 | 18.514 | 7.2205 | 0 | 7.2205 | 0 | 7.2205
2016-04-15 21:00 | 0 | 3.858 | 0 | 0 | 18.858 | 455.4279 | 15 | 21.4742 | 4.6053 | 0 | 0 | 0 | 21.4742 | 4.6053 | 0.329 | 0 | 0 | 0 | 18.858 | 18.858 | 7.3546 | 0 | 7.3546 | 0 | 7.3546
2016-04-15 22:00 | 0 | 3.74 | 0 | 0 | 18.74 | 451.0791 | 15 | 21.4742 | 4.6053 | 0 | 0 | 0 | 21.4742 | 4.6053 | 0.329 | 0 | 0 | 0 | 18.74 | 18.74 | 7.3086 | 0 | 7.3086 | 0 | 7.3086
2016-04-15 23:00 | 0 | 1.918 | 0 | 0 | 16.918 | 448.8488 | 15 | 21.4742 | 4.6053 | 0 | 0 | 0 | 21.4742 | 4.6053 | 0.329 | 0 | 0 | 0 | 16.918 | 16.918 | 6.598 | 0 | 6.598 | 0 | 6.598
2016-04-16 | 0 | 0 | 0 | 0 | 14.575 | 448.8488 | 14.575 | 20.8657 | 4.4748 | 0 | 0 | 2.9437 | 17.9221 | 4.4748 | 0.39545 | 0 | 10.332 | 3.444 | 18.019 | 18.019 | 5.6842 | 1.3432 | 7.0274 | 0 | 7.0274
2016-04-16 01:00 | 0 | 0 | 0 | 0 | 12.427 | 448.8488 | 12.427 | 17.7906 | 3.8154 | 0 | 0 | 2.7678 | 15.0228 | 3.8154 | 0.40228 | 0 | 9.715 | 3.2383 | 15.6653 | 15.6653 | 4.8465 | 1.263 | 6.1095 | 0 | 6.1095
2016-04-16 02:00 | 0 | 0 | 0 | 0.123 | 11.877 | 448.8488 | 12 | 17.1793 | 3.6843 | 0 | 0 | 2.6135 | 14.5658 | 3.6843 | 0.40065 | 0 | 9.173 | 3.0577 | 14.9347 | 15.0577 | 4.632 | 1.1925 | 5.8245 | 0.04797 | 5.8725
2016-04-16 03:00 | 0 | 0 | 0 | 1.119 | 10.881 | 448.8488 | 12 | 17.1793 | 3.6843 | 0 | 0 | 2.5065 | 14.6728 | 3.6843 | 0.39772 | 0 | 8.798 | 2.9327 | 13.8137 | 14.9327 | 4.2436 | 1.1437 | 5.3873 | 0.43641 | 5.8237
2016-04-16 04:00 | 0 | 0 | 0 | 1.894 | 10.106 | 448.8488 | 12 | 17.1793 | 3.6843 | 0 | 0 | 2.3888 | 14.7905 | 3.6843 | 0.39449 | 0 | 8.385 | 2.795 | 12.901 | 14.795 | 3.9413 | 1.09 | 5.0314 | 0.73866 | 5.7701
2016-04-16 05:00 | 0 | 0 | 0 | 1.921 | 10.079 | 448.8488 | 12 | 17.1793 | 3.6843 | 0 | 0 | 0 | 17.1793 | 3.6843 | 0.329 | 0 | 0 | 0 | 10.079 | 12 | 3.9308 | 0 | 3.9308 | 0.74919 | 4.68
2016-04-16 06:00 | 0 | 0 | 2.275 | 0 | 9.725 | 450.8053 | 12 | 17.1793 | 3.6843 | 0 | 0 | 0 | 17.1793 | 3.6843 | 0.329 | 0 | 0 | 0 | 9.725 | 9.725 | 3.7927 | 0 | 3.7927 | 0 | 3.7927
2016-04-16 07:00 | 0.002 | 0 | 0 | 3.603 | 8.399 | 450.8053 | 12 | 17.1793 | 3.6843 | 0 | 0 | 0 | 17.1793 | 3.6843 | 0.329 | 0 | 0 | 0 | 8.399 | 12.002 | 3.2756 | 0 | 3.2756 | 1.4052 | 4.6808
2016-04-16 08:00 | 0.025 | 0 | 0 | 4.686 | 7.339 | 450.8053 | 12 | 17.1793 | 3.6843 | 0 | 0 | 0 | 17.1793 | 3.6843 | 0.329 | 0 | 0 | 0 | 7.339 | 12.025 | 2.8622 | 0 | 2.8622 | 1.8275 | 4.6898
2016-04-16 09:00 | 0.091 | 0 | 5.177 | 0 | 6.914 | 455.2576 | 12 | 17.1793 | 3.6843 | 0 | 0 | 11.9327 | 5.2467 | 3.6843 | 0.65615 | 71.596 | 0 | 0 | 6.914 | 6.914 | 2.6965 | 0 | 2.6965 | 0 | 2.6965
2016-04-16 10:00 | 0.131 | 0 | 5.107 | 0 | 7.024 | 459.6496 | 12 | 17.1793 | 3.6843 | 0 | 0 | 11.9812 | 5.1982 | 3.6843 | 0.65748 | 71.887 | 0 | 0 | 7.024 | 7.024 | 2.7394 | 0 | 2.7394 | 0 | 2.7394
2016-04-16 11:00 | 0.16 | 0 | 0 | 4.491 | 7.669 | 459.6496 | 12 | 17.1793 | 3.6843 | 0 | 0 | 11.9058 | 5.2735 | 3.6843 | 0.65542 | 71.435 | 0 | 0 | 7.669 | 12.16 | 2.9909 | 0 | 2.9909 | 1.7515 | 4.7424
2016-04-16 12:00 | 0.169 | 0 | 4.289 | 0 | 7.88 | 463.3381 | 12 | 17.1793 | 3.6843 | 0 | 0 | 14.3105 | 2.8688 | 3.6843 | 0.72135 | 70.163 | 9.184 | 3.0613 | 10.9413 | 10.9413 | 3.0732 | 1.1939 | 4.2671 | 0 | 4.2671
2016-04-16 13:00 | 0.167 | 0 | 0.76963 | 3.0684 | 8.329 | 464 | 12 | 17.1793 | 3.6843 | 0 | 0 | 14.8382 | 2.3412 | 3.6843 | 0.73581 | 68.992 | 11.722 | 3.9073 | 12.2363 | 15.3047 | 3.2483 | 1.5239 | 4.7722 | 1.1967 | 5.9688
2016-04-16 14:00 | 0.161 | 0 | 0 | 2.999 | 9.162 | 464 | 12 | 17.1793 | 3.6843 | 0 | 0 | 4.0763 | 13.103 | 3.6843 | 0.44076 | 0 | 14.308 | 4.7693 | 13.9313 | 16.9303 | 3.5732 | 1.86 | 5.4332 | 1.1696 | 6.6028
2016-04-16 15:00 | 0.145 | 0 | 0 | 3.421 | 8.724 | 464 | 12 | 17.1793 | 3.6843 | 0 | 0 | 15.776 | 1.4033 | 3.6843 | 0.76153 | 66.909 | 16.232 | 5.4107 | 14.1347 | 17.5557 | 3.4024 | 2.1102 | 5.5125 | 1.3342 | 6.8467
2016-04-16 16:00 | 0.118 | 0 | 0 | 3.473 | 8.645 | 464 | 12 | 17.1793 | 3.6843 | 0 | 0 | 16.0498 | 1.1295 | 3.6843 | 0.76903 | 66.3 | 17.549 | 5.8497 | 14.4947 | 17.9677 | 3.3716 | 2.2814 | 5.6529 | 1.3545 | 7.0074
2016-04-16 17:00 | 0.049 | 0 | 0 | 3.669 | 8.38 | 464 | 12 | 17.1793 | 3.6843 | 0 | 0 | 10.9865 | 6.1928 | 3.6843 | 0.63021 | 65.919 | 0 | 0 | 8.38 | 12.049 | 3.2682 | 0 | 3.2682 | 1.4309 | 4.6991
2016-04-16 18:00 | 0.01 | 0 | 0 | 3.263 | 8.747 | 464 | 12 | 17.1793 | 3.6843 | 0 | 0 | 10.9503 | 6.229 | 3.6843 | 0.62922 | 65.702 | 0 | 0 | 8.747 | 12.01 | 3.4113 | 0 | 3.4113 | 1.2726 | 4.6839
2016-04-16 19:00 | 0 | 0 | 0 | 0 | 13.431 | 464 | 13.431 | 19.228 | 4.1236 | 0 | 0 | 10.9493 | 8.2786 | 4.1236 | 0.59721 | 65.696 | 0 | 0 | 13.431 | 13.431 | 5.2381 | 0 | 5.2381 | 0 | 5.2381
2016-04-16 20:00 | 0 | 2.917 | 0 | 0 | 17.917 | 460.6081 | 15 | 21.4742 | 4.6053 | 0 | 0 | 0 | 21.4742 | 4.6053 | 0.329 | 0 | 0 | 0 | 17.917 | 17.917 | 6.9876 | 0 | 6.9876 | 0 | 6.9876
2016-04-16 21:00 | 0 | 4.026 | 0 | 0 | 19.026 | 455.9267 | 15 | 21.4742 | 4.6053 | 0 | 0 | 0 | 21.4742 | 4.6053 | 0.329 | 0 | 0 | 0 | 19.026 | 19.026 | 7.4201 | 0 | 7.4201 | 0 | 7.4201
2016-04-16 22:00 | 0 | 3.983 | 0 | 0 | 18.983 | 451.2953 | 15 | 21.4742 | 4.6053 | 0 | 0 | 0 | 21.4742 | 4.6053 | 0.329 | 0 | 0 | 0 | 18.983 | 18.983 | 7.4034 | 0 | 7.4034 | 0 | 7.4034
2016-04-16 23:00 | 0 | 2.318 | 0 | 0 | 17.318 | 448.6 | 15 | 21.4742 | 4.6053 | 0 | 0 | 0 | 21.4742 | 4.6053 | 0.329 | 0 | 0 | 0 | 17.318 | 17.318 | 6.754 | 0 | 6.754 | 0 | 6.754
2016-04-17 | 0 | 0 | 0 | 0 | 13.896 | 448.6 | 13.896 | 19.8937 | 4.2664 | 0 | 0 | 3.1498 | 16.7438 | 4.2664 | 0.40358 | 0 | 11.056 | 3.6853 | 17.5813 | 17.5813 | 5.4194 | 1.4373 | 6.8567 | 0 | 6.8567
2016-04-17 01:00 | 0 | 0 | 0 | 0 | 12.029 | 448.6 | 12.029 | 17.2208 | 3.6932 | 0 | 0 | 2.9872 | 14.2337 | 3.6932 | 0.4107 | 0 | 10.485 | 3.495 | 15.524 | 15.524 | 4.6913 | 1.3631 | 6.0544 | 0 | 6.0544
2016-04-17 02:00 | 0 | 0 | 0 | 0.511 | 11.489 | 448.6 | 12 | 17.1793 | 3.6843 | 0 | 0 | 2.8717 | 14.3077 | 3.6843 | 0.40773 | 0 | 10.079 | 3.3597 | 14.8487 | 15.3597 | 4.4807 | 1.3103 | 5.791 | 0.19929 | 5.9903
2016-04-17 03:00 | 0 | 0 | 0 | 0.707 | 11.293 | 448.6 | 12 | 17.1793 | 3.6843 | 0 | 0 | 2.8662 | 14.3132 | 3.6843 | 0.40758 | 0 | 10.06 | 3.3533 | 14.6463 | 15.3533 | 4.4043 | 1.3078 | 5.7121 | 0.27573 | 5.9878
2016-04-17 04:00 | 0 | 0 | 0 | 1.715 | 10.285 | 448.6 | 12 | 17.1793 | 3.6843 | 0 | 0 | 2.832 | 14.3473 | 3.6843 | 0.40664 | 0 | 9.94 | 3.3133 | 13.5983 | 15.3133 | 4.0111 | 1.2922 | 5.3034 | 0.66885 | 5.9722
2016-04-17 05:00 | 0 | 0 | 2.358 | 0 | 9.642 | 450.6279 | 12 | 17.1793 | 3.6843 | 0 | 0 | 0 | 17.1793 | 3.6843 | 0.329 | 0 | 0 | 0 | 9.642 | 9.642 | 3.7604 | 0 | 3.7604 | 0 | 3.7604
2016-04-17 06:00 | 0 | 0 | 2.638 | 1.7764e-15 | 9.362 | 452.8966 | 12 | 17.1793 | 3.6843 | 0 | 0 | 0 | 17.1793 | 3.6843 | 0.329 | 0 | 0 | 0 | 9.362 | 9.362 | 3.6512 | 0 | 3.6512 | 6.9278e-16 | 3.6512
2016-04-17 07:00 | 0.001 | 0 | 0 | 3.985 | 8.016 | 452.8966 | 12 | 17.1793 | 3.6843 | 0 | 0 | 0 | 17.1793 | 3.6843 | 0.329 | 0 | 0 | 0 | 8.016 | 12.001 | 3.1262 | 0 | 3.1262 | 1.5541 | 4.6804
2016-04-17 08:00 | 0.014 | 0 | 0 | 4.666 | 7.348 | 452.8966 | 12 | 17.1793 | 3.6843 | 0 | 0 | 0 | 17.1793 | 3.6843 | 0.329 | 0 | 0 | 0 | 7.348 | 12.014 | 2.8657 | 0 | 2.8657 | 1.8197 | 4.6855
2016-04-17 09:00 | 0.059 | 0 | 4.693 | 0 | 7.366 | 456.9325 | 12 | 17.1793 | 3.6843 | 0 | 0 | 11.845 | 5.3343 | 3.6843 | 0.65375 | 71.07 | 0 | 0 | 7.366 | 7.366 | 2.8727 | 0 | 2.8727 | 0 | 2.8727
2016-04-17 10:00 | 0.09 | 0 | 3.992 | 0.79902 | 7.299 | 460.3656 | 12 | 17.1793 | 3.6843 | 0 | 0 | 11.8407 | 5.3387 | 3.6843 | 0.65363 | 71.044 | 0 | 0 | 7.299 | 8.098 | 2.8466 | 0 | 2.8466 | 0.31162 | 3.1582
2016-04-17 11:00 | 0.114 | 0 | 0 | 4.561 | 7.553 | 460.3656 | 12 | 17.1793 | 3.6843 | 0 | 0 | 11.8195 | 5.3598 | 3.6843 | 0.65305 | 70.917 | 0 | 0 | 7.553 | 12.114 | 2.9457 | 0 | 2.9457 | 1.7788 | 4.7245
2016-04-17 12:00 | 0.117 | 0 | 4.226 | 0 | 7.891 | 464 | 12 | 17.1793 | 3.6843 | 0 | 0 | 14.2098 | 2.9695 | 3.6843 | 0.71859 | 70.387 | 8.7 | 2.9 | 10.791 | 10.791 | 3.0775 | 1.131 | 4.2085 | 0 | 4.2085
2016-04-17 13:00 | 0.125 | 0 | 0 | 3.889 | 8.236 | 464 | 12 | 17.1793 | 3.6843 | 0 | 0 | 14.6677 | 2.5117 | 3.6843 | 0.73114 | 69.37 | 10.902 | 3.634 | 11.87 | 15.759 | 3.212 | 1.4173 | 4.6293 | 1.5167 | 6.146
2016-04-17 14:00 | 0.125 | 0 | 0 | 3.052 | 9.073 | 464 | 12 | 17.1793 | 3.6843 | 0 | 0 | 3.8077 | 13.3717 | 3.6843 | 0.43339 | 0 | 13.365 | 4.455 | 13.528 | 16.58 | 3.5385 | 1.7374 | 5.2759 | 1.1903 | 6.4662
2016-04-17 15:00 | 0.143 | 0 | 0 | 3.154 | 8.989 | 464 | 12 | 17.1793 | 3.6843 | 0 | 0 | 15.6218 | 1.5575 | 3.6843 | 0.7573 | 67.251 | 15.491 | 5.1637 | 14.1527 | 17.3067 | 3.5057 | 2.0138 | 5.5195 | 1.2301 | 6.7496
2016-04-17 16:00 | 0.12 | 0 | 0 | 3.245 | 8.875 | 464 | 12 | 17.1793 | 3.6843 | 0 | 0 | 15.9762 | 1.2032 | 3.6843 | 0.76701 | 66.464 | 17.195 | 5.7317 | 14.6067 | 17.8517 | 3.4613 | 2.2353 | 5.6966 | 1.2655 | 6.9621
2016-04-17 17:00 | 0.049 | 0 | 0 | 3.589 | 8.46 | 464 | 12 | 17.1793 | 3.6843 | 0 | 0 | 10.9915 | 6.1878 | 3.6843 | 0.63035 | 65.949 | 0 | 0 | 8.46 | 12.049 | 3.2994 | 0 | 3.2994 | 1.3997 | 4.6991
2016-04-17 18:00 | 0.01 | 0 | 0 | 2.96 | 9.05 | 464 | 12 | 17.1793 | 3.6843 | 0 | 0 | 10.9525 | 6.2268 | 3.6843 | 0.62928 | 65.715 | 0 | 0 | 9.05 | 12.01 | 3.5295 | 0 | 3.5295 | 1.1544 | 4.6839
2016-04-17 19:00 | 0 | 0 | 0 | 0 | 13.779 | 464 | 13.779 | 19.7262 | 4.2305 | 0 | 0 | 10.9628 | 8.7633 | 4.2305 | 0.59076 | 65.777 | 0 | 0 | 13.779 | 13.779 | 5.3738 | 0 | 5.3738 | 0 | 5.3738
2016-04-17 20:00 | 0 | 3.443 | 0 | 0 | 18.443 | 459.9965 | 15 | 21.4742 | 4.6053 | 0 | 0 | 0 | 21.4742 | 4.6053 | 0.329 | 0 | 0 | 0 | 18.443 | 18.443 | 7.1928 | 0 | 7.1928 | 0 | 7.1928
2016-04-17 21:00 | 0 | 4.385 | 0 | 0 | 19.385 | 454.8977 | 15 | 21.4742 | 4.6053 | 0 | 0 | 0 | 21.4742 | 4.6053 | 0.329 | 0 | 0 | 0 | 19.385 | 19.385 | 7.5602 | 0 | 7.5602 | 0 | 7.5602
2016-04-17 22:00 | 0 | 3.3 | 0 | 0 | 18.3 | 451.0605 | 15 | 21.4742 | 4.6053 | 0 | 0 | 0 | 21.4742 | 4.6053 | 0.329 | 0 | 0 | 0 | 18.3 | 18.3 | 7.137 | 0 | 7.137 | 0 | 7.137
2016-04-17 23:00 | 0 | 0.562 | 0 | 0 | 15.562 | 450.407 | 15 | 21.4742 | 4.6053 | 0 | 0 | 0 | 21.4742 | 4.6053 | 0.329 | 0 | 0 | 0 | 15.562 | 15.562 | 6.0692 | 0 | 6.0692 | 0 | 6.0692
2016-04-18 | 0 | 0 | 0 | 0 | 13.384 | 450.407 | 13.384 | 19.1607 | 4.1092 | 0 | 0 | 3.2747 | 15.886 | 4.1092 | 0.4095 | 0 | 11.494 | 3.8313 | 17.2153 | 17.2153 | 5.2198 | 1.4942 | 6.714 | 0 | 6.714
2016-04-18 01:00 | 0 | 0 | 0 | 0.189 | 11.811 | 450.407 | 12 | 17.1793 | 3.6843 | 0 | 0 | 3.1163 | 14.063 | 3.6843 | 0.41444 | 0 | 10.938 | 3.646 | 15.457 | 15.646 | 4.6063 | 1.4219 | 6.0282 | 0.07371 | 6.1019
2016-04-18 02:00 | 0 | 0 | 0 | 1.094 | 10.906 | 450.407 | 12 | 17.1793 | 3.6843 | 0 | 0 | 2.9275 | 14.2518 | 3.6843 | 0.40926 | 0 | 10.276 | 3.4253 | 14.3313 | 15.4253 | 4.2533 | 1.3359 | 5.5892 | 0.42666 | 6.0159
2016-04-18 03:00 | 0 | 0 | 0 | 1.607 | 10.393 | 450.407 | 12 | 17.1793 | 3.6843 | 0 | 0 | 2.7365 | 14.4428 | 3.6843 | 0.40403 | 0 | 9.605 | 3.2017 | 13.5947 | 15.2017 | 4.0533 | 1.2487 | 5.3019 | 0.62673 | 5.9287
2016-04-18 04:00 | 0 | 0 | 0 | 1.991 | 10.009 | 450.407 | 12 | 17.1793 | 3.6843 | 0 | 0 | 2.571 | 14.6083 | 3.6843 | 0.39949 | 0 | 9.024 | 3.008 | 13.017 | 15.008 | 3.9035 | 1.1731 | 5.0766 | 0.77649 | 5.8531
2016-04-18 05:00 | 0 | 0 | 0 | 2.488 | 9.512 | 450.407 | 12 | 17.1793 | 3.6843 | 0 | 0 | 0 | 17.1793 | 3.6843 | 0.329 | 0 | 0 | 0 | 9.512 | 12 | 3.7097 | 0 | 3.7097 | 0.97032 | 4.68
2016-04-18 06:00 | 0 | 0 | 0 | 2.459 | 9.541 | 450.407 | 12 | 17.1793 | 3.6843 | 0 | 0 | 0 | 17.1793 | 3.6843 | 0.329 | 0 | 0 | 0 | 9.541 | 12 | 3.721 | 0 | 3.721 | 0.95901 | 4.68
2016-04-18 07:00 | 0.001 | 0 | 0 | 4.003 | 7.998 | 450.407 | 12 | 17.1793 | 3.6843 | 0 | 0 | 0 | 17.1793 | 3.6843 | 0.329 | 0 | 0 | 0 | 7.998 | 12.001 | 3.1192 | 0 | 3.1192 | 1.5612 | 4.6804
2016-04-18 08:00 | 0.014 | 0 | 0 | 4.615 | 7.399 | 450.407 | 12 | 17.1793 | 3.6843 | 0 | 0 | 0 | 17.1793 | 3.6843 | 0.329 | 0 | 0 | 0 | 7.399 | 12.014 | 2.8856 | 0 | 2.8856 | 1.7998 | 4.6855
2016-04-18 09:00 | 0.072 | 0 | 0 | 4.99 | 7.082 | 450.407 | 12 | 17.1793 | 3.6843 | 0 | 0 | 11.9543 | 5.225 | 3.6843 | 0.65675 | 71.726 | 0 | 0 | 7.082 | 12.072 | 2.762 | 0 | 2.762 | 1.9461 | 4.7081
2016-04-18 10:00 | 0.111 | 0 | 3.7008 | 1.3822 | 7.028 | 453.5897 | 12 | 17.1793 | 3.6843 | 0 | 0 | 11.9623 | 5.217 | 3.6843 | 0.65697 | 71.774 | 0 | 0 | 7.028 | 8.4102 | 2.7409 | 0 | 2.7409 | 0.53904 | 3.28
2016-04-18 11:00 | 0.146 | 0 | 0 | 4.751 | 7.395 | 453.5897 | 12 | 17.1793 | 3.6843 | 0 | 0 | 11.9538 | 5.2255 | 3.6843 | 0.65673 | 71.723 | 0 | 0 | 7.395 | 12.146 | 2.884 | 0 | 2.884 | 1.8529 | 4.7369
2016-04-18 12:00 | 0.15 | 0 | 4.071 | 1.7764e-15 | 8.079 | 457.0908 | 12 | 17.1793 | 3.6843 | 0 | 0 | 13.911 | 3.2683 | 3.6843 | 0.71039 | 71.051 | 7.263 | 2.421 | 10.5 | 10.5 | 3.1508 | 0.94419 | 4.095 | 6.9278e-16 | 4.095
2016-04-18 13:00 | 0.145 | 0 | 0 | 3.632 | 8.513 | 457.0908 | 12 | 17.1793 | 3.6843 | 0 | 0 | 14.4575 | 2.7218 | 3.6843 | 0.72538 | 69.837 | 9.891 | 3.297 | 11.81 | 15.442 | 3.3201 | 1.2858 | 4.6059 | 1.4165 | 6.0224
2016-04-18 14:00 | 0.154 | 0 | 0 | 3.233 | 8.921 | 457.0908 | 12 | 17.1793 | 3.6843 | 0 | 0 | 3.5877 | 13.5917 | 3.6843 | 0.42736 | 0 | 12.592 | 4.1973 | 13.1183 | 16.3513 | 3.4792 | 1.637 | 5.1162 | 1.2609 | 6.377
2016-04-18 15:00 | 0.127 | 0 | 2.724 | 0 | 9.403 | 459.4334 | 12 | 17.1793 | 3.6843 | 0 | 0 | 15.4137 | 1.7657 | 3.6843 | 0.75159 | 67.713 | 14.489 | 4.8297 | 14.2327 | 14.2327 | 3.6672 | 1.8836 | 5.5507 | 0 | 5.5507
2016-04-18 16:00 | 0.113 | 0 | 2.677 | 0 | 9.436 | 461.7356 | 12 | 17.1793 | 3.6843 | 0 | 0 | 15.757 | 1.4223 | 3.6843 | 0.761 | 66.951 | 16.141 | 5.3803 | 14.8163 | 14.8163 | 3.68 | 2.0983 | 5.7784 | 0 | 5.7784
2016-04-18 17:00 | 0.027 | 0 | 0 | 3.049 | 8.978 | 461.7356 | 12 | 17.1793 | 3.6843 | 0 | 0 | 11.0913 | 6.088 | 3.6843 | 0.63309 | 66.548 | 0 | 0 | 8.978 | 12.027 | 3.5014 | 0 | 3.5014 | 1.1891 | 4.6905
2016-04-18 18:00 | 0.009 | 0 | 2.633 | 0 | 9.376 | 464 | 12 | 17.1793 | 3.6843 | 0 | 0 | 11.0507 | 6.1287 | 3.6843 | 0.63197 | 66.304 | 0 | 0 | 9.376 | 9.376 | 3.6566 | 0 | 3.6566 | 0 | 3.6566
2016-04-18 19:00 | 0 | 0 | 0 | 0 | 14.96 | 464 | 14.96 | 21.4169 | 4.593 | 0 | 0 | 11.0563 | 10.3606 | 4.593 | 0.57215 | 66.338 | 0 | 0 | 14.96 | 14.96 | 5.8344 | 0 | 5.8344 | 0 | 5.8344
2016-04-18 20:00 | 0 | 4.707 | 0 | 0 | 19.707 | 458.5267 | 15 | 21.4742 | 4.6053 | 0 | 0 | 0 | 21.4742 | 4.6053 | 0.329 | 0 | 0 | 0 | 19.707 | 19.707 | 7.6857 | 0 | 7.6857 | 0 | 7.6857
2016-04-18 21:00 | 0 | 5.27 | 0 | 0 | 20.27 | 452.3988 | 15 | 21.4742 | 4.6053 | 0 | 0 | 0 | 21.4742 | 4.6053 | 0.329 | 0 | 0 | 0 | 20.27 | 20.27 | 7.9053 | 0 | 7.9053 | 0 | 7.9053
2016-04-18 22:00 | 0 | 3.876 | 0 | 0 | 18.876 | 447.8919 | 15 | 21.4742 | 4.6053 | 0 | 0 | 0 | 21.4742 | 4.6053 | 0.329 | 0 | 0 | 0 | 18.876 | 18.876 | 7.3616 | 0 | 7.3616 | 0 | 7.3616
2016-04-18 23:00 | 0 | 0.726 | 0 | 0 | 15.726 | 447.0477 | 15 | 21.4742 | 4.6053 | 0 | 0 | 0 | 21.4742 | 4.6053 | 0.329 | 0 | 0 | 0 | 15.726 | 15.726 | 6.1331 | 0 | 6.1331 | 0 | 6.1331
2016-04-19 | 0 | 0 | 0 | 0 | 12.974 | 447.0477 | 12.974 | 18.5737 | 3.9833 | 0 | 0 | 2.8212 | 15.7526 | 3.9833 | 0.40054 | 0 | 9.902 | 3.3007 | 16.2747 | 16.2747 | 5.0599 | 1.2873 | 6.3471 | 0 | 6.3471
2016-04-19 01:00 | 0 | 0 | 0 | 0.549 | 11.451 | 447.0477 | 12 | 17.1793 | 3.6843 | 0 | 0 | 2.6735 | 14.5058 | 3.6843 | 0.4023 | 0 | 9.384 | 3.128 | 14.579 | 15.128 | 4.4659 | 1.2199 | 5.6858 | 0.21411 | 5.8999
2016-04-19 02:00 | 0 | 0 | 0 | 1.444 | 10.556 | 447.0477 | 12 | 17.1793 | 3.6843 | 0 | 0 | 2.5212 | 14.6582 | 3.6843 | 0.39812 | 0 | 8.849 | 2.9497 | 13.5057 | 14.9497 | 4.1168 | 1.1504 | 5.2672 | 0.56316 | 5.8304
2016-04-19 03:00 | 0 | 0 | 0 | 1.585 | 10.415 | 447.0477 | 12 | 17.1793 | 3.6843 | 0 | 0 | 2.3717 | 14.8077 | 3.6843 | 0.39402 | 0 | 8.325 | 2.775 | 13.19 | 14.775 | 4.0618 | 1.0822 | 5.1441 | 0.61815 | 5.7623
2016-04-19 04:00 | 0 | 0 | 0 | 1.989 | 10.011 | 447.0477 | 12 | 17.1793 | 3.6843 | 0 | 0 | 2.2273 | 14.952 | 3.6843 | 0.39007 | 0 | 7.818 | 2.606 | 12.617 | 14.606 | 3.9043 | 1.0163 | 4.9206 | 0.77571 | 5.6963
2016-04-19 05:00 | 0 | 0 | 0 | 1.919 | 10.081 | 447.0477 | 12 | 17.1793 | 3.6843 | 0 | 0 | 0 | 17.1793 | 3.6843 | 0.329 | 0 | 0 | 0 | 10.081 | 12 | 3.9316 | 0 | 3.9316 | 0.74841 | 4.68
2016-04-19 06:00 | 0 | 0 | 0 | 1.97 | 10.03 | 447.0477 | 12 | 17.1793 | 3.6843 | 0 | 0 | 0 | 17.1793 | 3.6843 | 0.329 | 0 | 0 | 0 | 10.03 | 12 | 3.9117 | 0 | 3.9117 | 0.7683 | 4.68
2016-04-19 07:00 | 0.001 | 0 | 0 | 3.601 | 8.4 | 447.0477 | 12 | 17.1793 | 3.6843 | 0 | 0 | 0 | 17.1793 | 3.6843 | 0.329 | 0 | 0 | 0 | 8.4 | 12.001 | 3.276 | 0 | 3.276 | 1.4044 | 4.6804
2016-04-19 08:00 | 0.015 | 0 | 0 | 4.325 | 7.69 | 447.0477 | 12 | 17.1793 | 3.6843 | 0 | 0 | 0 | 17.1793 | 3.6843 | 0.329 | 0 | 0 | 0 | 7.69 | 12.015 | 2.9991 | 0 | 2.9991 | 1.6868 | 4.6859
2016-04-19 09:00 | 0.066 | 0 | 0.75001 | 4.076 | 7.24 | 447.6927 | 12 | 17.1793 | 3.6843 | 0 | 0 | 11.8108 | 5.3685 | 3.6843 | 0.65281 | 70.865 | 0 | 0 | 7.24 | 11.316 | 2.8236 | 0 | 2.8236 | 1.5896 | 4.4132
2016-04-19 10:00 | 0.1 | 0 | 0 | 4.704 | 7.396 | 447.6927 | 12 | 17.1793 | 3.6843 | 0 | 0 | 11.8042 | 5.3752 | 3.6843 | 0.65263 | 70.825 | 0 | 0 | 7.396 | 12.1 | 2.8844 | 0 | 2.8844 | 1.8346 | 4.719
2016-04-19 11:00 | 0.142 | 0 | 3.947 | 0 | 8.195 | 451.0871 | 12 | 17.1793 | 3.6843 | 0 | 0 | 11.7572 | 5.4222 | 3.6843 | 0.65134 | 70.543 | 0 | 0 | 8.195 | 8.195 | 3.1961 | 0 | 3.1961 | 0 | 3.1961
2016-04-19 12:00 | 0.168 | 0 | 3.783 | 0 | 8.385 | 454.3405 | 12 | 17.1793 | 3.6843 | 0 | 0 | 14.4162 | 2.7632 | 3.6843 | 0.72424 | 69.929 | 9.693 | 3.231 | 11.616 | 11.616 | 3.2702 | 1.2601 | 4.5302 | 0 | 4.5302
2016-04-19 13:00 | 0.164 | 0 | 0 | 3.424 | 8.74 | 454.3405 | 12 | 17.1793 | 3.6843 | 0 | 0 | 14.618 | 2.5613 | 3.6843 | 0.72978 | 69.48 | 10.663 | 3.5543 | 12.2943 | 15.7183 | 3.4086 | 1.3862 | 4.7948 | 1.3354 | 6.1302
2016-04-19 14:00 | 0.159 | 0 | 2.707 | 0 | 9.452 | 456.6685 | 12 | 17.1793 | 3.6843 | 0 | 0 | 3.3255 | 13.8538 | 3.6843 | 0.42017 | 0 | 11.672 | 3.8907 | 13.3427 | 13.3427 | 3.6863 | 1.5174 | 5.2036 | 0 | 5.2036
2016-04-19 15:00 | 0.141 | 0 | 2.711 | 0 | 9.43 | 459 | 12 | 17.1793 | 3.6843 | 0 | 0 | 14.93 | 2.2493 | 3.6843 | 0.73833 | 68.788 | 12.164 | 4.0547 | 13.4847 | 13.4847 | 3.6777 | 1.5813 | 5.259 | 0 | 5.259
2016-04-19 16:00 | 0.117 | 0 | 2.919 | 0 | 9.198 | 461.5103 | 12 | 17.1793 | 3.6843 | 0 | 0 | 14.9797 | 2.1997 | 3.6843 | 0.73969 | 68.677 | 12.402 | 4.134 | 13.332 | 13.332 | 3.5872 | 1.6123 | 5.1995 | 0 | 5.1995
2016-04-19 17:00 | 0.027 | 0 | 2.895 | 0 | 9.132 | 464 | 12 | 17.1793 | 3.6843 | 0 | 0 | 11.4213 | 5.758 | 3.6843 | 0.64213 | 68.528 | 0 | 0 | 9.132 | 9.132 | 3.5615 | 0 | 3.5615 | 0 | 3.5615
2016-04-19 18:00 | 0.005 | 0 | 0 | 1.967 | 10.038 | 464 | 12 | 17.1793 | 3.6843 | 0 | 0 | 11.3757 | 5.8037 | 3.6843 | 0.64088 | 68.254 | 0 | 0 | 10.038 | 12.005 | 3.9148 | 0 | 3.9148 | 0.76713 | 4.6819
2016-04-19 19:00 | 0 | 0 | 0 | 0 | 14.993 | 464 | 14.993 | 21.4641 | 4.6032 | 0 | 0 | 11.313 | 10.1511 | 4.6032 | 0.57725 | 67.878 | 0 | 0 | 14.993 | 14.993 | 5.8473 | 0 | 5.8473 | 0 | 5.8473
2016-04-19 20:00 | 0 | 3.493 | 0 | 0 | 18.493 | 459.9384 | 15 | 21.4742 | 4.6053 | 0 | 0 | 0 | 21.4742 | 4.6053 | 0.329 | 0 | 0 | 0 | 18.493 | 18.493 | 7.2123 | 0 | 7.2123 | 0 | 7.2123
2016-04-19 21:00 | 0 | 4.094 | 0 | 0 | 19.094 | 455.1779 | 15 | 21.4742 | 4.6053 | 0 | 0 | 0 | 21.4742 | 4.6053 | 0.329 | 0 | 0 | 0 | 19.094 | 19.094 | 7.4467 | 0 | 7.4467 | 0 | 7.4467
2016-04-19 22:00 | 0 | 3.067 | 0 | 0 | 18.067 | 451.6116 | 15 | 21.4742 | 4.6053 | 0 | 0 | 0 | 21.4742 | 4.6053 | 0.329 | 0 | 0 | 0 | 18.067 | 18.067 | 7.0461 | 0 | 7.0461 | 0 | 7.0461
2016-04-19 23:00 | 0 | 0.551 | 0 | 0 | 15.551 | 450.9709 | 15 | 21.4742 | 4.6053 | 0 | 0 | 0 | 21.4742 | 4.6053 | 0.329 | 0 | 0 | 0 | 15.551 | 15.551 | 6.0649 | 0 | 6.0649 | 0 | 6.0649
2016-04-20 | 0 | 0 | 0 | 0 | 12.603 | 450.9709 | 12.603 | 18.0426 | 3.8694 | 0 | 0 | 2.5448 | 15.4978 | 3.8694 | 0.39543 | 0 | 8.933 | 2.9777 | 15.5807 | 15.5807 | 4.9152 | 1.1613 | 6.0765 | 0 | 6.0765
2016-04-20 01:00 | 0 | 0 | 0 | 0.426 | 11.574 | 450.9709 | 12 | 17.1793 | 3.6843 | 0 | 0 | 2.3928 | 14.7865 | 3.6843 | 0.3946 | 0 | 8.399 | 2.7997 | 14.3737 | 14.7997 | 4.5139 | 1.0919 | 5.6057 | 0.16614 | 5.7719
2016-04-20 02:00 | 0 | 0 | 0 | 0.742 | 11.258 | 450.9709 | 12 | 17.1793 | 3.6843 | 0 | 0 | 2.2508 | 14.9285 | 3.6843 | 0.39071 | 0 | 7.901 | 2.6337 | 13.8917 | 14.6337 | 4.3906 | 1.0271 | 5.4177 | 0.28938 | 5.7071
2016-04-20 03:00 | 0 | 0 | 0 | 1.57 | 10.43 | 450.9709 | 12 | 17.1793 | 3.6843 | 0 | 0 | 2.1428 | 15.0365 | 3.6843 | 0.38775 | 0 | 7.521 | 2.507 | 12.937 | 14.507 | 4.0677 | 0.97773 | 5.0454 | 0.6123 | 5.6577
2016-04-20 04:00 | 0 | 0 | 0 | 1.487 | 10.513 | 450.9709 | 12 | 17.1793 | 3.6843 | 0 | 0 | 2.0605 | 15.1188 | 3.6843 | 0.38549 | 0 | 7.232 | 2.4107 | 12.9237 | 14.4107 | 4.1001 | 0.94016 | 5.0402 | 0.57993 | 5.6202
2016-04-20 05:00 | 0 | 0 | 0 | 1.864 | 10.136 | 450.9709 | 12 | 17.1793 | 3.6843 | 0 | 0 | 0 | 17.1793 | 3.6843 | 0.329 | 0 | 0 | 0 | 10.136 | 12 | 3.953 | 0 | 3.953 | 0.72696 | 4.68
2016-04-20 06:00 | 0 | 0 | 2.53 | 0 | 9.47 | 453.1467 | 12 | 17.1793 | 3.6843 | 0 | 0 | 0 | 17.1793 | 3.6843 | 0.329 | 0 | 0 | 0 | 9.47 | 9.47 | 3.6933 | 0 | 3.6933 | 0 | 3.6933
2016-04-20 07:00 | 0.001 | 0 | 0 | 3.716 | 8.285 | 453.1467 | 12 | 17.1793 | 3.6843 | 0 | 0 | 0 | 17.1793 | 3.6843 | 0.329 | 0 | 0 | 0 | 8.285 | 12.001 | 3.2311 | 0 | 3.2311 | 1.4492 | 4.6804
2016-04-20 08:00 | 0.014 | 0 | 0 | 4.25 | 7.764 | 453.1467 | 12 | 17.1793 | 3.6843 | 0 | 0 | 0 | 17.1793 | 3.6843 | 0.329 | 0 | 0 | 0 | 7.764 | 12.014 | 3.028 | 0 | 3.028 | 1.6575 | 4.6855
2016-04-20 09:00 | 0.054 | 0 | 0 | 4.661 | 7.393 | 453.1467 | 12 | 17.1793 | 3.6843 | 0 | 0 | 11.9257 | 5.2537 | 3.6843 | 0.65596 | 71.554 | 0 | 0 | 7.393 | 12.054 | 2.8833 | 0 | 2.8833 | 1.8178 | 4.7011
2016-04-20 10:00 | 0.081 | 0 | 4.6461 | 0.069919 | 7.365 | 457.1424 | 12 | 17.1793 | 3.6843 | 0 | 0 | 11.925 | 5.2543 | 3.6843 | 0.65594 | 71.55 | 0 | 0 | 7.365 | 7.4349 | 2.8723 | 0 | 2.8723 | 0.027268 | 2.8996
2016-04-20 11:00 | 0.089 | 0 | 0 | 4.607 | 7.482 | 457.1424 | 12 | 17.1793 | 3.6843 | 0 | 0 | 11.9127 | 5.2667 | 3.6843 | 0.65561 | 71.476 | 0 | 0 | 7.482 | 12.089 | 2.918 | 0 | 2.918 | 1.7967 | 4.7147
2016-04-20 12:00 | 0.088 | 0 | 4.01 | 0 | 8.078 | 460.591 | 12 | 17.1793 | 3.6843 | 0 | 0 | 13.945 | 3.2343 | 3.6843 | 0.71133 | 70.975 | 7.426 | 2.4753 | 10.5533 | 10.5533 | 3.1504 | 0.96538 | 4.1158 | 0 | 4.1158
2016-04-20 13:00 | 0.091 | 0 | 3.964 | 0 | 8.127 | 464 | 12 | 17.1793 | 3.6843 | 0 | 0 | 14.2273 | 2.952 | 3.6843 | 0.71907 | 70.348 | 8.785 | 2.9283 | 11.0553 | 11.0553 | 3.1695 | 1.1421 | 4.3116 | 0 | 4.3116
2016-04-20 14:00 | 0.086 | 0 | 0 | 3.099 | 8.987 | 464 | 12 | 17.1793 | 3.6843 | 0 | 0 | 3.005 | 14.1743 | 3.6843 | 0.41139 | 0 | 10.548 | 3.516 | 12.503 | 15.602 | 3.5049 | 1.3712 | 4.8762 | 1.2086 | 6.0848
2016-04-20 15:00 | 0.076 | 0 | 0 | 2.535 | 9.541 | 464 | 12 | 17.1793 | 3.6843 | 0 | 0 | 14.9537 | 2.2257 | 3.6843 | 0.73898 | 68.735 | 12.277 | 4.0923 | 13.6333 | 16.1683 | 3.721 | 1.596 | 5.317 | 0.98865 | 6.3056
2016-04-20 16:00 | 0.073 | 0 | 0 | 2.292 | 9.781 | 464 | 12 | 17.1793 | 3.6843 | 0 | 0 | 15.2175 | 1.9618 | 3.6843 | 0.74621 | 68.149 | 13.546 | 4.5153 | 14.2963 | 16.5883 | 3.8146 | 1.761 | 5.5756 | 0.89388 | 6.4695
2016-04-20 17:00 | 0.024 | 0 | 0 | 2.257 | 9.767 | 464 | 12 | 17.1793 | 3.6843 | 0 | 0 | 11.3088 | 5.8705 | 3.6843 | 0.63905 | 67.853 | 0 | 0 | 9.767 | 12.024 | 3.8091 | 0 | 3.8091 | 0.88023 | 4.6894
2016-04-20 18:00 | 0.006 | 0 | 0 | 2.026 | 9.98 | 464 | 12 | 17.1793 | 3.6843 | 0 | 0 | 11.2968 | 5.8825 | 3.6843 | 0.63872 | 67.781 | 0 | 0 | 9.98 | 12.006 | 3.8922 | 0 | 3.8922 | 0.79014 | 4.6823
2016-04-20 19:00 | 0 | 0.615 | 0 | 0 | 15.615 | 463.2849 | 15 | 21.4742 | 4.6053 | 0 | 0 | 11.3215 | 10.1527 | 4.6053 | 0.57732 | 67.929 | 0 | 0 | 15.615 | 15.615 | 6.0899 | 0 | 6.0899 | 0 | 6.0899
2016-04-20 20:00 | 0 | 4.145 | 0 | 0 | 19.145 | 458.4651 | 15 | 21.4742 | 4.6053 | 0 | 0 | 0 | 21.4742 | 4.6053 | 0.329 | 0 | 0 | 0 | 19.145 | 19.145 | 7.4665 | 0 | 7.4665 | 0 | 7.4665
2016-04-20 21:00 | 0 | 5.019 | 0 | 0 | 20.019 | 452.6291 | 15 | 21.4742 | 4.6053 | 0 | 0 | 0 | 21.4742 | 4.6053 | 0.329 | 0 | 0 | 0 | 20.019 | 20.019 | 7.8074 | 0 | 7.8074 | 0 | 7.8074
2016-04-20 22:00 | 0 | 3.044 | 0 | 0 | 18.044 | 449.0895 | 15 | 21.4742 | 4.6053 | 0 | 0 | 0 | 21.4742 | 4.6053 | 0.329 | 0 | 0 | 0 | 18.044 | 18.044 | 7.0372 | 0 | 7.0372 | 0 | 7.0372
2016-04-20 23:00 | 0 | 0.443 | 0 | 0 | 15.443 | 448.5744 | 15 | 21.4742 | 4.6053 | 0 | 0 | 0 | 21.4742 | 4.6053 | 0.329 | 0 | 0 | 0 | 15.443 | 15.443 | 6.0228 | 0 | 6.0228 | 0 | 6.0228
2016-04-21 | 0 | 0 | 0 | 0 | 13.074 | 448.5744 | 13.074 | 18.7169 | 4.014 | 0 | 0 | 2.4162 | 16.3007 | 4.014 | 0.3898 | 0 | 8.481 | 2.827 | 15.901 | 15.901 | 5.0989 | 1.1025 | 6.2014 | 0 | 6.2014
2016-04-21 01:00 | 0 | 0 | 0 | 0.51 | 11.49 | 448.5744 | 12 | 17.1793 | 3.6843 | 0 | 0 | 2.184 | 14.9953 | 3.6843 | 0.38888 | 0 | 7.666 | 2.5553 | 14.0453 | 14.5553 | 4.4811 | 0.99658 | 5.4777 | 0.1989 | 5.6766
2016-04-21 02:00 | 0 | 0 | 0 | 0.777 | 11.223 | 448.5744 | 12 | 17.1793 | 3.6843 | 0 | 0 | 2.047 | 15.1323 | 3.6843 | 0.38512 | 0 | 7.185 | 2.395 | 13.618 | 14.395 | 4.377 | 0.93405 | 5.311 | 0.30303 | 5.614
2016-04-21 03:00 | 0 | 0 | 0 | 1.125 | 10.875 | 448.5744 | 12 | 17.1793 | 3.6843 | 0 | 0 | 2.0053 | 15.174 | 3.6843 | 0.38398 | 0 | 7.039 | 2.3463 | 13.2213 | 14.3463 | 4.2412 | 0.91507 | 5.1563 | 0.43875 | 5.5951
2016-04-21 04:00 | 0 | 0 | 0 | 1.454 | 10.546 | 448.5744 | 12 | 17.1793 | 3.6843 | 0 | 0 | 1.9628 | 15.2165 | 3.6843 | 0.38281 | 0 | 6.89 | 2.2967 | 12.8427 | 14.2967 | 4.1129 | 0.8957 | 5.0086 | 0.56706 | 5.5757
2016-04-21 05:00 | 0 | 0 | 0 | 1.578 | 10.422 | 448.5744 | 12 | 17.1793 | 3.6843 | 0 | 0 | 0 | 17.1793 | 3.6843 | 0.329 | 0 | 0 | 0 | 10.422 | 12 | 4.0646 | 0 | 4.0646 | 0.61542 | 4.68
2016-04-21 06:00 | 0 | 0 | 0 | 1.579 | 10.421 | 448.5744 | 12 | 17.1793 | 3.6843 | 0 | 0 | 0 | 17.1793 | 3.6843 | 0.329 | 0 | 0 | 0 | 10.421 | 12 | 4.0642 | 0 | 4.0642 | 0.61581 | 4.68
2016-04-21 07:00 | 0.001 | 0 | 2.974 | 0 | 9.027 | 451.1321 | 12 | 17.1793 | 3.6843 | 0 | 0 | 0 | 17.1793 | 3.6843 | 0.329 | 0 | 0 | 0 | 9.027 | 9.027 | 3.5205 | 0 | 3.5205 | 0 | 3.5205
2016-04-21 08:00 | 0.014 | 0 | 4.19 | 0 | 7.824 | 454.7355 | 12 | 17.1793 | 3.6843 | 0 | 0 | 0 | 17.1793 | 3.6843 | 0.329 | 0 | 0 | 0 | 7.824 | 7.824 | 3.0514 | 0 | 3.0514 | 0 | 3.0514
2016-04-21 09:00 | 0.055 | 0 | 0 | 4.724 | 7.331 | 454.7355 | 12 | 17.1793 | 3.6843 | 0 | 0 | 12.0123 | 5.167 | 3.6843 | 0.65834 | 72.074 | 0 | 0 | 7.331 | 12.055 | 2.8591 | 0 | 2.8591 | 1.8424 | 4.7015
2016-04-21 10:00 | 0.085 | 0 | 0 | 4.523 | 7.562 | 454.7355 | 12 | 17.1793 | 3.6843 | 0 | 0 | 12.0337 | 5.1457 | 3.6843 | 0.65892 | 72.202 | 0 | 0 | 7.562 | 12.085 | 2.9492 | 0 | 2.9492 | 1.764 | 4.7131
2016-04-21 11:00 | 0.145 | 0 | 0 | 4.434 | 7.711 | 454.7355 | 12 | 17.1793 | 3.6843 | 0 | 0 | 12.0178 | 5.1615 | 3.6843 | 0.65849 | 72.107 | 0 | 0 | 7.711 | 12.145 | 3.0073 | 0 | 3.0073 | 1.7293 | 4.7366
2016-04-21 12:00 | 0.157 | 0 | 0 | 4.391 | 7.766 | 454.7355 | 12 | 17.1793 | 3.6843 | 0 | 0 | 13.5818 | 3.5975 | 3.6843 | 0.70137 | 71.782 | 5.68 | 1.8933 | 9.6593 | 14.0503 | 3.0287 | 0.7384 | 3.7671 | 1.7125 | 5.4796
2016-04-21 13:00 | 0.163 | 0 | 0 | 4.427 | 7.736 | 454.7355 | 12 | 17.1793 | 3.6843 | 0 | 0 | 13.8017 | 3.3777 | 3.6843 | 0.7074 | 71.294 | 6.737 | 2.2457 | 9.9817 | 14.4087 | 3.017 | 0.87581 | 3.8929 | 1.7265 | 5.6194
2016-04-21 14:00 | 0.162 | 0 | 0 | 3.369 | 8.793 | 454.7355 | 12 | 17.1793 | 3.6843 | 0 | 0 | 2.5017 | 14.6777 | 3.6843 | 0.39759 | 0 | 8.781 | 2.927 | 11.72 | 15.089 | 3.4293 | 1.1415 | 4.5708 | 1.3139 | 5.8847
2016-04-21 15:00 | 0.111 | 0 | 3.435 | 0 | 8.676 | 457.6896 | 12 | 17.1793 | 3.6843 | 0 | 0 | 14.7137 | 2.4657 | 3.6843 | 0.7324 | 69.268 | 11.124 | 3.708 | 12.384 | 12.384 | 3.3836 | 1.4461 | 4.8298 | 0 | 4.8298
2016-04-21 16:00 | 0.068 | 0 | 0 | 3.161 | 8.907 | 457.6896 | 12 | 17.1793 | 3.6843 | 0 | 0 | 15.0715 | 2.1078 | 3.6843 | 0.74221 | 68.473 | 12.844 | 4.2813 | 13.1883 | 16.3493 | 3.4737 | 1.6697 | 5.1434 | 1.2328 | 6.3762
2016-04-21 17:00 | 0.012 | 0 | 0 | 3.268 | 8.744 | 457.6896 | 12 | 17.1793 | 3.6843 | 0 | 0 | 11.337 | 5.8423 | 3.6843 | 0.63982 | 68.022 | 0 | 0 | 8.744 | 12.012 | 3.4102 | 0 | 3.4102 | 1.2745 | 4.6847
2016-04-21 18:00 | 0.003 | 0 | 3.007 | 0 | 8.996 | 460.2756 | 12 | 17.1793 | 3.6843 | 0 | 0 | 11.3115 | 5.8678 | 3.6843 | 0.63912 | 67.869 | 0 | 0 | 8.996 | 8.996 | 3.5084 | 0 | 3.5084 | 0 | 3.5084
2016-04-21 19:00 | 0 | 0 | 0 | 0 | 14.236 | 460.2756 | 14.236 | 20.3804 | 4.3708 | 0 | 0 | 11.3302 | 9.0502 | 4.3708 | 0.59084 | 67.981 | 0 | 0 | 14.236 | 14.236 | 5.552 | 0 | 5.552 | 0 | 5.552
2016-04-21 20:00 | 0 | 3.396 | 0 | 0 | 18.396 | 456.3267 | 15 | 21.4742 | 4.6053 | 0 | 0 | 0 | 21.4742 | 4.6053 | 0.329 | 0 | 0 | 0 | 18.396 | 18.396 | 7.1744 | 0 | 7.1744 | 0 | 7.1744
2016-04-21 21:00 | 0 | 4.433 | 0 | 0 | 19.433 | 451.1721 | 15 | 21.4742 | 4.6053 | 0 | 0 | 0 | 21.4742 | 4.6053 | 0.329 | 0 | 0 | 0 | 19.433 | 19.433 | 7.5789 | 0 | 7.5789 | 0 | 7.5789
2016-04-21 22:00 | 0 | 3.992 | 0 | 0 | 18.992 | 446.5302 | 15 | 21.4742 | 4.6053 | 0 | 0 | 0 | 21.4742 | 4.6053 | 0.329 | 0 | 0 | 0 | 18.992 | 18.992 | 7.4069 | 0 | 7.4069 | 0 | 7.4069
2016-04-21 23:00 | 0 | 1.604 | 0 | 0 | 16.604 | 444.6651 | 15 | 21.4742 | 4.6053 | 0 | 0 | 0 | 21.4742 | 4.6053 | 0.329 | 0 | 0 | 0 | 16.604 | 16.604 | 6.4756 | 0 | 6.4756 | 0 | 6.4756
2016-04-22 | 0 | 0 | 0 | 0 | 13.926 | 444.6651 | 13.926 | 19.9366 | 4.2756 | 0 | 0 | 2.3808 | 17.5558 | 4.2756 | 0.38525 | 0 | 8.357 | 2.7857 | 16.7117 | 16.7117 | 5.4311 | 1.0864 | 6.5175 | 0 | 6.5175
2016-04-22 01:00 | 0 | 0 | 0 | 0 | 12.155 | 444.6651 | 12.155 | 17.4012 | 3.7318 | 0 | 0 | 2.1993 | 15.2019 | 3.7318 | 0.38853 | 0 | 7.719 | 2.573 | 14.728 | 14.728 | 4.7405 | 1.0035 | 5.7439 | 0 | 5.7439
2016-04-22 02:00 | 0 | 0 | 0 | 0.397 | 11.603 | 444.6651 | 12 | 17.1793 | 3.6843 | 0 | 0 | 2.0645 | 15.1148 | 3.6843 | 0.3856 | 0 | 7.246 | 2.4153 | 14.0183 | 14.4153 | 4.5252 | 0.94198 | 5.4672 | 0.15483 | 5.622
2016-04-22 03:00 | 0 | 0 | 0 | 1.465 | 10.535 | 444.6651 | 12 | 17.1793 | 3.6843 | 0 | 0 | 1.979 | 15.2003 | 3.6843 | 0.38326 | 0 | 6.946 | 2.3153 | 12.8503 | 14.3153 | 4.1086 | 0.90298 | 5.0116 | 0.57135 | 5.583
2016-04-22 04:00 | 0 | 0 | 0 | 1.693 | 10.307 | 444.6651 | 12 | 17.1793 | 3.6843 | 0 | 0 | 1.892 | 15.2873 | 3.6843 | 0.38087 | 0 | 6.641 | 2.2137 | 12.5207 | 14.2137 | 4.0197 | 0.86333 | 4.8831 | 0.66027 | 5.5433
2016-04-22 05:00 | 0 | 0 | 0 | 1.894 | 10.106 | 444.6651 | 12 | 17.1793 | 3.6843 | 0 | 0 | 0 | 17.1793 | 3.6843 | 0.329 | 0 | 0 | 0 | 10.106 | 12 | 3.9413 | 0 | 3.9413 | 0.73866 | 4.68
2016-04-22 06:00 | 0 | 0 | 0 | 1.931 | 10.069 | 444.6651 | 12 | 17.1793 | 3.6843 | 0 | 0 | 0 | 17.1793 | 3.6843 | 0.329 | 0 | 0 | 0 | 10.069 | 12 | 3.9269 | 0 | 3.9269 | 0.75309 | 4.68
2016-04-22 07:00 | 0.001 | 0 | 0 | 3.433 | 8.568 | 444.6651 | 12 | 17.1793 | 3.6843 | 0 | 0 | 0 | 17.1793 | 3.6843 | 0.329 | 0 | 0 | 0 | 8.568 | 12.001 | 3.3415 | 0 | 3.3415 | 1.3389 | 4.6804
2016-04-22 08:00 | 0.016 | 0 | 0 | 4.064 | 7.952 | 444.6651 | 12 | 17.1793 | 3.6843 | 0 | 0 | 0 | 17.1793 | 3.6843 | 0.329 | 0 | 0 | 0 | 7.952 | 12.016 | 3.1013 | 0 | 3.1013 | 1.585 | 4.6862
2016-04-22 09:00 | 0.055 | 0 | 3.4404 | 1.1316 | 7.483 | 447.6239 | 12 | 17.1793 | 3.6843 | 0 | 0 | 11.9538 | 5.2255 | 3.6843 | 0.65673 | 71.723 | 0 | 0 | 7.483 | 8.6146 | 2.9184 | 0 | 2.9184 | 0.44131 | 3.3597
2016-04-22 10:00 | 0.089 | 0 | 4.324 | 0 | 7.765 | 451.3425 | 12 | 17.1793 | 3.6843 | 0 | 0 | 11.9593 | 5.22 | 3.6843 | 0.65689 | 71.756 | 0 | 0 | 7.765 | 7.765 | 3.0284 | 0 | 3.0284 | 0 | 3.0284
2016-04-22 11:00 | 0.118 | 0 | 0 | 4.664 | 7.454 | 451.3425 | 12 | 17.1793 | 3.6843 | 0 | 0 | 11.9105 | 5.2688 | 3.6843 | 0.65555 | 71.463 | 0 | 0 | 7.454 | 12.118 | 2.9071 | 0 | 2.9071 | 1.819 | 4.726
2016-04-22 12:00 | 0.121 | 0 | 4.345 | 0 | 7.776 | 455.0792 | 12 | 17.1793 | 3.6843 | 0 | 0 | 14.12 | 3.0593 | 3.6843 | 0.71612 | 70.587 | 8.268 | 2.756 | 10.532 | 10.532 | 3.0326 | 1.0748 | 4.1075 | 0 | 4.1075
2016-04-22 13:00 | 0.114 | 0 | 4.151 | 0 | 7.963 | 458.6491 | 12 | 17.1793 | 3.6843 | 0 | 0 | 14.5833 | 2.596 | 3.6843 | 0.72883 | 69.558 | 10.496 | 3.4987 | 11.4617 | 11.4617 | 3.1056 | 1.3645 | 4.47 | 0 | 4.47
2016-04-22 14:00 | 0.1 | 0 | 0 | 3.13 | 8.97 | 458.6491 | 12 | 17.1793 | 3.6843 | 0 | 0 | 3.6605 | 13.5188 | 3.6843 | 0.42936 | 0 | 12.848 | 4.2827 | 13.2527 | 16.3827 | 3.4983 | 1.6702 | 5.1685 | 1.2207 | 6.3892
2016-04-22 15:00 | 0.092 | 0 | 3.014 | 0 | 9.078 | 461.2411 | 12 | 17.1793 | 3.6843 | 0 | 0 | 15.4777 | 1.7017 | 3.6843 | 0.75335 | 67.571 | 14.797 | 4.9323 | 14.0103 | 14.0103 | 3.5404 | 1.9236 | 5.464 | 0 | 5.464
2016-04-22 16:00 | 0.072 | 0 | 0 | 3.13 | 8.942 | 461.2411 | 12 | 17.1793 | 3.6843 | 0 | 0 | 15.75 | 1.4293 | 3.6843 | 0.76081 | 66.966 | 16.107 | 5.369 | 14.311 | 17.441 | 3.4874 | 2.0939 | 5.5813 | 1.2207 | 6.802
2016-04-22 17:00 | 0.022 | 0 | 3.208 | 1.7764e-15 | 8.814 | 464 | 12 | 17.1793 | 3.6843 | 0 | 0 | 11.1458 | 6.0335 | 3.6843 | 0.63458 | 66.875 | 0 | 0 | 8.814 | 8.814 | 3.4375 | 0 | 3.4375 | 6.9278e-16 | 3.4375
2016-04-22 18:00 | 0.003 | 0 | 0 | 2.468 | 9.535 | 464 | 12 | 17.1793 | 3.6843 | 0 | 0 | 11.187 | 5.9923 | 3.6843 | 0.63571 | 67.122 | 0 | 0 | 9.535 | 12.003 | 3.7186 | 0 | 3.7186 | 0.96252 | 4.6812
2016-04-22 19:00 | 0 | 0 | 0 | 0 | 14.345 | 464 | 14.345 | 20.5365 | 4.4042 | 0 | 0 | 11.2495 | 9.287 | 4.4042 | 0.58701 | 67.497 | 0 | 0 | 14.345 | 14.345 | 5.5946 | 0 | 5.5946 | 0 | 5.5946
2016-04-22 20:00 | 0 | 3.636 | 0 | 0 | 18.636 | 459.7721 | 15 | 21.4742 | 4.6053 | 0 | 0 | 0 | 21.4742 | 4.6053 | 0.329 | 0 | 0 | 0 | 18.636 | 18.636 | 7.268 | 0 | 7.268 | 0 | 7.268
2016-04-22 21:00 | 0 | 4.517 | 0 | 0 | 19.517 | 454.5198 | 15 | 21.4742 | 4.6053 | 0 | 0 | 0 | 21.4742 | 4.6053 | 0.329 | 0 | 0 | 0 | 19.517 | 19.517 | 7.6116 | 0 | 7.6116 | 0 | 7.6116
2016-04-22 22:00 | 0 | 3.953 | 0 | 0 | 18.953 | 449.9233 | 15 | 21.4742 | 4.6053 | 0 | 0 | 0 | 21.4742 | 4.6053 | 0.329 | 0 | 0 | 0 | 18.953 | 18.953 | 7.3917 | 0 | 7.3917 | 0 | 7.3917
2016-04-22 23:00 | 0 | 0.507 | 0 | 0 | 15.507 | 449.3337 | 15 | 21.4742 | 4.6053 | 0 | 0 | 0 | 21.4742 | 4.6053 | 0.329 | 0 | 0 | 0 | 15.507 | 15.507 | 6.0477 | 0 | 6.0477 | 0 | 6.0477
2016-04-23 | 0 | 0 | 0 | 0 | 12.701 | 449.3337 | 12.701 | 18.1829 | 3.8995 | 0 | 0 | 2.3797 | 15.8032 | 3.8995 | 0.39064 | 0 | 8.353 | 2.7843 | 15.4853 | 15.4853 | 4.9534 | 1.0859 | 6.0393 | 0 | 6.0393
2016-04-23 01:00 | 0 | 0 | 0 | 0.721 | 11.279 | 449.3337 | 12 | 17.1793 | 3.6843 | 0 | 0 | 2.1282 | 15.0512 | 3.6843 | 0.38735 | 0 | 7.47 | 2.49 | 13.769 | 14.49 | 4.3988 | 0.9711 | 5.3699 | 0.28119 | 5.6511
2016-04-23 02:00 | 0 | 0 | 0 | 1.208 | 10.792 | 449.3337 | 12 | 17.1793 | 3.6843 | 0 | 0 | 1.938 | 15.2413 | 3.6843 | 0.38213 | 0 | 6.802 | 2.2673 | 13.0593 | 14.2673 | 4.2089 | 0.88426 | 5.0931 | 0.47112 | 5.5643
2016-04-23 03:00 | 0 | 0 | 0 | 0.921 | 11.079 | 449.3337 | 12 | 17.1793 | 3.6843 | 0 | 0 | 1.7437 | 15.4357 | 3.6843 | 0.37681 | 0 | 6.121 | 2.0403 | 13.1193 | 14.0403 | 4.3208 | 0.79573 | 5.1165 | 0.35919 | 5.4757
2016-04-23 04:00 | 0 | 0 | 0 | 1.323 | 10.677 | 449.3337 | 12 | 17.1793 | 3.6843 | 0 | 0 | 1.5593 | 15.62 | 3.6843 | 0.37175 | 0 | 5.473 | 1.8243 | 12.5013 | 13.8243 | 4.164 | 0.71149 | 4.8755 | 0.51597 | 5.3915
2016-04-23 05:00 | 0 | 0 | 0 | 1.574 | 10.426 | 449.3337 | 12 | 17.1793 | 3.6843 | 0 | 0 | 0 | 17.1793 | 3.6843 | 0.329 | 0 | 0 | 0 | 10.426 | 12 | 4.0661 | 0 | 4.0661 | 0.61386 | 4.68
2016-04-23 06:00 | 0 | 0 | 2.081 | 0 | 9.919 | 451.1234 | 12 | 17.1793 | 3.6843 | 0 | 0 | 0 | 17.1793 | 3.6843 | 0.329 | 0 | 0 | 0 | 9.919 | 9.919 | 3.8684 | 0 | 3.8684 | 0 | 3.8684
2016-04-23 07:00 | 0.001 | 0 | 0 | 3.807 | 8.194 | 451.1234 | 12 | 17.1793 | 3.6843 | 0 | 0 | 0 | 17.1793 | 3.6843 | 0.329 | 0 | 0 | 0 | 8.194 | 12.001 | 3.1957 | 0 | 3.1957 | 1.4847 | 4.6804
2016-04-23 08:00 | 0.028 | 0 | 0 | 4.37 | 7.658 | 451.1234 | 12 | 17.1793 | 3.6843 | 0 | 0 | 0 | 17.1793 | 3.6843 | 0.329 | 0 | 0 | 0 | 7.658 | 12.028 | 2.9866 | 0 | 2.9866 | 1.7043 | 4.6909
2016-04-23 09:00 | 0.086 | 0 | 4.599 | 0 | 7.487 | 455.0785 | 12 | 17.1793 | 3.6843 | 0 | 0 | 12.0965 | 5.0828 | 3.6843 | 0.66065 | 72.579 | 0 | 0 | 7.487 | 7.487 | 2.9199 | 0 | 2.9199 | 0 | 2.9199
2016-04-23 10:00 | 0.127 | 0 | 0.5251 | 4.2949 | 7.307 | 455.5301 | 12 | 17.1793 | 3.6843 | 0 | 0 | 12.1185 | 5.0608 | 3.6843 | 0.66125 | 72.711 | 0 | 0 | 7.307 | 11.6019 | 2.8497 | 0 | 2.8497 | 1.675 | 4.5247
2016-04-23 11:00 | 0.154 | 0 | 0 | 4.552 | 7.602 | 455.5301 | 12 | 17.1793 | 3.6843 | 0 | 0 | 12.0763 | 5.103 | 3.6843 | 0.66009 | 72.458 | 0 | 0 | 7.602 | 12.154 | 2.9648 | 0 | 2.9648 | 1.7753 | 4.7401
2016-04-23 12:00 | 0.166 | 0 | 0 | 4.103 | 8.063 | 455.5301 | 12 | 17.1793 | 3.6843 | 0 | 0 | 13.727 | 3.4523 | 3.6843 | 0.70535 | 71.459 | 6.378 | 2.126 | 10.189 | 14.292 | 3.1446 | 0.82914 | 3.9737 | 1.6002 | 5.5739
2016-04-23 13:00 | 0.158 | 0 | 0 | 3.614 | 8.544 | 455.5301 | 12 | 17.1793 | 3.6843 | 0 | 0 | 14.2423 | 2.937 | 3.6843 | 0.71948 | 70.315 | 8.856 | 2.952 | 11.496 | 15.11 | 3.3322 | 1.1513 | 4.4834 | 1.4095 | 5.8929
2016-04-23 14:00 | 0.149 | 0 | 0 | 2.97 | 9.179 | 455.5301 | 12 | 17.1793 | 3.6843 | 0 | 0 | 3.2723 | 13.907 | 3.6843 | 0.41872 | 0 | 11.486 | 3.8287 | 13.0077 | 15.9777 | 3.5798 | 1.4932 | 5.073 | 1.1583 | 6.2313
2016-04-23 15:00 | 0.125 | 0 | 0 | 2.636 | 9.489 | 455.5301 | 12 | 17.1793 | 3.6843 | 0 | 0 | 15.2548 | 1.9245 | 3.6843 | 0.74724 | 68.066 | 13.726 | 4.5753 | 14.0643 | 16.7003 | 3.7007 | 1.7844 | 5.4851 | 1.028 | 6.5131
2016-04-23 16:00 | 0.092 | 0 | 0 | 2.248 | 9.844 | 455.5301 | 12 | 17.1793 | 3.6843 | 0 | 0 | 15.589 | 1.5903 | 3.6843 | 0.7564 | 67.324 | 15.333 | 5.111 | 14.955 | 17.203 | 3.8392 | 1.9933 | 5.8324 | 0.87672 | 6.7092
2016-04-23 17:00 | 0.053 | 0 | 0 | 2.725 | 9.328 | 455.5301 | 12 | 17.1793 | 3.6843 | 0 | 0 | 11.1545 | 6.0248 | 3.6843 | 0.63482 | 66.927 | 0 | 0 | 9.328 | 12.053 | 3.6379 | 0 | 3.6379 | 1.0628 | 4.7007
2016-04-23 18:00 | 0.011 | 0 | 0 | 1.829 | 10.182 | 455.5301 | 12 | 17.1793 | 3.6843 | 0 | 0 | 11.1168 | 6.0625 | 3.6843 | 0.63379 | 66.701 | 0 | 0 | 10.182 | 12.011 | 3.971 | 0 | 3.971 | 0.71331 | 4.6843
2016-04-23 19:00 | 0 | 0.121 | 0 | 0 | 15.121 | 455.3894 | 15 | 21.4742 | 4.6053 | 0 | 0 | 11.1275 | 10.3467 | 4.6053 | 0.57306 | 66.765 | 0 | 0 | 15.121 | 15.121 | 5.8972 | 0 | 5.8972 | 0 | 5.8972
2016-04-23 20:00 | 0 | 3.629 | 0 | 0 | 18.629 | 451.1696 | 15 | 21.4742 | 4.6053 | 0 | 0 | 0 | 21.4742 | 4.6053 | 0.329 | 0 | 0 | 0 | 18.629 | 18.629 | 7.2653 | 0 | 7.2653 | 0 | 7.2653
2016-04-23 21:00 | 0 | 3.774 | 0 | 0 | 18.774 | 446.7813 | 15 | 21.4742 | 4.6053 | 0 | 0 | 0 | 21.4742 | 4.6053 | 0.329 | 0 | 0 | 0 | 18.774 | 18.774 | 7.3219 | 0 | 7.3219 | 0 | 7.3219
2016-04-23 22:00 | 0 | 3.478 | 0 | 0 | 18.478 | 442.7371 | 15 | 21.4742 | 4.6053 | 0 | 0 | 0 | 21.4742 | 4.6053 | 0.329 | 0 | 0 | 0 | 18.478 | 18.478 | 7.2064 | 0 | 7.2064 | 0 | 7.2064
2016-04-23 23:00 | 0 | 0.712 | 0 | 0 | 15.712 | 441.9092 | 15 | 21.4742 | 4.6053 | 0 | 0 | 0 | 21.4742 | 4.6053 | 0.329 | 0 | 0 | 0 | 15.712 | 15.712 | 6.1277 | 0 | 6.1277 | 0 | 6.1277
2016-04-24 | 0 | 0 | 0 | 0 | 12.857 | 441.9092 | 12.857 | 18.4062 | 3.9474 | 0 | 0 | 2.5498 | 15.8564 | 3.9474 | 0.39425 | 0 | 8.95 | 2.9833 | 15.8403 | 15.8403 | 5.0142 | 1.1635 | 6.1777 | 0 | 6.1777
2016-04-24 01:00 | 0 | 0 | 0 | 0.766 | 11.234 | 441.9092 | 12 | 17.1793 | 3.6843 | 0 | 0 | 2.3665 | 14.8128 | 3.6843 | 0.39388 | 0 | 8.306 | 2.7687 | 14.0027 | 14.7687 | 4.3813 | 1.0798 | 5.461 | 0.29874 | 5.7598
2016-04-24 02:00 | 0 | 0 | 0 | 0.884 | 11.116 | 441.9092 | 12 | 17.1793 | 3.6843 | 0 | 0 | 2.1545 | 15.0248 | 3.6843 | 0.38807 | 0 | 7.562 | 2.5207 | 13.6367 | 14.5207 | 4.3352 | 0.98306 | 5.3183 | 0.34476 | 5.6631
2016-04-24 03:00 | 0 | 0 | 0 | 0.711 | 11.289 | 441.9092 | 12 | 17.1793 | 3.6843 | 0 | 0 | 1.9675 | 15.2118 | 3.6843 | 0.38294 | 0 | 6.906 | 2.302 | 13.591 | 14.302 | 4.4027 | 0.89778 | 5.3005 | 0.27729 | 5.5778
2016-04-24 04:00 | 0 | 0 | 0 | 1.153 | 10.847 | 441.9092 | 12 | 17.1793 | 3.6843 | 0 | 0 | 1.8617 | 15.3177 | 3.6843 | 0.38004 | 0 | 6.534 | 2.178 | 13.025 | 14.178 | 4.2303 | 0.84942 | 5.0797 | 0.44967 | 5.5294
2016-04-24 05:00 | 0 | 0 | 0 | 1.383 | 10.617 | 441.9092 | 12 | 17.1793 | 3.6843 | 0 | 0 | 0 | 17.1793 | 3.6843 | 0.329 | 0 | 0 | 0 | 10.617 | 12 | 4.1406 | 0 | 4.1406 | 0.53937 | 4.68
2016-04-24 06:00 | 0 | 0 | 2.05 | 0 | 9.95 | 443.6722 | 12 | 17.1793 | 3.6843 | 0 | 0 | 0 | 17.1793 | 3.6843 | 0.329 | 0 | 0 | 0 | 9.95 | 9.95 | 3.8805 | 0 | 3.8805 | 0 | 3.8805
2016-04-24 07:00 | 0.001 | 0 | 0 | 3.49 | 8.511 | 443.6722 | 12 | 17.1793 | 3.6843 | 0 | 0 | 0 | 17.1793 | 3.6843 | 0.329 | 0 | 0 | 0 | 8.511 | 12.001 | 3.3193 | 0 | 3.3193 | 1.3611 | 4.6804
2016-04-24 08:00 | 0.025 | 0 | 0 | 4.402 | 7.623 | 443.6722 | 12 | 17.1793 | 3.6843 | 0 | 0 | 0 | 17.1793 | 3.6843 | 0.329 | 0 | 0 | 0 | 7.623 | 12.025 | 2.973 | 0 | 2.973 | 1.7168 | 4.6898
2016-04-24 09:00 | 0.091 | 0 | 4.551 | 0 | 7.54 | 447.586 | 12 | 17.1793 | 3.6843 | 0 | 0 | 11.9418 | 5.2375 | 3.6843 | 0.65641 | 71.651 | 0 | 0 | 7.54 | 7.54 | 2.9406 | 0 | 2.9406 | 0 | 2.9406
2016-04-24 10:00 | 0.13 | 0 | 4.481 | 0 | 7.649 | 451.4397 | 12 | 17.1793 | 3.6843 | 0 | 0 | 11.9572 | 5.2222 | 3.6843 | 0.65683 | 71.743 | 0 | 0 | 7.649 | 7.649 | 2.9831 | 0 | 2.9831 | 0 | 2.9831
2016-04-24 11:00 | 0.151 | 0 | 3.945 | 0 | 8.206 | 454.8324 | 12 | 17.1793 | 3.6843 | 0 | 0 | 11.9292 | 5.2502 | 3.6843 | 0.65606 | 71.575 | 0 | 0 | 8.206 | 8.206 | 3.2003 | 0 | 3.2003 | 0 | 3.2003
2016-04-24 12:00 | 0.161 | 0 | 0 | 3.477 | 8.684 | 454.8324 | 12 | 17.1793 | 3.6843 | 0 | 0 | 13.9057 | 3.2737 | 3.6843 | 0.71025 | 71.063 | 7.237 | 2.4123 | 11.0963 | 14.5733 | 3.3868 | 0.94081 | 4.3276 | 1.356 | 5.6836
2016-04-24 13:00 | 0.165 | 0 | 2.706 | 0 | 9.459 | 457.1596 | 12 | 17.1793 | 3.6843 | 0 | 0 | 14.2318 | 2.9475 | 3.6843 | 0.71919 | 70.338 | 8.806 | 2.9353 | 12.3943 | 12.3943 | 3.689 | 1.1448 | 4.8338 | 0 | 4.8338
2016-04-24 14:00 | 0.162 | 0 | 0 | 2.411 | 9.751 | 457.1596 | 12 | 17.1793 | 3.6843 | 0 | 0 | 3.1887 | 13.9907 | 3.6843 | 0.41642 | 0 | 11.192 | 3.7307 | 13.4817 | 15.8927 | 3.8029 | 1.455 | 5.2578 | 0.94029 | 6.1981
2016-04-24 15:00 | 0.14 | 0 | 2.645 | 0 | 9.495 | 459.4343 | 12 | 17.1793 | 3.6843 | 0 | 0 | 15.206 | 1.9733 | 3.6843 | 0.7459 | 68.175 | 13.491 | 4.497 | 13.992 | 13.992 | 3.7031 | 1.7538 | 5.4569 | 0 | 5.4569
2016-04-24 16:00 | 0.111 | 0 | 2.582 | 0 | 9.529 | 461.6548 | 12 | 17.1793 | 3.6843 | 0 | 0 | 15.5693 | 1.61 | 3.6843 | 0.75586 | 67.368 | 15.238 | 5.0793 | 14.6083 | 14.6083 | 3.7163 | 1.9809 | 5.6973 | 0 | 5.6973
2016-04-24 17:00 | 0.051 | 0 | 2.727 | 0 | 9.324 | 464 | 12 | 17.1793 | 3.6843 | 0 | 0 | 11.1483 | 6.031 | 3.6843 | 0.63465 | 66.89 | 0 | 0 | 9.324 | 9.324 | 3.6364 | 0 | 3.6364 | 0 | 3.6364
2016-04-24 18:00 | 0.008 | 0 | 0 | 2.109 | 9.899 | 464 | 12 | 17.1793 | 3.6843 | 0 | 0 | 11.1217 | 6.0577 | 3.6843 | 0.63392 | 66.73 | 0 | 0 | 9.899 | 12.008 | 3.8606 | 0 | 3.8606 | 0.82251 | 4.6831
2016-04-24 19:00 | 0 | 0.281 | 0 | 0 | 15.281 | 463.6733 | 15 | 21.4742 | 4.6053 | 0 | 0 | 11.1307 | 10.3435 | 4.6053 | 0.57313 | 66.784 | 0 | 0 | 15.281 | 15.281 | 5.9596 | 0 | 5.9596 | 0 | 5.9596
2016-04-24 20:00 | 0 | 3.176 | 0 | 0 | 18.176 | 459.9802 | 15 | 21.4742 | 4.6053 | 0 | 0 | 0 | 21.4742 | 4.6053 | 0.329 | 0 | 0 | 0 | 18.176 | 18.176 | 7.0886 | 0 | 7.0886 | 0 | 7.0886
2016-04-24 21:00 | 0 | 3.775 | 0 | 0 | 18.775 | 455.5907 | 15 | 21.4742 | 4.6053 | 0 | 0 | 0 | 21.4742 | 4.6053 | 0.329 | 0 | 0 | 0 | 18.775 | 18.775 | 7.3222 | 0 | 7.3222 | 0 | 7.3222
2016-04-24 22:00 | 0 | 2.497 | 0 | 0 | 17.497 | 452.6872 | 15 | 21.4742 | 4.6053 | 0 | 0 | 0 | 21.4742 | 4.6053 | 0.329 | 0 | 0 | 0 | 17.497 | 17.497 | 6.8238 | 0 | 6.8238 | 0 | 6.8238
2016-04-24 23:00 | 0 | 0.571 | 0 | 0 | 15.571 | 452.0233 | 15 | 21.4742 | 4.6053 | 0 | 0 | 0 | 21.4742 | 4.6053 | 0.329 | 0 | 0 | 0 | 15.571 | 15.571 | 6.0727 | 0 | 6.0727 | 0 | 6.0727
2016-04-25 | 0 | 0 | 0 | 0 | 12.675 | 452.0233 | 12.675 | 18.1457 | 3.8915 | 0 | 0 | 2.7588 | 15.3868 | 3.8915 | 0.40061 | 0 | 9.684 | 3.228 | 15.903 | 15.903 | 4.9433 | 1.2589 | 6.2022 | 0 | 6.2022
2016-04-25 01:00 | 0 | 0 | 0 | 1.002 | 10.998 | 452.0233 | 12 | 17.1793 | 3.6843 | 0 | 0 | 2.6147 | 14.5647 | 3.6843 | 0.40069 | 0 | 9.177 | 3.059 | 14.057 | 15.059 | 4.2892 | 1.193 | 5.4822 | 0.39078 | 5.873
2016-04-25 02:00 | 0 | 0 | 0 | 1.343 | 10.657 | 452.0233 | 12 | 17.1793 | 3.6843 | 0 | 0 | 2.4918 | 14.6875 | 3.6843 | 0.39732 | 0 | 8.746 | 2.9153 | 13.5723 | 14.9153 | 4.1562 | 1.137 | 5.2932 | 0.52377 | 5.817
2016-04-25 03:00 | 0 | 0 | 0 | 0.773 | 11.227 | 452.0233 | 12 | 17.1793 | 3.6843 | 0 | 0 | 2.3937 | 14.7857 | 3.6843 | 0.39463 | 0 | 8.402 | 2.8007 | 14.0277 | 14.8007 | 4.3785 | 1.0923 | 5.4708 | 0.30147 | 5.7723
2016-04-25 04:00 | 0 | 0 | 0 | 1.303 | 10.697 | 452.0233 | 12 | 17.1793 | 3.6843 | 0 | 0 | 2.314 | 14.8653 | 3.6843 | 0.39244 | 0 | 8.122 | 2.7073 | 13.4043 | 14.7073 | 4.1718 | 1.0559 | 5.2277 | 0.50817 | 5.7359
2016-04-25 05:00 | 0 | 0 | 0 | 1.669 | 10.331 | 452.0233 | 12 | 17.1793 | 3.6843 | 0 | 0 | 0 | 17.1793 | 3.6843 | 0.329 | 0 | 0 | 0 | 10.331 | 12 | 4.0291 | 0 | 4.0291 | 0.65091 | 4.68
2016-04-25 06:00 | 0 | 0 | 0 | 2.165 | 9.835 | 452.0233 | 12 | 17.1793 | 3.6843 | 0 | 0 | 0 | 17.1793 | 3.6843 | 0.329 | 0 | 0 | 0 | 9.835 | 12 | 3.8357 | 0 | 3.8357 | 0.84435 | 4.68
2016-04-25 07:00 | 0.001 | 0 | 0 | 3.675 | 8.326 | 452.0233 | 12 | 17.1793 | 3.6843 | 0 | 0 | 0 | 17.1793 | 3.6843 | 0.329 | 0 | 0 | 0 | 8.326 | 12.001 | 3.2471 | 0 | 3.2471 | 1.4332 | 4.6804
2016-04-25 08:00 | 0.017 | 0 | 0 | 4.348 | 7.669 | 452.0233 | 12 | 17.1793 | 3.6843 | 0 | 0 | 0 | 17.1793 | 3.6843 | 0.329 | 0 | 0 | 0 | 7.669 | 12.017 | 2.9909 | 0 | 2.9909 | 1.6957 | 4.6866
2016-04-25 09:00 | 0.06 | 0 | 0 | 4.79 | 7.27 | 452.0233 | 12 | 17.1793 | 3.6843 | 0 | 0 | 11.9275 | 5.2518 | 3.6843 | 0.65601 | 71.565 | 0 | 0 | 7.27 | 12.06 | 2.8353 | 0 | 2.8353 | 1.8681 | 4.7034
2016-04-25 10:00 | 0.088 | 0 | 0 | 4.886 | 7.202 | 452.0233 | 12 | 17.1793 | 3.6843 | 0 | 0 | 11.9462 | 5.2332 | 3.6843 | 0.65652 | 71.677 | 0 | 0 | 7.202 | 12.088 | 2.8088 | 0 | 2.8088 | 1.9055 | 4.7143
2016-04-25 11:00 | 0.115 | 0 | 1.4034 | 2.9756 | 7.736 | 453.2302 | 12 | 17.1793 | 3.6843 | 0 | 0 | 11.8947 | 5.2847 | 3.6843 | 0.65511 | 71.368 | 0 | 0 | 7.736 | 10.7116 | 3.017 | 0 | 3.017 | 1.1605 | 4.1775
2016-04-25 12:00 | 0.133 | 0 | 4.18 | 0 | 7.953 | 456.825 | 12 | 17.1793 | 3.6843 | 0 | 0 | 14.1562 | 3.0232 | 3.6843 | 0.71711 | 70.506 | 8.442 | 2.814 | 10.767 | 10.767 | 3.1017 | 1.0975 | 4.1991 | 0 | 4.1991
2016-04-25 13:00 | 0.143 | 0 | 0 | 3.723 | 8.42 | 456.825 | 12 | 17.1793 | 3.6843 | 0 | 0 | 14.5923 | 2.587 | 3.6843 | 0.72907 | 69.538 | 10.54 | 3.5133 | 11.9333 | 15.6563 | 3.2838 | 1.3702 | 4.654 | 1.452 | 6.106
2016-04-25 14:00 | 0.116 | 0 | 0 | 3.066 | 9.05 | 456.825 | 12 | 17.1793 | 3.6843 | 0 | 0 | 3.69 | 13.4893 | 3.6843 | 0.43017 | 0 | 12.952 | 4.3173 | 13.3673 | 16.4333 | 3.5295 | 1.6838 | 5.2133 | 1.1957 | 6.409
2016-04-25 15:00 | 0.118 | 0 | 2.89 | 0 | 9.228 | 459.3104 | 12 | 17.1793 | 3.6843 | 0 | 0 | 15.516 | 1.6633 | 3.6843 | 0.7544 | 67.486 | 14.982 | 4.994 | 14.222 | 14.222 | 3.5989 | 1.9477 | 5.5466 | 0 | 5.5466
2016-04-25 16:00 | 0.092 | 0 | 2.605 | 0 | 9.487 | 461.5507 | 12 | 17.1793 | 3.6843 | 0 | 0 | 15.798 | 1.3813 | 3.6843 | 0.76213 | 66.86 | 16.338 | 5.446 | 14.933 | 14.933 | 3.6999 | 2.1239 | 5.8239 | 0 | 5.8239
2016-04-25 17:00 | 0.037 | 0 | 2.848 | 0 | 9.189 | 464 | 12 | 17.1793 | 3.6843 | 0 | 0 | 11.0775 | 6.1018 | 3.6843 | 0.63271 | 66.465 | 0 | 0 | 9.189 | 9.189 | 3.5837 | 0 | 3.5837 | 0 | 3.5837
2016-04-25 18:00 | 0.003 | 0 | 0 | 2.143 | 9.86 | 464 | 12 | 17.1793 | 3.6843 | 0 | 0 | 11.049 | 6.1303 | 3.6843 | 0.63193 | 66.294 | 0 | 0 | 9.86 | 12.003 | 3.8454 | 0 | 3.8454 | 0.83577 | 4.6812
2016-04-25 19:00 | 0 | 0.474 | 0 | 0 | 15.474 | 463.4488 | 15 | 21.4742 | 4.6053 | 0 | 0 | 11.0793 | 10.3948 | 4.6053 | 0.57201 | 66.476 | 0 | 0 | 15.474 | 15.474 | 6.0349 | 0 | 6.0349 | 0 | 6.0349
2016-04-25 20:00 | 0 | 4.038 | 0 | 0 | 19.038 | 458.7535 | 15 | 21.4742 | 4.6053 | 0 | 0 | 0 | 21.4742 | 4.6053 | 0.329 | 0 | 0 | 0 | 19.038 | 19.038 | 7.4248 | 0 | 7.4248 | 0 | 7.4248
2016-04-25 21:00 | 0 | 4.684 | 0 | 0 | 19.684 | 453.307 | 15 | 21.4742 | 4.6053 | 0 | 0 | 0 | 21.4742 | 4.6053 | 0.329 | 0 | 0 | 0 | 19.684 | 19.684 | 7.6768 | 0 | 7.6768 | 0 | 7.6768
2016-04-25 22:00 | 0 | 2.768 | 0 | 0 | 17.768 | 450.0884 | 15 | 21.4742 | 4.6053 | 0 | 0 | 0 | 21.4742 | 4.6053 | 0.329 | 0 | 0 | 0 | 17.768 | 17.768 | 6.9295 | 0 | 6.9295 | 0 | 6.9295
2016-04-25 23:00 | 0 | 0.508 | 0 | 0 | 15.508 | 449.4977 | 15 | 21.4742 | 4.6053 | 0 | 0 | 0 | 21.4742 | 4.6053 | 0.329 | 0 | 0 | 0 | 15.508 | 15.508 | 6.0481 | 0 | 6.0481 | 0 | 6.0481
2016-04-26 | 0 | 0 | 0 | 0 | 13.037 | 449.4977 | 13.037 | 18.6639 | 4.0026 | 0 | 0 | 2.7488 | 15.9151 | 4.0026 | 0.39837 | 0 | 9.649 | 3.2163 | 16.2533 | 16.2533 | 5.0844 | 1.2544 | 6.3388 | 0 | 6.3388
2016-04-26 01:00 | 0 | 0 | 0 | 0.819 | 11.181 | 449.4977 | 12 | 17.1793 | 3.6843 | 0 | 0 | 2.569 | 14.6103 | 3.6843 | 0.39943 | 0 | 9.017 | 3.0057 | 14.1867 | 15.0057 | 4.3606 | 1.1722 | 5.5328 | 0.31941 | 5.8522
2016-04-26 02:00 | 0 | 0 | 0 | 1.2 | 10.8 | 449.4977 | 12 | 17.1793 | 3.6843 | 0 | 0 | 2.3903 | 14.789 | 3.6843 | 0.39453 | 0 | 8.39 | 2.7967 | 13.5967 | 14.7967 | 4.212 | 1.0907 | 5.3027 | 0.468 | 5.7707
2016-04-26 03:00 | 0 | 0 | 0 | 1.661 | 10.339 | 449.4977 | 12 | 17.1793 | 3.6843 | 0 | 0 | 2.2917 | 14.8877 | 3.6843 | 0.39183 | 0 | 8.044 | 2.6813 | 13.0203 | 14.6813 | 4.0322 | 1.0457 | 5.0779 | 0.64779 | 5.7257
2016-04-26 04:00 | 0 | 0 | 0 | 1.953 | 10.047 | 449.4977 | 12 | 17.1793 | 3.6843 | 0 | 0 | 2.1922 | 14.9872 | 3.6843 | 0.3891 | 0 | 7.694 | 2.5647 | 12.6117 | 14.5647 | 3.9183 | 1.0002 | 4.9186 | 0.76167 | 5.6802
2016-04-26 05:00 | 0 | 0 | 0 | 2.273 | 9.727 | 449.4977 | 12 | 17.1793 | 3.6843 | 0 | 0 | 0 | 17.1793 | 3.6843 | 0.329 | 0 | 0 | 0 | 9.727 | 12 | 3.7935 | 0 | 3.7935 | 0.88647 | 4.68
2016-04-26 06:00 | 0 | 0 | 0 | 2.438 | 9.562 | 449.4977 | 12 | 17.1793 | 3.6843 | 0 | 0 | 0 | 17.1793 | 3.6843 | 0.329 | 0 | 0 | 0 | 9.562 | 12 | 3.7292 | 0 | 3.7292 | 0.95082 | 4.68
2016-04-26 07:00 | 0.001 | 0 | 0 | 3.989 | 8.012 | 449.4977 | 12 | 17.1793 | 3.6843 | 0 | 0 | 0 | 17.1793 | 3.6843 | 0.329 | 0 | 0 | 0 | 8.012 | 12.001 | 3.1247 | 0 | 3.1247 | 1.5557 | 4.6804
2016-04-26 08:00 | 0.017 | 0 | 0 | 4.56 | 7.457 | 449.4977 | 12 | 17.1793 | 3.6843 | 0 | 0 | 0 | 17.1793 | 3.6843 | 0.329 | 0 | 0 | 0 | 7.457 | 12.017 | 2.9082 | 0 | 2.9082 | 1.7784 | 4.6866
2016-04-26 09:00 | 0.056 | 0 | 0 | 4.886 | 7.17 | 449.4977 | 12 | 17.1793 | 3.6843 | 0 | 0 | 11.9207 | 5.2587 | 3.6843 | 0.65582 | 71.524 | 0 | 0 | 7.17 | 12.056 | 2.7963 | 0 | 2.7963 | 1.9055 | 4.7018
2016-04-26 10:00 | 0.082 | 0 | 3.5922 | 1.1158 | 7.374 | 452.5869 | 12 | 17.1793 | 3.6843 | 0 | 0 | 11.9277 | 5.2517 | 3.6843 | 0.65602 | 71.566 | 0 | 0 | 7.374 | 8.4898 | 2.8759 | 0 | 2.8759 | 0.43517 | 3.311
2016-04-26 11:00 | 0.097 | 0 | 0 | 4.736 | 7.361 | 452.5869 | 12 | 17.1793 | 3.6843 | 0 | 0 | 11.8815 | 5.2978 | 3.6843 | 0.65475 | 71.289 | 0 | 0 | 7.361 | 12.097 | 2.8708 | 0 | 2.8708 | 1.847 | 4.7178
2016-04-26 12:00 | 0.106 | 0 | 4.244 | 0 | 7.862 | 456.2368 | 12 | 17.1793 | 3.6843 | 0 | 0 | 14.2043 | 2.975 | 3.6843 | 0.71844 | 70.399 | 8.674 | 2.8913 | 10.7533 | 10.7533 | 3.0662 | 1.1276 | 4.1938 | 0 | 4.1938
2016-04-26 13:00 | 0.106 | 0 | 0 | 3.379 | 8.727 | 456.2368 | 12 | 17.1793 | 3.6843 | 0 | 0 | 14.707 | 2.4723 | 3.6843 | 0.73222 | 69.283 | 11.091 | 3.697 | 12.424 | 15.803 | 3.4035 | 1.4418 | 4.8454 | 1.3178 | 6.1632
2016-04-26 14:00 | 0.101 | 0 | 2.816 | 0 | 9.285 | 458.6585 | 12 | 17.1793 | 3.6843 | 0 | 0 | 3.9112 | 13.2682 | 3.6843 | 0.43623 | 0 | 13.728 | 4.576 | 13.861 | 13.861 | 3.6212 | 1.7846 | 5.4058 | 0 | 5.4058
2016-04-26 15:00 | 0.088 | 0 | 2.788 | 0 | 9.3 | 461.0562 | 12 | 17.1793 | 3.6843 | 0 | 0 | 15.616 | 1.5633 | 3.6843 | 0.75714 | 67.264 | 15.463 | 5.1543 | 14.4543 | 14.4543 | 3.627 | 2.0102 | 5.6372 | 0 | 5.6372
2016-04-26 16:00 | 0.07 | 0 | 0 | 3.326 | 8.744 | 461.0562 | 12 | 17.1793 | 3.6843 | 0 | 0 | 15.851 | 1.3283 | 3.6843 | 0.76358 | 66.742 | 16.593 | 5.531 | 14.275 | 17.601 | 3.4102 | 2.1571 | 5.5672 | 1.2971 | 6.8644
2016-04-26 17:00 | 0.021 | 0 | 3.423 | 0 | 8.598 | 464 | 12 | 17.1793 | 3.6843 | 0 | 0 | 11.038 | 6.1413 | 3.6843 | 0.63163 | 66.228 | 0 | 0 | 8.598 | 8.598 | 3.3532 | 0 | 3.3532 | 0 | 3.3532
2016-04-26 18:00 | 0.003 | 0 | 0 | 2.636 | 9.367 | 464 | 12 | 17.1793 | 3.6843 | 0 | 0 | 10.9965 | 6.1828 | 3.6843 | 0.63049 | 65.979 | 0 | 0 | 9.367 | 12.003 | 3.6531 | 0 | 3.6531 | 1.028 | 4.6812
2016-04-26 19:00 | 0 | 0 | 0 | 0 | 14.805 | 464 | 14.805 | 21.195 | 4.5455 | 0 | 0 | 11.0057 | 10.1893 | 4.5455 | 0.57357 | 66.034 | 0 | 0 | 14.805 | 14.805 | 5.774 | 0 | 5.774 | 0 | 5.774
2016-04-26 20:00 | 0 | 4.264 | 0 | 0 | 19.264 | 459.0419 | 15 | 21.4742 | 4.6053 | 0 | 0 | 0 | 21.4742 | 4.6053 | 0.329 | 0 | 0 | 0 | 19.264 | 19.264 | 7.513 | 0 | 7.513 | 0 | 7.513
2016-04-26 21:00 | 0 | 5.01 | 0 | 0 | 20.01 | 453.2163 | 15 | 21.4742 | 4.6053 | 0 | 0 | 0 | 21.4742 | 4.6053 | 0.329 | 0 | 0 | 0 | 20.01 | 20.01 | 7.8039 | 0 | 7.8039 | 0 | 7.8039
2016-04-26 22:00 | 0 | 4.081 | 0 | 0 | 19.081 | 448.4709 | 15 | 21.4742 | 4.6053 | 0 | 0 | 0 | 21.4742 | 4.6053 | 0.329 | 0 | 0 | 0 | 19.081 | 19.081 | 7.4416 | 0 | 7.4416 | 0 | 7.4416
2016-04-26 23:00 | 0 | 0.92 | 0 | 0 | 15.92 | 447.4012 | 15 | 21.4742 | 4.6053 | 0 | 0 | 0 | 21.4742 | 4.6053 | 0.329 | 0 | 0 | 0 | 15.92 | 15.92 | 6.2088 | 0 | 6.2088 | 0 | 6.2088
2016-04-27 | 0 | 0 | 0 | 0 | 12.933 | 447.4012 | 12.933 | 18.515 | 3.9707 | 0 | 0 | 2.8892 | 15.6259 | 3.9707 | 0.4025 | 0 | 10.141 | 3.3803 | 16.3133 | 16.3133 | 5.0439 | 1.3183 | 6.3622 | 0 | 6.3622
2016-04-27 01:00 | 0 | 0 | 0 | 0.627 | 11.373 | 447.4012 | 12 | 17.1793 | 3.6843 | 0 | 0 | 2.7217 | 14.4577 | 3.6843 | 0.40362 | 0 | 9.553 | 3.1843 | 14.5573 | 15.1843 | 4.4355 | 1.2419 | 5.6774 | 0.24453 | 5.9219
2016-04-27 02:00 | 0 | 0 | 0 | 1.3 | 10.7 | 447.4012 | 12 | 17.1793 | 3.6843 | 0 | 0 | 2.5742 | 14.6052 | 3.6843 | 0.39958 | 0 | 9.035 | 3.0117 | 13.7117 | 15.0117 | 4.173 | 1.1745 | 5.3476 | 0.507 | 5.8546
2016-04-27 03:00 | 0 | 0 | 0 | 1.724 | 10.276 | 447.4012 | 12 | 17.1793 | 3.6843 | 0 | 0 | 2.4163 | 14.763 | 3.6843 | 0.39525 | 0 | 8.482 | 2.8273 | 13.1033 | 14.8273 | 4.0076 | 1.1027 | 5.1103 | 0.67236 | 5.7827
2016-04-27 04:00 | 0 | 0 | 0 | 1.923 | 10.077 | 447.4012 | 12 | 17.1793 | 3.6843 | 0 | 0 | 2.2487 | 14.9307 | 3.6843 | 0.39065 | 0 | 7.893 | 2.631 | 12.708 | 14.631 | 3.93 | 1.0261 | 4.9561 | 0.74997 | 5.7061
2016-04-27 05:00 | 0 | 0 | 2.029 | 0 | 9.971 | 449.1461 | 12 | 17.1793 | 3.6843 | 0 | 0 | 0 | 17.1793 | 3.6843 | 0.329 | 0 | 0 | 0 | 9.971 | 9.971 | 3.8887 | 0 | 3.8887 | 0 | 3.8887
2016-04-27 06:00 | 0 | 0 | 2.012 | 0 | 9.988 | 450.8764 | 12 | 17.1793 | 3.6843 | 0 | 0 | 0 | 17.1793 | 3.6843 | 0.329 | 0 | 0 | 0 | 9.988 | 9.988 | 3.8953 | 0 | 3.8953 | 0 | 3.8953
2016-04-27 07:00 | 0.001 | 0 | 0 | 3.526 | 8.475 | 450.8764 | 12 | 17.1793 | 3.6843 | 0 | 0 | 0 | 17.1793 | 3.6843 | 0.329 | 0 | 0 | 0 | 8.475 | 12.001 | 3.3053 | 0 | 3.3053 | 1.3751 | 4.6804
2016-04-27 08:00 | 0.021 | 0 | 0 | 4.07 | 7.951 | 450.8764 | 12 | 17.1793 | 3.6843 | 0 | 0 | 0 | 17.1793 | 3.6843 | 0.329 | 0 | 0 | 0 | 7.951 | 12.021 | 3.1009 | 0 | 3.1009 | 1.5873 | 4.6882
2016-04-27 09:00 | 0.061 | 0 | 0 | 4.628 | 7.433 | 450.8764 | 12 | 17.1793 | 3.6843 | 0 | 0 | 11.9367 | 5.2427 | 3.6843 | 0.65626 | 71.62 | 0 | 0 | 7.433 | 12.061 | 2.8989 | 0 | 2.8989 | 1.8049 | 4.7038
2016-04-27 10:00 | 0.105 | 0 | 0 | 4.669 | 7.436 | 450.8764 | 12 | 17.1793 | 3.6843 | 0 | 0 | 11.9618 | 5.2175 | 3.6843 | 0.65695 | 71.771 | 0 | 0 | 7.436 | 12.105 | 2.9 | 0 | 2.9 | 1.8209 | 4.7209
2016-04-27 11:00 | 0.123 | 0 | 4.355 | 0 | 7.768 | 454.6217 | 12 | 17.1793 | 3.6843 | 0 | 0 | 11.9283 | 5.251 | 3.6843 | 0.65604 | 71.57 | 0 | 0 | 7.768 | 7.768 | 3.0295 | 0 | 3.0295 | 0 | 3.0295
2016-04-27 12:00 | 0.142 | 0 | 0 | 4.425 | 7.717 | 454.6217 | 12 | 17.1793 | 3.6843 | 0 | 0 | 14.1918 | 2.9875 | 3.6843 | 0.71809 | 70.427 | 8.613 | 2.871 | 10.588 | 15.013 | 3.0096 | 1.1197 | 4.1293 | 1.7257 | 5.8551
2016-04-27 13:00 | 0.147 | 0 | 0 | 3.733 | 8.414 | 454.6217 | 12 | 17.1793 | 3.6843 | 0 | 0 | 14.778 | 2.4013 | 3.6843 | 0.73416 | 69.125 | 11.433 | 3.811 | 12.225 | 15.958 | 3.2815 | 1.4863 | 4.7678 | 1.4559 | 6.2236
2016-04-27 14:00 | 0.14 | 0 | 0 | 3.027 | 9.113 | 454.6217 | 12 | 17.1793 | 3.6843 | 0 | 0 | 3.9465 | 13.2328 | 3.6843 | 0.4372 | 0 | 13.852 | 4.6173 | 13.7303 | 16.7573 | 3.5541 | 1.8008 | 5.3548 | 1.1805 | 6.5354
2016-04-27 15:00 | 0.119 | 0 | 2.81 | 0 | 9.309 | 457.0383 | 12 | 17.1793 | 3.6843 | 0 | 0 | 15.6695 | 1.5098 | 3.6843 | 0.75861 | 67.145 | 15.72 | 5.24 | 14.549 | 14.549 | 3.6305 | 2.0436 | 5.6741 | 0 | 5.6741
2016-04-27 16:00 | 0.098 | 0 | 2.798 | 0 | 9.3 | 459.4446 | 12 | 17.1793 | 3.6843 | 0 | 0 | 15.938 | 1.2413 | 3.6843 | 0.76597 | 66.549 | 17.011 | 5.6703 | 14.9703 | 14.9703 | 3.627 | 2.2114 | 5.8384 | 0 | 5.8384
2016-04-27 17:00 | 0.054 | 0 | 2.645 | 0 | 9.409 | 461.7193 | 12 | 17.1793 | 3.6843 | 0 | 0 | 11.0388 | 6.1405 | 3.6843 | 0.63165 | 66.233 | 0 | 0 | 9.409 | 9.409 | 3.6695 | 0 | 3.6695 | 0 | 3.6695
2016-04-27 18:00 | 0.011 | 0 | 2.205 | 0 | 9.806 | 463.6156 | 12 | 17.1793 | 3.6843 | 0 | 0 | 11.033 | 6.1463 | 3.6843 | 0.63149 | 66.198 | 0 | 0 | 9.806 | 9.806 | 3.8243 | 0 | 3.8243 | 0 | 3.8243
2016-04-27 19:00 | 0 | 0.998 | 0 | 0 | 15.998 | 462.4551 | 15 | 21.4742 | 4.6053 | 0 | 0 | 11.0613 | 10.4128 | 4.6053 | 0.57161 | 66.368 | 0 | 0 | 15.998 | 15.998 | 6.2392 | 0 | 6.2392 | 0 | 6.2392
2016-04-27 20:00 | 0 | 5.251 | 0 | 0 | 20.251 | 456.3493 | 15 | 21.4742 | 4.6053 | 0 | 0 | 0 | 21.4742 | 4.6053 | 0.329 | 0 | 0 | 0 | 20.251 | 20.251 | 7.8979 | 0 | 7.8979 | 0 | 7.8979
2016-04-27 21:00 | 0 | 4.937 | 0 | 0 | 19.937 | 450.6086 | 15 | 21.4742 | 4.6053 | 0 | 0 | 0 | 21.4742 | 4.6053 | 0.329 | 0 | 0 | 0 | 19.937 | 19.937 | 7.7754 | 0 | 7.7754 | 0 | 7.7754
2016-04-27 22:00 | 0 | 4.316 | 0 | 0 | 19.316 | 445.59 | 15 | 21.4742 | 4.6053 | 0 | 0 | 0 | 21.4742 | 4.6053 | 0.329 | 0 | 0 | 0 | 19.316 | 19.316 | 7.5332 | 0 | 7.5332 | 0 | 7.5332
2016-04-27 23:00 | 0 | 1.608 | 0 | 0 | 16.608 | 443.7203 | 15 | 21.4742 | 4.6053 | 0 | 0 | 0 | 21.4742 | 4.6053 | 0.329 | 0 | 0 | 0 | 16.608 | 16.608 | 6.4771 | 0 | 6.4771 | 0 | 6.4771
2016-04-28 | 0 | 0 | 0 | 0 | 14.002 | 443.7203 | 14.002 | 20.0454 | 4.2989 | 0 | 0 | 2.9763 | 17.0691 | 4.2989 | 0.39893 | 0 | 10.447 | 3.4823 | 17.4843 | 17.4843 | 5.4608 | 1.3581 | 6.8189 | 0 | 6.8189
2016-04-28 01:00 | 0 | 0 | 0 | 0 | 12.537 | 443.7203 | 12.537 | 17.9481 | 3.8491 | 0 | 0 | 2.8647 | 15.0834 | 3.8491 | 0.40418 | 0 | 10.055 | 3.3517 | 15.8887 | 15.8887 | 4.8894 | 1.3072 | 6.1966 | 0 | 6.1966
2016-04-28 02:00 | 0 | 0 | 0 | 0.512 | 11.488 | 443.7203 | 12 | 17.1793 | 3.6843 | 0 | 0 | 2.7423 | 14.437 | 3.6843 | 0.40419 | 0 | 9.625 | 3.2083 | 14.6963 | 15.2083 | 4.4803 | 1.2512 | 5.7316 | 0.19968 | 5.9313
2016-04-28 03:00 | 0 | 0 | 0 | 1.032 | 10.968 | 443.7203 | 12 | 17.1793 | 3.6843 | 0 | 0 | 2.6398 | 14.5395 | 3.6843 | 0.40138 | 0 | 9.266 | 3.0887 | 14.0567 | 15.0887 | 4.2775 | 1.2046 | 5.4821 | 0.40248 | 5.8846
2016-04-28 04:00 | 0 | 0 | 0 | 1.286 | 10.714 | 443.7203 | 12 | 17.1793 | 3.6843 | 0 | 0 | 2.5788 | 14.6005 | 3.6843 | 0.3997 | 0 | 9.051 | 3.017 | 13.731 | 15.017 | 4.1785 | 1.1766 | 5.3551 | 0.50154 | 5.8566
2016-04-28 05:00 | 0 | 0 | 0 | 1.526 | 10.474 | 443.7203 | 12 | 17.1793 | 3.6843 | 0 | 0 | 0 | 17.1793 | 3.6843 | 0.329 | 0 | 0 | 0 | 10.474 | 12 | 4.0849 | 0 | 4.0849 | 0.59514 | 4.68
2016-04-28 06:00 | 0 | 0 | 0 | 1.787 | 10.213 | 443.7203 | 12 | 17.1793 | 3.6843 | 0 | 0 | 0 | 17.1793 | 3.6843 | 0.329 | 0 | 0 | 0 | 10.213 | 12 | 3.9831 | 0 | 3.9831 | 0.69693 | 4.68
2016-04-28 07:00 | 0.001 | 0 | 0 | 3.529 | 8.472 | 443.7203 | 12 | 17.1793 | 3.6843 | 0 | 0 | 0 | 17.1793 | 3.6843 | 0.329 | 0 | 0 | 0 | 8.472 | 12.001 | 3.3041 | 0 | 3.3041 | 1.3763 | 4.6804
2016-04-28 08:00 | 0.017 | 0 | 0 | 4.672 | 7.345 | 443.7203 | 12 | 17.1793 | 3.6843 | 0 | 0 | 0 | 17.1793 | 3.6843 | 0.329 | 0 | 0 | 0 | 7.345 | 12.017 | 2.8645 | 0 | 2.8645 | 1.8221 | 4.6866
2016-04-28 09:00 | 0.057 | 0 | 5.056 | 0 | 7.001 | 448.0684 | 12 | 17.1793 | 3.6843 | 0 | 0 | 11.8377 | 5.3417 | 3.6843 | 0.65355 | 71.026 | 0 | 0 | 7.001 | 7.001 | 2.7304 | 0 | 2.7304 | 0 | 2.7304
2016-04-28 10:00 | 0.115 | 0 | 3.4634 | 1.4106 | 7.241 | 451.0469 | 12 | 17.1793 | 3.6843 | 0 | 0 | 11.8812 | 5.2982 | 3.6843 | 0.65474 | 71.287 | 0 | 0 | 7.241 | 8.6516 | 2.824 | 0 | 2.824 | 0.55015 | 3.3741
2016-04-28 11:00 | 0.126 | 0 | 0 | 4.496 | 7.63 | 451.0469 | 12 | 17.1793 | 3.6843 | 0 | 0 | 11.832 | 5.3473 | 3.6843 | 0.65339 | 70.992 | 0 | 0 | 7.63 | 12.126 | 2.9757 | 0 | 2.9757 | 1.7534 | 4.7291
2016-04-28 12:00 | 0.136 | 0 | 3.787 | 0 | 8.349 | 454.3037 | 12 | 17.1793 | 3.6843 | 0 | 0 | 14.4987 | 2.6807 | 3.6843 | 0.72651 | 69.745 | 10.09 | 3.3633 | 11.7123 | 11.7123 | 3.2561 | 1.3117 | 4.5678 | 0 | 4.5678
2016-04-28 13:00 | 0.108 | 0 | 0 | 3.434 | 8.674 | 454.3037 | 12 | 17.1793 | 3.6843 | 0 | 0 | 15.1097 | 2.0697 | 3.6843 | 0.74326 | 68.389 | 13.027 | 4.3423 | 13.0163 | 16.4503 | 3.3829 | 1.6935 | 5.0764 | 1.3393 | 6.4156
2016-04-28 14:00 | 0.089 | 0 | 2.211 | 0 | 9.878 | 456.2052 | 12 | 17.1793 | 3.6843 | 0 | 0 | 4.4 | 12.7793 | 3.6843 | 0.44963 | 0 | 15.444 | 5.148 | 15.026 | 15.026 | 3.8524 | 2.0077 | 5.8601 | 0 | 5.8601
2016-04-28 15:00 | 0.105 | 0 | 2.267 | 0 | 9.838 | 458.1548 | 12 | 17.1793 | 3.6843 | 0 | 0 | 15.995 | 1.1843 | 3.6843 | 0.76753 | 66.422 | 17.285 | 5.7617 | 15.5997 | 15.5997 | 3.8368 | 2.2471 | 6.0839 | 0 | 6.0839
2016-04-28 16:00 | 0.105 | 0 | 2.714 | 0 | 9.391 | 460.4888 | 12 | 17.1793 | 3.6843 | 0 | 0 | 16.2533 | 0.926 | 3.6843 | 0.77461 | 65.848 | 18.528 | 6.176 | 15.567 | 15.567 | 3.6625 | 2.4086 | 6.0711 | 0 | 6.0711
2016-04-28 17:00 | 0.053 | 0 | 2.971 | 0 | 9.082 | 463.0439 | 12 | 17.1793 | 3.6843 | 0 | 0 | 10.9188 | 6.2605 | 3.6843 | 0.62836 | 65.513 | 0 | 0 | 9.082 | 9.082 | 3.542 | 0 | 3.542 | 0 | 3.542
2016-04-28 18:00 | 0.009 | 0 | 0 | 2.003 | 10.006 | 463.0439 | 12 | 17.1793 | 3.6843 | 0 | 0 | 10.9083 | 6.271 | 3.6843 | 0.62807 | 65.45 | 0 | 0 | 10.006 | 12.009 | 3.9023 | 0 | 3.9023 | 0.78117 | 4.6835
2016-04-28 19:00 | 0 | 1.198 | 0 | 0 | 16.198 | 461.6509 | 15 | 21.4742 | 4.6053 | 0 | 0 | 10.9498 | 10.5243 | 4.6053 | 0.56917 | 65.699 | 0 | 0 | 16.198 | 16.198 | 6.3172 | 0 | 6.3172 | 0 | 6.3172
2016-04-28 20:00 | 0 | 4.275 | 0 | 0 | 19.275 | 456.68 | 15 | 21.4742 | 4.6053 | 0 | 0 | 0 | 21.4742 | 4.6053 | 0.329 | 0 | 0 | 0 | 19.275 | 19.275 | 7.5172 | 0 | 7.5172 | 0 | 7.5172
2016-04-28 21:00 | 0 | 4.874 | 0 | 0 | 19.874 | 451.0125 | 15 | 21.4742 | 4.6053 | 0 | 0 | 0 | 21.4742 | 4.6053 | 0.329 | 0 | 0 | 0 | 19.874 | 19.874 | 7.7509 | 0 | 7.7509 | 0 | 7.7509
2016-04-28 22:00 | 0 | 3.928 | 0 | 0 | 18.928 | 446.4451 | 15 | 21.4742 | 4.6053 | 0 | 0 | 0 | 21.4742 | 4.6053 | 0.329 | 0 | 0 | 0 | 18.928 | 18.928 | 7.3819 | 0 | 7.3819 | 0 | 7.3819
2016-04-28 23:00 | 0 | 1.509 | 0 | 0 | 16.509 | 444.6904 | 15 | 21.4742 | 4.6053 | 0 | 0 | 0 | 21.4742 | 4.6053 | 0.329 | 0 | 0 | 0 | 16.509 | 16.509 | 6.4385 | 0 | 6.4385 | 0 | 6.4385
2016-04-29 | 0 | 0 | 0 | 0 | 14.046 | 444.6904 | 14.046 | 20.1084 | 4.3124 | 0 | 0 | 3.297 | 16.8114 | 4.3124 | 0.40623 | 0 | 11.573 | 3.8577 | 17.9037 | 17.9037 | 5.4779 | 1.5045 | 6.9824 | 0 | 6.9824
2016-04-29 01:00 | 0 | 0 | 0 | 0 | 12.241 | 444.6904 | 12.241 | 17.5243 | 3.7583 | 0 | 0 | 3.2078 | 14.3165 | 3.7583 | 0.41522 | 0 | 11.259 | 3.753 | 15.994 | 15.994 | 4.774 | 1.4637 | 6.2377 | 0 | 6.2377
2016-04-29 02:00 | 0 | 0 | 0 | 0.197 | 11.803 | 444.6904 | 12 | 17.1793 | 3.6843 | 0 | 0 | 3.0822 | 14.0972 | 3.6843 | 0.4135 | 0 | 10.818 | 3.606 | 15.409 | 15.606 | 4.6032 | 1.4063 | 6.0095 | 0.07683 | 6.0863
2016-04-29 03:00 | 0 | 0 | 0 | 0.423 | 11.577 | 444.6904 | 12 | 17.1793 | 3.6843 | 0 | 0 | 2.9202 | 14.2592 | 3.6843 | 0.40906 | 0 | 10.25 | 3.4167 | 14.9937 | 15.4167 | 4.515 | 1.3325 | 5.8475 | 0.16497 | 6.0125
2016-04-29 04:00 | 0 | 0 | 0 | 1.296 | 10.704 | 444.6904 | 12 | 17.1793 | 3.6843 | 0 | 0 | 2.7342 | 14.4452 | 3.6843 | 0.40396 | 0 | 9.597 | 3.199 | 13.903 | 15.199 | 4.1746 | 1.2476 | 5.4222 | 0.50544 | 5.9276
2016-04-29 05:00 | 0 | 0 | 0 | 1.92 | 10.08 | 444.6904 | 12 | 17.1793 | 3.6843 | 0 | 0 | 0 | 17.1793 | 3.6843 | 0.329 | 0 | 0 | 0 | 10.08 | 12 | 3.9312 | 0 | 3.9312 | 0.7488 | 4.68
2016-04-29 06:00 | 0 | 0 | 2.407 | 1.7764e-15 | 9.593 | 446.7604 | 12 | 17.1793 | 3.6843 | 0 | 0 | 0 | 17.1793 | 3.6843 | 0.329 | 0 | 0 | 0 | 9.593 | 9.593 | 3.7413 | 0 | 3.7413 | 6.9278e-16 | 3.7413
2016-04-29 07:00 | 0.001 | 0 | 0 | 3.74 | 8.261 | 446.7604 | 12 | 17.1793 | 3.6843 | 0 | 0 | 0 | 17.1793 | 3.6843 | 0.329 | 0 | 0 | 0 | 8.261 | 12.001 | 3.2218 | 0 | 3.2218 | 1.4586 | 4.6804
2016-04-29 08:00 | 0.027 | 0 | 0 | 4.408 | 7.619 | 446.7604 | 12 | 17.1793 | 3.6843 | 0 | 0 | 0 | 17.1793 | 3.6843 | 0.329 | 0 | 0 | 0 | 7.619 | 12.027 | 2.9714 | 0 | 2.9714 | 1.7191 | 4.6905
2016-04-29 09:00 | 0.079 | 0 | 0 | 4.581 | 7.498 | 446.7604 | 12 | 17.1793 | 3.6843 | 0 | 0 | 11.8383 | 5.341 | 3.6843 | 0.65357 | 71.03 | 0 | 0 | 7.498 | 12.079 | 2.9242 | 0 | 2.9242 | 1.7866 | 4.7108
2016-04-29 10:00 | 0.124 | 0 | 4.36 | 0 | 7.764 | 450.51 | 12 | 17.1793 | 3.6843 | 0 | 0 | 11.8635 | 5.3158 | 3.6843 | 0.65426 | 71.181 | 0 | 0 | 7.764 | 7.764 | 3.028 | 0 | 3.028 | 0 | 3.028
2016-04-29 11:00 | 0.157 | 0 | 0 | 4.636 | 7.521 | 450.51 | 12 | 17.1793 | 3.6843 | 0 | 0 | 11.8292 | 5.3502 | 3.6843 | 0.65332 | 70.975 | 0 | 0 | 7.521 | 12.157 | 2.9332 | 0 | 2.9332 | 1.808 | 4.7412
2016-04-29 12:00 | 0.155 | 0 | 4.337 | 0 | 7.818 | 454.2399 | 12 | 17.1793 | 3.6843 | 0 | 0 | 14.3563 | 2.823 | 3.6843 | 0.7226 | 70.062 | 9.405 | 3.135 | 10.953 | 10.953 | 3.049 | 1.2227 | 4.2717 | 0 | 4.2717
2016-04-29 13:00 | 0.17 | 0 | 3.828 | 0 | 8.342 | 457.5319 | 12 | 17.1793 | 3.6843 | 0 | 0 | 14.7583 | 2.421 | 3.6843 | 0.73362 | 69.169 | 11.338 | 3.7793 | 12.1213 | 12.1213 | 3.2534 | 1.4739 | 4.7273 | 0 | 4.7273
2016-04-29 14:00 | 0.159 | 0 | 2.237 | 1.7764e-15 | 9.922 | 459.4558 | 12 | 17.1793 | 3.6843 | 0 | 0 | 3.7643 | 13.415 | 3.6843 | 0.43221 | 0 | 13.213 | 4.4043 | 14.3263 | 14.3263 | 3.8696 | 1.7177 | 5.5873 | 6.9278e-16 | 5.5873
2016-04-29 15:00 | 0.141 | 0 | 2.502 | 0 | 9.639 | 461.6075 | 12 | 17.1793 | 3.6843 | 0 | 0 | 15.45 | 1.7293 | 3.6843 | 0.75259 | 67.633 | 14.665 | 4.8883 | 14.5273 | 14.5273 | 3.7592 | 1.9064 | 5.6657 | 0 | 5.6657
2016-04-29 16:00 | 0.113 | 0 | 2.782 | 1.7764e-15 | 9.331 | 464 | 12 | 17.1793 | 3.6843 | 0 | 0 | 15.6443 | 1.535 | 3.6843 | 0.75792 | 67.201 | 15.599 | 5.1997 | 14.5307 | 14.5307 | 3.6391 | 2.0279 | 5.667 | 6.9278e-16 | 5.667
2016-04-29 17:00 | 0.051 | 0 | 0 | 2.905 | 9.146 | 464 | 12 | 17.1793 | 3.6843 | 0 | 0 | 11.147 | 6.0323 | 3.6843 | 0.63461 | 66.882 | 0 | 0 | 9.146 | 12.051 | 3.5669 | 0 | 3.5669 | 1.133 | 4.6999
2016-04-29 18:00 | 0.01 | 0 | 0 | 2.392 | 9.618 | 464 | 12 | 17.1793 | 3.6843 | 0 | 0 | 11.1103 | 6.069 | 3.6843 | 0.63361 | 66.662 | 0 | 0 | 9.618 | 12.01 | 3.751 | 0 | 3.751 | 0.93288 | 4.6839
2016-04-29 19:00 | 0 | 0.397 | 0 | 0 | 15.397 | 463.5384 | 15 | 21.4742 | 4.6053 | 0 | 0 | 11.1163 | 10.3578 | 4.6053 | 0.57282 | 66.698 | 0 | 0 | 15.397 | 15.397 | 6.0048 | 0 | 6.0048 | 0 | 6.0048
2016-04-29 20:00 | 0 | 4.444 | 0 | 0 | 19.444 | 458.3709 | 15 | 21.4742 | 4.6053 | 0 | 0 | 0 | 21.4742 | 4.6053 | 0.329 | 0 | 0 | 0 | 19.444 | 19.444 | 7.5832 | 0 | 7.5832 | 0 | 7.5832
2016-04-29 21:00 | 0 | 4.811 | 0 | 0 | 19.811 | 452.7767 | 15 | 21.4742 | 4.6053 | 0 | 0 | 0 | 21.4742 | 4.6053 | 0.329 | 0 | 0 | 0 | 19.811 | 19.811 | 7.7263 | 0 | 7.7263 | 0 | 7.7263
2016-04-29 22:00 | 0 | 3.352 | 0 | 0 | 18.352 | 448.8791 | 15 | 21.4742 | 4.6053 | 0 | 0 | 0 | 21.4742 | 4.6053 | 0.329 | 0 | 0 | 0 | 18.352 | 18.352 | 7.1573 | 0 | 7.1573 | 0 | 7.1573
2016-04-29 23:00 | 0 | 0.919 | 0 | 0 | 15.919 | 447.8105 | 15 | 21.4742 | 4.6053 | 0 | 0 | 0 | 21.4742 | 4.6053 | 0.329 | 0 | 0 | 0 | 15.919 | 15.919 | 6.2084 | 0 | 6.2084 | 0 | 6.2084
2016-04-30 | 0 | 0 | 0 | 0 | 13.228 | 447.8105 | 13.228 | 18.9373 | 4.0613 | 0 | 0 | 2.8128 | 16.1245 | 4.0613 | 0.39896 | 0 | 9.873 | 3.291 | 16.519 | 16.519 | 5.1589 | 1.2835 | 6.4424 | 0 | 6.4424
2016-04-30 01:00 | 0 | 0 | 0 | 0.187 | 11.813 | 447.8105 | 12 | 17.1793 | 3.6843 | 0 | 0 | 2.6238 | 14.5555 | 3.6843 | 0.40094 | 0 | 9.21 | 3.07 | 14.883 | 15.07 | 4.6071 | 1.1973 | 5.8044 | 0.07293 | 5.8773
2016-04-30 02:00 | 0 | 0 | 0 | 1.226 | 10.774 | 447.8105 | 12 | 17.1793 | 3.6843 | 0 | 0 | 2.4692 | 14.7102 | 3.6843 | 0.3967 | 0 | 8.667 | 2.889 | 13.663 | 14.889 | 4.2019 | 1.1267 | 5.3286 | 0.47814 | 5.8067
2016-04-30 03:00 | 0 | 0 | 0 | 0.975 | 11.025 | 447.8105 | 12 | 17.1793 | 3.6843 | 0 | 0 | 2.3263 | 14.853 | 3.6843 | 0.39278 | 0 | 8.165 | 2.7217 | 13.7467 | 14.7217 | 4.2998 | 1.0615 | 5.3612 | 0.38025 | 5.7415
2016-04-30 04:00 | 0 | 0 | 0 | 1.345 | 10.655 | 447.8105 | 12 | 17.1793 | 3.6843 | 0 | 0 | 2.2045 | 14.9748 | 3.6843 | 0.38944 | 0 | 7.738 | 2.5793 | 13.2343 | 14.5793 | 4.1555 | 1.0059 | 5.1614 | 0.52455 | 5.6859
2016-04-30 05:00 | 0 | 0 | 1.971 | 1.7764e-15 | 10.029 | 449.5055 | 12 | 17.1793 | 3.6843 | 0 | 0 | 0 | 17.1793 | 3.6843 | 0.329 | 0 | 0 | 0 | 10.029 | 10.029 | 3.9113 | 0 | 3.9113 | 6.9278e-16 | 3.9113
2016-04-30 06:00 | 0 | 0 | 2.195 | 0 | 9.805 | 451.3932 | 12 | 17.1793 | 3.6843 | 0 | 0 | 0 | 17.1793 | 3.6843 | 0.329 | 0 | 0 | 0 | 9.805 | 9.805 | 3.8239 | 0 | 3.8239 | 0 | 3.8239
2016-04-30 07:00 | 0.001 | 0 | 0 | 3.843 | 8.158 | 451.3932 | 12 | 17.1793 | 3.6843 | 0 | 0 | 0 | 17.1793 | 3.6843 | 0.329 | 0 | 0 | 0 | 8.158 | 12.001 | 3.1816 | 0 | 3.1816 | 1.4988 | 4.6804
2016-04-30 08:00 | 0.027 | 0 | 0 | 4.893 | 7.134 | 451.3932 | 12 | 17.1793 | 3.6843 | 0 | 0 | 0 | 17.1793 | 3.6843 | 0.329 | 0 | 0 | 0 | 7.134 | 12.027 | 2.7823 | 0 | 2.7823 | 1.9083 | 4.6905
2016-04-30 09:00 | 0.092 | 0 | 5.211 | 0 | 6.881 | 455.8747 | 12 | 17.1793 | 3.6843 | 0 | 0 | 11.8625 | 5.3168 | 3.6843 | 0.65423 | 71.175 | 0 | 0 | 6.881 | 6.881 | 2.6836 | 0 | 2.6836 | 0 | 2.6836
2016-04-30 10:00 | 0.128 | 0 | 0 | 4.73 | 7.398 | 455.8747 | 12 | 17.1793 | 3.6843 | 0 | 0 | 11.8753 | 5.304 | 3.6843 | 0.65458 | 71.252 | 0 | 0 | 7.398 | 12.128 | 2.8852 | 0 | 2.8852 | 1.8447 | 4.7299
2016-04-30 11:00 | 0.152 | 0 | 0 | 4.2 | 7.952 | 455.8747 | 12 | 17.1793 | 3.6843 | 0 | 0 | 11.8427 | 5.3367 | 3.6843 | 0.65369 | 71.056 | 0 | 0 | 7.952 | 12.152 | 3.1013 | 0 | 3.1013 | 1.638 | 4.7393
2016-04-30 12:00 | 0.172 | 0 | 3.744 | 1.7764e-15 | 8.428 | 459.0945 | 12 | 17.1793 | 3.6843 | 0 | 0 | 14.294 | 2.8853 | 3.6843 | 0.72089 | 70.2 | 9.105 | 3.035 | 11.463 | 11.463 | 3.2869 | 1.1837 | 4.4706 | 6.9278e-16 | 4.4706
2016-04-30 13:00 | 0.157 | 0 | 0 | 3.523 | 8.634 | 459.0945 | 12 | 17.1793 | 3.6843 | 0 | 0 | 14.737 | 2.4423 | 3.6843 | 0.73304 | 69.216 | 11.235 | 3.745 | 12.379 | 15.902 | 3.3673 | 1.4606 | 4.8278 | 1.374 | 6.2018
2016-04-30 14:00 | 0.152 | 0 | 2.452 | 0 | 9.7 | 461.2032 | 12 | 17.1793 | 3.6843 | 0 | 0 | 3.9088 | 13.2705 | 3.6843 | 0.43617 | 0 | 13.72 | 4.5733 | 14.2733 | 14.2733 | 3.783 | 1.7836 | 5.5666 | 0 | 5.5666
2016-04-30 15:00 | 0.119 | 0 | 2.642 | 0 | 9.477 | 463.4754 | 12 | 17.1793 | 3.6843 | 0 | 0 | 15.6998 | 1.4795 | 3.6843 | 0.75944 | 67.078 | 15.866 | 5.2887 | 14.7657 | 14.7657 | 3.696 | 2.0626 | 5.7586 | 0 | 5.7586
2016-04-30 16:00 | 0.098 | 0 | 0.61004 | 2.171 | 9.317 | 464 | 12 | 17.1793 | 3.6843 | 0 | 0 | 15.9642 | 1.2152 | 3.6843 | 0.76668 | 66.491 | 17.137 | 5.7123 | 15.0293 | 17.2003 | 3.6336 | 2.2278 | 5.8614 | 0.84667 | 6.7081
2016-04-30 17:00 | 0.021 | 0 | 0 | 2.669 | 9.352 | 464 | 12 | 17.1793 | 3.6843 | 0 | 0 | 11.0458 | 6.1335 | 3.6843 | 0.63184 | 66.275 | 0 | 0 | 9.352 | 12.021 | 3.6473 | 0 | 3.6473 | 1.0409 | 4.6882
2016-04-30 18:00 | 0.003 | 0 | 0 | 2.416 | 9.587 | 464 | 12 | 17.1793 | 3.6843 | 0 | 0 | 11.0615 | 6.1178 | 3.6843 | 0.63227 | 66.369 | 0 | 0 | 9.587 | 12.003 | 3.7389 | 0 | 3.7389 | 0.94224 | 4.6812
2016-04-30 19:00 | 0 | 0.478 | 0 | 0 | 15.478 | 463.4442 | 15 | 21.4742 | 4.6053 | 0 | 0 | 11.1008 | 10.3733 | 4.6053 | 0.57248 | 66.605 | 0 | 0 | 15.478 | 15.478 | 6.0364 | 0 | 6.0364 | 0 | 6.0364
2016-04-30 20:00 | 0 | 3.713 | 0 | 0 | 18.713 | 459.1267 | 15 | 21.4742 | 4.6053 | 0 | 0 | 0 | 21.4742 | 4.6053 | 0.329 | 0 | 0 | 0 | 18.713 | 18.713 | 7.2981 | 0 | 7.2981 | 0 | 7.2981
2016-04-30 21:00 | 0 | 4.184 | 0 | 0 | 19.184 | 454.2616 | 15 | 21.4742 | 4.6053 | 0 | 0 | 0 | 21.4742 | 4.6053 | 0.329 | 0 | 0 | 0 | 19.184 | 19.184 | 7.4818 | 0 | 7.4818 | 0 | 7.4818
2016-04-30 22:00 | 0 | 3.675 | 0 | 0 | 18.675 | 449.9884 | 15 | 21.4742 | 4.6053 | 0 | 0 | 0 | 21.4742 | 4.6053 | 0.329 | 0 | 0 | 0 | 18.675 | 18.675 | 7.2833 | 0 | 7.2833 | 0 | 7.2833
2016-04-30 23:00 | 0 | 1.121 | 0 | 0 | 16.121 | 448.6849 | 15 | 21.4742 | 4.6053 | 0 | 0 | 0 | 21.4742 | 4.6053 | 0.329 | 0 | 0 | 0 | 16.121 | 16.121 | 6.2872 | 0 | 6.2872 | 0 | 6.2872
2016-05-01 | 0 | 0 | 0 | 0 | 13.474 | 448.6849 | 13.474 | 19.2895 | 4.1368 | 0 | 0 | 2.8028 | 16.4867 | 4.1368 | 0.39744 | 0 | 9.838 | 3.2793 | 16.7533 | 16.7533 | 5.2549 | 1.2789 | 6.5338 | 0 | 6.5338
2016-05-01 01:00 | 0 | 0 | 0 | 0.915 | 11.085 | 448.6849 | 12 | 17.1793 | 3.6843 | 0 | 0 | 2.6263 | 14.553 | 3.6843 | 0.40101 | 0 | 9.219 | 3.073 | 14.158 | 15.073 | 4.3232 | 1.1985 | 5.5216 | 0.35685 | 5.8785
2016-05-01 02:00 | 0 | 0 | 0 | 1.33 | 10.67 | 448.6849 | 12 | 17.1793 | 3.6843 | 0 | 0 | 2.4648 | 14.7145 | 3.6843 | 0.39658 | 0 | 8.652 | 2.884 | 13.554 | 14.884 | 4.1613 | 1.1248 | 5.2861 | 0.5187 | 5.8048
2016-05-01 03:00 | 0 | 0 | 0 | 1.21 | 10.79 | 448.6849 | 12 | 17.1793 | 3.6843 | 0 | 0 | 2.3597 | 14.8197 | 3.6843 | 0.39369 | 0 | 8.282 | 2.7607 | 13.5507 | 14.7607 | 4.2081 | 1.0767 | 5.2848 | 0.4719 | 5.7567
2016-05-01 04:00 | 0 | 0 | 0 | 1.32 | 10.68 | 448.6849 | 12 | 17.1793 | 3.6843 | 0 | 0 | 2.3363 | 14.843 | 3.6843 | 0.39305 | 0 | 8.201 | 2.7337 | 13.4137 | 14.7337 | 4.1652 | 1.0661 | 5.2313 | 0.5148 | 5.7461
2016-05-01 05:00 | 0 | 0 | 0 | 1.443 | 10.557 | 448.6849 | 12 | 17.1793 | 3.6843 | 0 | 0 | 0 | 17.1793 | 3.6843 | 0.329 | 0 | 0 | 0 | 10.557 | 12 | 4.1172 | 0 | 4.1172 | 0.56277 | 4.68
2016-05-01 06:00 | 0 | 0 | 1.983 | 0 | 10.017 | 450.3903 | 12 | 17.1793 | 3.6843 | 0 | 0 | 0 | 17.1793 | 3.6843 | 0.329 | 0 | 0 | 0 | 10.017 | 10.017 | 3.9066 | 0 | 3.9066 | 0 | 3.9066
2016-05-01 07:00 | 0.002 | 0 | 2.827 | 0 | 9.175 | 452.8215 | 12 | 17.1793 | 3.6843 | 0 | 0 | 0 | 17.1793 | 3.6843 | 0.329 | 0 | 0 | 0 | 9.175 | 9.175 | 3.5783 | 0 | 3.5783 | 0 | 3.5783
2016-05-01 08:00 | 0.015 | 0 | 4.322 | 1.7764e-15 | 7.693 | 456.5384 | 12 | 17.1793 | 3.6843 | 0 | 0 | 0 | 17.1793 | 3.6843 | 0.329 | 0 | 0 | 0 | 7.693 | 7.693 | 3.0003 | 0 | 3.0003 | 6.9278e-16 | 3.0003
2016-05-01 09:00 | 0.055 | 0 | 4.392 | 0 | 7.663 | 460.3155 | 12 | 17.1793 | 3.6843 | 0 | 0 | 11.7833 | 5.396 | 3.6843 | 0.65206 | 70.7 | 0 | 0 | 7.663 | 7.663 | 2.9886 | 0 | 2.9886 | 0 | 2.9886
2016-05-01 10:00 | 0.083 | 0 | 0 | 4.795 | 7.288 | 460.3155 | 12 | 17.1793 | 3.6843 | 0 | 0 | 11.8115 | 5.3678 | 3.6843 | 0.65283 | 70.869 | 0 | 0 | 7.288 | 12.083 | 2.8423 | 0 | 2.8423 | 1.87 | 4.7124
2016-05-01 11:00 | 0.102 | 0 | 4.2843 | 0.52273 | 7.295 | 464 | 12 | 17.1793 | 3.6843 | 0 | 0 | 11.8288 | 5.3505 | 3.6843 | 0.65331 | 70.973 | 0 | 0 | 7.295 | 7.8177 | 2.8451 | 0 | 2.8451 | 0.20386 | 3.0489
2016-05-01 12:00 | 0.112 | 0 | 0 | 4.598 | 7.514 | 464 | 12 | 17.1793 | 3.6843 | 0 | 0 | 14.123 | 3.0563 | 3.6843 | 0.71621 | 70.58 | 8.282 | 2.7607 | 10.2747 | 14.8727 | 2.9305 | 1.0767 | 4.0071 | 1.7932 | 5.8003
2016-05-01 13:00 | 0.123 | 0 | 0 | 4.679 | 7.444 | 464 | 12 | 17.1793 | 3.6843 | 0 | 0 | 14.3262 | 2.8532 | 3.6843 | 0.72178 | 70.129 | 9.26 | 3.0867 | 10.5307 | 15.2097 | 2.9032 | 1.2038 | 4.107 | 1.8248 | 5.9318
2016-05-01 14:00 | 0.136 | 0 | 0 | 4.09 | 8.046 | 464 | 12 | 17.1793 | 3.6843 | 0 | 0 | 3.0572 | 14.1222 | 3.6843 | 0.41282 | 0 | 10.731 | 3.577 | 11.623 | 15.713 | 3.1379 | 1.395 | 4.533 | 1.5951 | 6.1281
2016-05-01 15:00 | 0.13 | 0 | 0 | 3.474 | 8.656 | 464 | 12 | 17.1793 | 3.6843 | 0 | 0 | 14.9302 | 2.2492 | 3.6843 | 0.73834 | 68.787 | 12.165 | 4.055 | 12.711 | 16.185 | 3.3758 | 1.5815 | 4.9573 | 1.3549 | 6.3122
2016-05-01 16:00 | 0.109 | 0 | 0 | 3.535 | 8.574 | 464 | 12 | 17.1793 | 3.6843 | 0 | 0 | 15.1657 | 2.0137 | 3.6843 | 0.74479 | 68.264 | 13.297 | 4.4323 | 13.0063 | 16.5413 | 3.3439 | 1.7286 | 5.0725 | 1.3786 | 6.4511
2016-05-01 17:00 | 0.051 | 0 | 0 | 2.644 | 9.407 | 464 | 12 | 17.1793 | 3.6843 | 0 | 0 | 11.3062 | 5.8732 | 3.6843 | 0.63898 | 67.837 | 0 | 0 | 9.407 | 12.051 | 3.6687 | 0 | 3.6687 | 1.0312 | 4.6999
2016-05-01 18:00 | 0.009 | 0 | 0 | 0.92 | 11.089 | 464 | 12 | 17.1793 | 3.6843 | 0 | 0 | 11.2663 | 5.913 | 3.6843 | 0.63789 | 67.598 | 0 | 0 | 11.089 | 12.009 | 4.3247 | 0 | 4.3247 | 0.3588 | 4.6835
2016-05-01 19:00 | 0 | 2.892 | 0 | 0 | 17.892 | 460.6372 | 15 | 21.4742 | 4.6053 | 0 | 0 | 11.2573 | 10.2168 | 4.6053 | 0.57591 | 67.544 | 0 | 0 | 17.892 | 17.892 | 6.9779 | 0 | 6.9779 | 0 | 6.9779
2016-05-01 20:00 | 0 | 4.19 | 0 | 8.8818e-16 | 19.19 | 455.7651 | 15 | 21.4742 | 4.6053 | 0 | 0 | 0 | 21.4742 | 4.6053 | 0.329 | 0 | 0 | 0 | 19.19 | 19.19 | 7.4841 | 0 | 7.4841 | 3.4639e-16 | 7.4841
2016-05-01 21:00 | 0 | 3.735 | 0 | 4.4409e-16 | 18.735 | 451.4221 | 15 | 21.4742 | 4.6053 | 0 | 0 | 0 | 21.4742 | 4.6053 | 0.329 | 0 | 0 | 0 | 18.735 | 18.735 | 7.3067 | 0 | 7.3067 | 1.7319e-16 | 7.3067
2016-05-01 22:00 | 0 | 1.886 | 0 | 0 | 16.886 | 449.2291 | 15 | 21.4742 | 4.6053 | 0 | 0 | 0 | 21.4742 | 4.6053 | 0.329 | 0 | 0 | 0 | 16.886 | 16.886 | 6.5855 | 0 | 6.5855 | 0 | 6.5855
2016-05-01 23:00 | 0 | 0 | 0 | 0 | 14.039 | 449.2291 | 14.039 | 20.0984 | 4.3103 | 0 | 0 | 0 | 20.0984 | 4.3103 | 0.329 | 0 | 0 | 0 | 14.039 | 14.039 | 5.4752 | 0 | 5.4752 | 0 | 5.4752
2016-05-02 | 0 | 0 | 0 | 0 | 12.218 | 449.2291 | 12.218 | 17.4914 | 3.7512 | 0 | 0 | 2.8257 | 14.6658 | 3.7512 | 0.40509 | 0 | 9.918 | 3.306 | 15.524 | 15.524 | 4.765 | 1.2893 | 6.0544 | 0 | 6.0544
2016-05-02 01:00 | 0 | 0 | 0 | 1.04 | 10.96 | 449.2291 | 12 | 17.1793 | 3.6843 | 0 | 0 | 2.6485 | 14.5308 | 3.6843 | 0.40161 | 0 | 9.296 | 3.0987 | 14.0587 | 15.0987 | 4.2744 | 1.2085 | 5.4829 | 0.4056 | 5.8885
2016-05-02 02:00 | 0 | 0 | 0 | 1.495 | 10.505 | 449.2291 | 12 | 17.1793 | 3.6843 | 0 | 0 | 2.511 | 14.6683 | 3.6843 | 0.39784 | 0 | 8.814 | 2.938 | 13.443 | 14.938 | 4.097 | 1.1458 | 5.2428 | 0.58305 | 5.8258
2016-05-02 03:00 | 0 | 0 | 0 | 1.686 | 10.314 | 449.2291 | 12 | 17.1793 | 3.6843 | 0 | 0 | 2.4388 | 14.7405 | 3.6843 | 0.39586 | 0 | 8.56 | 2.8533 | 13.1673 | 14.8533 | 4.0225 | 1.1128 | 5.1353 | 0.65754 | 5.7928
2016-05-02 04:00 | 0 | 0 | 0 | 1.881 | 10.119 | 449.2291 | 12 | 17.1793 | 3.6843 | 0 | 0 | 2.3648 | 14.8145 | 3.6843 | 0.39384 | 0 | 8.3 | 2.7667 | 12.8857 | 14.7667 | 3.9464 | 1.079 | 5.0254 | 0.73359 | 5.759
2016-05-02 05:00 | 0 | 0 | 2.095 | 0 | 9.905 | 451.0308 | 12 | 17.1793 | 3.6843 | 0 | 0 | 0 | 17.1793 | 3.6843 | 0.329 | 0 | 0 | 0 | 9.905 | 9.905 | 3.863 | 0 | 3.863 | 0 | 3.863
2016-05-02 06:00 | 0 | 0 | 2.127 | 1.7764e-15 | 9.873 | 452.86 | 12 | 17.1793 | 3.6843 | 0 | 0 | 0 | 17.1793 | 3.6843 | 0.329 | 0 | 0 | 0 | 9.873 | 9.873 | 3.8505 | 0 | 3.8505 | 6.9278e-16 | 3.8505
2016-05-02 07:00 | 0.001 | 0 | 2.876 | 0 | 9.125 | 455.3333 | 12 | 17.1793 | 3.6843 | 0 | 0 | 0 | 17.1793 | 3.6843 | 0.329 | 0 | 0 | 0 | 9.125 | 9.125 | 3.5587 | 0 | 3.5587 | 0 | 3.5587
2016-05-02 08:00 | 0.023 | 0 | 0 | 4.574 | 7.449 | 455.3333 | 12 | 17.1793 | 3.6843 | 0 | 0 | 0 | 17.1793 | 3.6843 | 0.329 | 0 | 0 | 0 | 7.449 | 12.023 | 2.9051 | 0 | 2.9051 | 1.7839 | 4.689
2016-05-02 09:00 | 0.084 | 0 | 0 | 4.509 | 7.575 | 455.3333 | 12 | 17.1793 | 3.6843 | 0 | 0 | 11.8282 | 5.3512 | 3.6843 | 0.65329 | 70.969 | 0 | 0 | 7.575 | 12.084 | 2.9543 | 0 | 2.9543 | 1.7585 | 4.7128
2016-05-02 10:00 | 0.124 | 0 | 0 | 4.445 | 7.679 | 455.3333 | 12 | 17.1793 | 3.6843 | 0 | 0 | 11.8208 | 5.3585 | 3.6843 | 0.65309 | 70.925 | 0 | 0 | 7.679 | 12.124 | 2.9948 | 0 | 2.9948 | 1.7335 | 4.7284
2016-05-02 11:00 | 0.155 | 0 | 0 | 4.458 | 7.697 | 455.3333 | 12 | 17.1793 | 3.6843 | 0 | 0 | 11.8362 | 5.3432 | 3.6843 | 0.65351 | 71.017 | 0 | 0 | 7.697 | 12.155 | 3.0018 | 0 | 3.0018 | 1.7386 | 4.7405
2016-05-02 12:00 | 0.162 | 0 | 0 | 4.407 | 7.755 | 455.3333 | 12 | 17.1793 | 3.6843 | 0 | 0 | 14.0857 | 3.0937 | 3.6843 | 0.71518 | 70.663 | 8.103 | 2.701 | 10.456 | 14.863 | 3.0244 | 1.0534 | 4.0778 | 1.7187 | 5.7966
2016-05-02 13:00 | 0.163 | 0 | 4.478 | 0 | 7.685 | 459.1844 | 12 | 17.1793 | 3.6843 | 0 | 0 | 14.2137 | 2.9657 | 3.6843 | 0.71869 | 70.379 | 8.718 | 2.906 | 10.591 | 10.591 | 2.9971 | 1.1333 | 4.1305 | 0 | 4.1305
2016-05-02 14:00 | 0.154 | 0 | 4.044 | 0 | 8.11 | 462.6623 | 12 | 17.1793 | 3.6843 | 0 | 0 | 2.7587 | 14.4207 | 3.6843 | 0.40463 | 0 | 9.683 | 3.2277 | 11.3377 | 11.3377 | 3.1629 | 1.2588 | 4.4217 | 0 | 4.4217
2016-05-02 15:00 | 0.137 | 0 | 0 | 3.445 | 8.692 | 462.6623 | 12 | 17.1793 | 3.6843 | 0 | 0 | 14.6547 | 2.5247 | 3.6843 | 0.73078 | 69.399 | 10.84 | 3.6133 | 12.3053 | 15.7503 | 3.3899 | 1.4092 | 4.7991 | 1.3436 | 6.1426
2016-05-02 16:00 | 0.103 | 0 | 0 | 3.486 | 8.617 | 462.6623 | 12 | 17.1793 | 3.6843 | 0 | 0 | 15.0507 | 2.1287 | 3.6843 | 0.74164 | 68.52 | 12.744 | 4.248 | 12.865 | 16.351 | 3.3606 | 1.6567 | 5.0174 | 1.3595 | 6.3769
2016-05-02 17:00 | 0.047 | 0 | 0 | 3.098 | 8.949 | 462.6623 | 12 | 17.1793 | 3.6843 | 0 | 0 | 11.2903 | 5.889 | 3.6843 | 0.63854 | 67.742 | 0 | 0 | 8.949 | 12.047 | 3.4901 | 0 | 3.4901 | 1.2082 | 4.6983
2016-05-02 18:00 | 0.009 | 0 | 0 | 0.871 | 11.138 | 462.6623 | 12 | 17.1793 | 3.6843 | 0 | 0 | 11.207 | 5.9723 | 3.6843 | 0.63626 | 67.242 | 0 | 0 | 11.138 | 12.009 | 4.3438 | 0 | 4.3438 | 0.33969 | 4.6835
2016-05-02 19:00 | 0 | 2.486 | 0 | 4.4409e-16 | 17.486 | 459.7716 | 15 | 21.4742 | 4.6053 | 0 | 0 | 11.2105 | 10.2637 | 4.6053 | 0.57488 | 67.263 | 0 | 0 | 17.486 | 17.486 | 6.8195 | 0 | 6.8195 | 1.7319e-16 | 6.8195
2016-05-02 20:00 | 0 | 3.716 | 0 | 4.4409e-16 | 18.716 | 455.4506 | 15 | 21.4742 | 4.6053 | 0 | 0 | 0 | 21.4742 | 4.6053 | 0.329 | 0 | 0 | 0 | 18.716 | 18.716 | 7.2992 | 0 | 7.2992 | 1.7319e-16 | 7.2992
2016-05-02 21:00 | 0 | 3.606 | 0 | 0 | 18.606 | 451.2576 | 15 | 21.4742 | 4.6053 | 0 | 0 | 0 | 21.4742 | 4.6053 | 0.329 | 0 | 0 | 0 | 18.606 | 18.606 | 7.2563 | 0 | 7.2563 | 0 | 7.2563
2016-05-02 22:00 | 0 | 3.162 | 0 | 0 | 18.162 | 447.5809 | 15 | 21.4742 | 4.6053 | 0 | 0 | 0 | 21.4742 | 4.6053 | 0.329 | 0 | 0 | 0 | 18.162 | 18.162 | 7.0832 | 0 | 7.0832 | 0 | 7.0832
2016-05-02 23:00 | 0 | 0 | 0 | 0 | 14.969 | 447.5809 | 14.969 | 21.4298 | 4.5958 | 0 | 0 | 0 | 21.4298 | 4.5958 | 0.329 | 0 | 0 | 0 | 14.969 | 14.969 | 5.8379 | 0 | 5.8379 | 0 | 5.8379
2016-05-03 | 0 | 0 | 0 | 0 | 12.762 | 447.5809 | 12.762 | 18.2702 | 3.9182 | 0 | 0 | 2.5197 | 15.7506 | 3.9182 | 0.39396 | 0 | 8.844 | 2.948 | 15.71 | 15.71 | 4.9772 | 1.1497 | 6.1269 | 0 | 6.1269
2016-05-03 01:00 | 0 | 0 | 0 | 0.521 | 11.479 | 447.5809 | 12 | 17.1793 | 3.6843 | 0 | 0 | 2.3927 | 14.7867 | 3.6843 | 0.3946 | 0 | 8.398 | 2.7993 | 14.2783 | 14.7993 | 4.4768 | 1.0917 | 5.5686 | 0.20319 | 5.7717
2016-05-03 02:00 | 0 | 0 | 0 | 1.343 | 10.657 | 447.5809 | 12 | 17.1793 | 3.6843 | 0 | 0 | 2.3052 | 14.8742 | 3.6843 | 0.3922 | 0 | 8.091 | 2.697 | 13.354 | 14.697 | 4.1562 | 1.0518 | 5.2081 | 0.52377 | 5.7318
2016-05-03 03:00 | 0 | 0 | 2.03 | 0 | 9.97 | 449.3267 | 12 | 17.1793 | 3.6843 | 0 | 0 | 2.2598 | 14.9195 | 3.6843 | 0.39096 | 0 | 7.932 | 2.644 | 12.614 | 12.614 | 3.8883 | 1.0312 | 4.9195 | 0 | 4.9195
2016-05-03 04:00 | 0 | 0 | 2.229 | 0 | 9.771 | 451.2436 | 12 | 17.1793 | 3.6843 | 0 | 0 | 2.226 | 14.9533 | 3.6843 | 0.39003 | 0 | 7.813 | 2.6043 | 12.3753 | 12.3753 | 3.8107 | 1.0157 | 4.8264 | 0 | 4.8264
2016-05-03 05:00 | 0 | 0 | 0 | 1.852 | 10.148 | 451.2436 | 12 | 17.1793 | 3.6843 | 0 | 0 | 0 | 17.1793 | 3.6843 | 0.329 | 0 | 0 | 0 | 10.148 | 12 | 3.9577 | 0 | 3.9577 | 0.72228 | 4.68
2016-05-03 06:00 | 0 | 0 | 1.956 | 1.7764e-15 | 10.044 | 452.9258 | 12 | 17.1793 | 3.6843 | 0 | 0 | 0 | 17.1793 | 3.6843 | 0.329 | 0 | 0 | 0 | 10.044 | 10.044 | 3.9172 | 0 | 3.9172 | 6.9278e-16 | 3.9172
2016-05-03 07:00 | 0.001 | 0 | 2.754 | 0 | 9.247 | 455.2942 | 12 | 17.1793 | 3.6843 | 0 | 0 | 0 | 17.1793 | 3.6843 | 0.329 | 0 | 0 | 0 | 9.247 | 9.247 | 3.6063 | 0 | 3.6063 | 0 | 3.6063
2016-05-03 08:00 | 0.015 | 0 | 0 | 4.488 | 7.527 | 455.2942 | 12 | 17.1793 | 3.6843 | 0 | 0 | 0 | 17.1793 | 3.6843 | 0.329 | 0 | 0 | 0 | 7.527 | 12.015 | 2.9355 | 0 | 2.9355 | 1.7503 | 4.6859
2016-05-03 09:00 | 0.059 | 0 | 0 | 4.635 | 7.424 | 455.2942 | 12 | 17.1793 | 3.6843 | 0 | 0 | 11.8698 | 5.3095 | 3.6843 | 0.65443 | 71.219 | 0 | 0 | 7.424 | 12.059 | 2.8954 | 0 | 2.8954 | 1.8076 | 4.703
2016-05-03 10:00 | 0.093 | 0 | 0 | 4.581 | 7.512 | 455.2942 | 12 | 17.1793 | 3.6843 | 0 | 0 | 11.8735 | 5.3058 | 3.6843 | 0.65453 | 71.241 | 0 | 0 | 7.512 | 12.093 | 2.9297 | 0 | 2.9297 | 1.7866 | 4.7163
2016-05-03 11:00 | 0.111 | 0 | 0 | 4.521 | 7.59 | 455.2942 | 12 | 17.1793 | 3.6843 | 0 | 0 | 11.8577 | 5.3217 | 3.6843 | 0.6541 | 71.146 | 0 | 0 | 7.59 | 12.111 | 2.9601 | 0 | 2.9601 | 1.7632 | 4.7233
2016-05-03 12:00 | 0.109 | 0 | 4.252 | 0 | 7.857 | 458.9509 | 12 | 17.1793 | 3.6843 | 0 | 0 | 14.0653 | 3.114 | 3.6843 | 0.71462 | 70.708 | 8.005 | 2.6683 | 10.5253 | 10.5253 | 3.0642 | 1.0407 | 4.1049 | 0 | 4.1049
2016-05-03 13:00 | 0.141 | 0 | 0 | 4.528 | 7.613 | 458.9509 | 12 | 17.1793 | 3.6843 | 0 | 0 | 14.3863 | 2.793 | 3.6843 | 0.72343 | 69.995 | 9.549 | 3.183 | 10.796 | 15.324 | 2.9691 | 1.2414 | 4.2104 | 1.7659 | 5.9764
2016-05-03 14:00 | 0.127 | 0 | 3.881 | 0 | 8.246 | 462.2886 | 12 | 17.1793 | 3.6843 | 0 | 0 | 3.25 | 13.9293 | 3.6843 | 0.4181 | 0 | 11.407 | 3.8023 | 12.0483 | 12.0483 | 3.2159 | 1.4829 | 4.6989 | 0 | 4.6989
2016-05-03 15:00 | 0.104 | 0 | 0 | 3.455 | 8.649 | 462.2886 | 12 | 17.1793 | 3.6843 | 0 | 0 | 15.218 | 1.9613 | 3.6843 | 0.74623 | 68.148 | 13.549 | 4.5163 | 13.1653 | 16.6203 | 3.3731 | 1.7614 | 5.1345 | 1.3474 | 6.4819
2016-05-03 16:00 | 0.08 | 0 | 1.99 | 1.335 | 8.755 | 464 | 12 | 17.1793 | 3.6843 | 0 | 0 | 15.6202 | 1.5592 | 3.6843 | 0.75725 | 67.255 | 15.483 | 5.161 | 13.916 | 15.251 | 3.4144 | 2.0128 | 5.4272 | 0.52065 | 5.9479
2016-05-03 17:00 | 0.017 | 0 | 0 | 2.591 | 9.426 | 464 | 12 | 17.1793 | 3.6843 | 0 | 0 | 11.1103 | 6.069 | 3.6843 | 0.63361 | 66.662 | 0 | 0 | 9.426 | 12.017 | 3.6761 | 0 | 3.6761 | 1.0105 | 4.6866
2016-05-03 18:00 | 0.004 | 0 | 0 | 0.511 | 11.493 | 464 | 12 | 17.1793 | 3.6843 | 0 | 0 | 11.0808 | 6.0985 | 3.6843 | 0.6328 | 66.485 | 0 | 0 | 11.493 | 12.004 | 4.4823 | 0 | 4.4823 | 0.19929 | 4.6816
2016-05-03 19:00 | 0 | 2.443 | 0 | 0 | 17.443 | 461.1593 | 15 | 21.4742 | 4.6053 | 0 | 0 | 11.1165 | 10.3577 | 4.6053 | 0.57282 | 66.699 | 0 | 0 | 17.443 | 17.443 | 6.8028 | 0 | 6.8028 | 0 | 6.8028
2016-05-03 20:00 | 0 | 4.539 | 0 | 8.8818e-16 | 19.539 | 455.8814 | 15 | 21.4742 | 4.6053 | 0 | 0 | 0 | 21.4742 | 4.6053 | 0.329 | 0 | 0 | 0 | 19.539 | 19.539 | 7.6202 | 0 | 7.6202 | 3.4639e-16 | 7.6202
2016-05-03 21:00 | 0 | 4.93 | 0 | 8.8818e-16 | 19.93 | 450.1488 | 15 | 21.4742 | 4.6053 | 0 | 0 | 0 | 21.4742 | 4.6053 | 0.329 | 0 | 0 | 0 | 19.93 | 19.93 | 7.7727 | 0 | 7.7727 | 3.4639e-16 | 7.7727
2016-05-03 22:00 | 0 | 3.53 | 0 | 0 | 18.53 | 446.0442 | 15 | 21.4742 | 4.6053 | 0 | 0 | 0 | 21.4742 | 4.6053 | 0.329 | 0 | 0 | 0 | 18.53 | 18.53 | 7.2267 | 0 | 7.2267 | 0 | 7.2267
2016-05-03 23:00 | 0 | 0.752 | 0 | 1.4433e-15 | 15.752 | 445.1698 | 15 | 21.4742 | 4.6053 | 0 | 0 | 0 | 21.4742 | 4.6053 | 0.329 | 0 | 0 | 0 | 15.752 | 15.752 | 6.1433 | 0 | 6.1433 | 5.6288e-16 | 6.1433
2016-05-04 | 0 | 0 | 0 | 0 | 13.337 | 445.1698 | 13.337 | 19.0934 | 4.0947 | 0 | 0 | 2.7858 | 16.3076 | 4.0947 | 0.39772 | 0 | 9.778 | 3.2593 | 16.5963 | 16.5963 | 5.2014 | 1.2711 | 6.4726 | 0 | 6.4726
2016-05-04 01:00 | 0 | 0 | 0 | 0.102 | 11.898 | 445.1698 | 12 | 17.1793 | 3.6843 | 0 | 0 | 2.5722 | 14.6072 | 3.6843 | 0.39952 | 0 | 9.028 | 3.0093 | 14.9073 | 15.0093 | 4.6402 | 1.1736 | 5.8139 | 0.03978 | 5.8536
2016-05-04 02:00 | 0 | 0 | 0 | 1.362 | 10.638 | 445.1698 | 12 | 17.1793 | 3.6843 | 0 | 0 | 2.443 | 14.7363 | 3.6843 | 0.39598 | 0 | 8.575 | 2.8583 | 13.4963 | 14.8583 | 4.1488 | 1.1147 | 5.2636 | 0.53118 | 5.7948
2016-05-04 03:00 | 0 | 0 | 0 | 1.552 | 10.448 | 445.1698 | 12 | 17.1793 | 3.6843 | 0 | 0 | 2.3713 | 14.808 | 3.6843 | 0.39401 | 0 | 8.324 | 2.7747 | 13.2227 | 14.7747 | 4.0747 | 1.0821 | 5.1568 | 0.60528 | 5.7621
2016-05-04 04:00 | 0 | 0 | 1.95 | 0 | 10.05 | 446.8468 | 12 | 17.1793 | 3.6843 | 0 | 0 | 2.3012 | 14.8782 | 3.6843 | 0.39209 | 0 | 8.077 | 2.6923 | 12.7423 | 12.7423 | 3.9195 | 1.05 | 4.9695 | 0 | 4.9695
2016-05-04 05:00 | 0 | 0 | 2.298 | 0 | 9.702 | 448.823 | 12 | 17.1793 | 3.6843 | 0 | 0 | 0 | 17.1793 | 3.6843 | 0.329 | 0 | 0 | 0 | 9.702 | 9.702 | 3.7838 | 0 | 3.7838 | 0 | 3.7838
2016-05-04 06:00 | 0 | 0 | 2.308 | 0 | 9.692 | 450.8079 | 12 | 17.1793 | 3.6843 | 0 | 0 | 0 | 17.1793 | 3.6843 | 0.329 | 0 | 0 | 0 | 9.692 | 9.692 | 3.7799 | 0 | 3.7799 | 0 | 3.7799
2016-05-04 07:00 | 0 | 0 | 0 | 3.07 | 8.93 | 450.8079 | 12 | 17.1793 | 3.6843 | 0 | 0 | 0 | 17.1793 | 3.6843 | 0.329 | 0 | 0 | 0 | 8.93 | 12 | 3.4827 | 0 | 3.4827 | 1.1973 | 4.68
2016-05-04 08:00 | 0.012 | 0 | 0 | 4.683 | 7.329 | 450.8079 | 12 | 17.1793 | 3.6843 | 0 | 0 | 0 | 17.1793 | 3.6843 | 0.329 | 0 | 0 | 0 | 7.329 | 12.012 | 2.8583 | 0 | 2.8583 | 1.8264 | 4.6847
2016-05-04 09:00 | 0.034 | 0 | 4.923 | 0 | 7.111 | 455.0417 | 12 | 17.1793 | 3.6843 | 0 | 0 | 11.8413 | 5.338 | 3.6843 | 0.65365 | 71.048 | 0 | 0 | 7.111 | 7.111 | 2.7733 | 0 | 2.7733 | 0 | 2.7733
2016-05-04 10:00 | 0.055 | 0 | 1.5216 | 3.4744 | 7.059 | 456.3503 | 12 | 17.1793 | 3.6843 | 0 | 0 | 11.8572 | 5.3222 | 3.6843 | 0.65408 | 71.143 | 0 | 0 | 7.059 | 10.5334 | 2.753 | 0 | 2.753 | 1.355 | 4.108
2016-05-04 11:00 | 0.057 | 0 | 0 | 4.535 | 7.522 | 456.3503 | 12 | 17.1793 | 3.6843 | 0 | 0 | 11.8193 | 5.36 | 3.6843 | 0.65305 | 70.916 | 0 | 0 | 7.522 | 12.057 | 2.9336 | 0 | 2.9336 | 1.7686 | 4.7022
2016-05-04 12:00 | 0.079 | 0 | 0 | 4.008 | 8.071 | 456.3503 | 12 | 17.1793 | 3.6843 | 0 | 0 | 14.3595 | 2.8198 | 3.6843 | 0.72269 | 70.055 | 9.42 | 3.14 | 11.211 | 15.219 | 3.1477 | 1.2246 | 4.3723 | 1.5631 | 5.9354
2016-05-04 13:00 | 0.125 | 0 | 3.961 | 0 | 8.164 | 459.7568 | 12 | 17.1793 | 3.6843 | 0 | 0 | 14.7838 | 2.3955 | 3.6843 | 0.73432 | 69.112 | 11.461 | 3.8203 | 11.9843 | 11.9843 | 3.184 | 1.4899 | 4.6739 | 0 | 4.6739
2016-05-04 14:00 | 0.127 | 0 | 0 | 3.593 | 8.534 | 459.7568 | 12 | 17.1793 | 3.6843 | 0 | 0 | 3.7473 | 13.432 | 3.6843 | 0.43174 | 0 | 13.153 | 4.3843 | 12.9183 | 16.5113 | 3.3283 | 1.7099 | 5.0381 | 1.4013 | 6.4394
2016-05-04 15:00 | 0.085 | 0 | 0 | 3.317 | 8.768 | 459.7568 | 12 | 17.1793 | 3.6843 | 0 | 0 | 15.4068 | 1.7725 | 3.6843 | 0.7514 | 67.728 | 14.457 | 4.819 | 13.587 | 16.904 | 3.4195 | 1.8794 | 5.2989 | 1.2936 | 6.5926
2016-05-04 16:00 | 0.1 | 0 | 2.813 | 1.7764e-15 | 9.287 | 462.1759 | 12 | 17.1793 | 3.6843 | 0 | 0 | 15.5667 | 1.6127 | 3.6843 | 0.75579 | 67.374 | 15.225 | 5.075 | 14.362 | 14.362 | 3.6219 | 1.9792 | 5.6012 | 6.9278e-16 | 5.6012
2016-05-04 17:00 | 0.046 | 0 | 2.121 | 0 | 9.925 | 464 | 12 | 17.1793 | 3.6843 | 0 | 0 | 11.1988 | 5.9805 | 3.6843 | 0.63603 | 67.193 | 0 | 0 | 9.925 | 9.925 | 3.8708 | 0 | 3.8708 | 0 | 3.8708
2016-05-04 18:00 | 0.008 | 0 | 0 | 0.131 | 11.877 | 464 | 12 | 17.1793 | 3.6843 | 0 | 0 | 11.1908 | 5.9885 | 3.6843 | 0.63582 | 67.145 | 0 | 0 | 11.877 | 12.008 | 4.632 | 0 | 4.632 | 0.05109 | 4.6831
2016-05-04 19:00 | 0 | 4.486 | 0 | 0 | 19.486 | 458.7837 | 15 | 21.4742 | 4.6053 | 0 | 0 | 11.2093 | 10.2648 | 4.6053 | 0.57486 | 67.256 | 0 | 0 | 19.486 | 19.486 | 7.5995 | 0 | 7.5995 | 0 | 7.5995
2016-05-04 20:00 | 0 | 5.434 | 0 | 0 | 20.434 | 452.4651 | 15 | 21.4742 | 4.6053 | 0 | 0 | 0 | 21.4742 | 4.6053 | 0.329 | 0 | 0 | 0 | 20.434 | 20.434 | 7.9693 | 0 | 7.9693 | 0 | 7.9693
2016-05-04 21:00 | 0 | 5.984 | 0 | 8.8818e-16 | 20.984 | 445.507 | 15 | 21.4742 | 4.6053 | 0 | 0 | 0 | 21.4742 | 4.6053 | 0.329 | 0 | 0 | 0 | 20.984 | 20.984 | 8.1838 | 0 | 8.1838 | 3.4639e-16 | 8.1838
2016-05-04 22:00 | 0 | 3.71 | 0 | 0 | 18.71 | 441.193 | 15 | 21.4742 | 4.6053 | 0 | 0 | 0 | 21.4742 | 4.6053 | 0.329 | 0 | 0 | 0 | 18.71 | 18.71 | 7.2969 | 0 | 7.2969 | 0 | 7.2969
2016-05-04 23:00 | 0 | 0.277 | 0 | 1.1102e-16 | 15.277 | 440.8709 | 15 | 21.4742 | 4.6053 | 0 | 0 | 0 | 21.4742 | 4.6053 | 0.329 | 0 | 0 | 0 | 15.277 | 15.277 | 5.958 | 0 | 5.958 | 4.3299e-17 | 5.958
2016-05-05 | 0 | 0 | 0 | 0 | 13.169 | 440.8709 | 13.169 | 18.8529 | 4.0432 | 0 | 0 | 2.7623 | 16.0906 | 4.0432 | 0.39801 | 0 | 9.696 | 3.232 | 16.401 | 16.401 | 5.1359 | 1.2605 | 6.3964 | 0 | 6.3964
2016-05-05 01:00 | 0 | 0 | 0 | 0.83 | 11.17 | 440.8709 | 12 | 17.1793 | 3.6843 | 0 | 0 | 2.7018 | 14.4775 | 3.6843 | 0.40308 | 0 | 9.483 | 3.161 | 14.331 | 15.161 | 4.3563 | 1.2328 | 5.5891 | 0.3237 | 5.9128
2016-05-05 02:00 | 0 | 0 | 0 | 1.66 | 10.34 | 440.8709 | 12 | 17.1793 | 3.6843 | 0 | 0 | 2.6755 | 14.5038 | 3.6843 | 0.40235 | 0 | 9.391 | 3.1303 | 13.4703 | 15.1303 | 4.0326 | 1.2208 | 5.2534 | 0.6474 | 5.9008
2016-05-05 03:00 | 0 | 0 | 0 | 1.92 | 10.08 | 440.8709 | 12 | 17.1793 | 3.6843 | 0 | 0 | 2.5757 | 14.6037 | 3.6843 | 0.39962 | 0 | 9.04 | 3.0133 | 13.0933 | 15.0133 | 3.9312 | 1.1752 | 5.1064 | 0.7488 | 5.8552
2016-05-05 04:00 | 0 | 0 | 2.173 | 1.7764e-15 | 9.827 | 442.7397 | 12 | 17.1793 | 3.6843 | 0 | 0 | 2.4747 | 14.7047 | 3.6843 | 0.39685 | 0 | 8.686 | 2.8953 | 12.7223 | 12.7223 | 3.8325 | 1.1292 | 4.9617 | 6.9278e-16 | 4.9617
2016-05-05 05:00 | 0 | 0 | 2.345 | 0 | 9.655 | 444.7564 | 12 | 17.1793 | 3.6843 | 0 | 0 | 0 | 17.1793 | 3.6843 | 0.329 | 0 | 0 | 0 | 9.655 | 9.655 | 3.7654 | 0 | 3.7654 | 0 | 3.7654
2016-05-05 06:00 | 0 | 0 | 2.616 | 0 | 9.384 | 447.0062 | 12 | 17.1793 | 3.6843 | 0 | 0 | 0 | 17.1793 | 3.6843 | 0.329 | 0 | 0 | 0 | 9.384 | 9.384 | 3.6598 | 0 | 3.6598 | 0 | 3.6598
2016-05-05 07:00 | 0.001 | 0 | 0 | 3.371 | 8.63 | 447.0062 | 12 | 17.1793 | 3.6843 | 0 | 0 | 0 | 17.1793 | 3.6843 | 0.329 | 0 | 0 | 0 | 8.63 | 12.001 | 3.3657 | 0 | 3.3657 | 1.3147 | 4.6804
2016-05-05 08:00 | 0.019 | 0 | 0 | 4.985 | 7.034 | 447.0062 | 12 | 17.1793 | 3.6843 | 0 | 0 | 0 | 17.1793 | 3.6843 | 0.329 | 0 | 0 | 0 | 7.034 | 12.019 | 2.7433 | 0 | 2.7433 | 1.9442 | 4.6874
2016-05-05 09:00 | 0.049 | 0 | 4.904 | 0 | 7.145 | 451.2236 | 12 | 17.1793 | 3.6843 | 0 | 0 | 11.8223 | 5.357 | 3.6843 | 0.65313 | 70.934 | 0 | 0 | 7.145 | 7.145 | 2.7866 | 0 | 2.7866 | 0 | 2.7866
2016-05-05 10:00 | 0.087 | 0 | 0 | 4.621 | 7.466 | 451.2236 | 12 | 17.1793 | 3.6843 | 0 | 0 | 11.8285 | 5.3508 | 3.6843 | 0.6533 | 70.971 | 0 | 0 | 7.466 | 12.087 | 2.9117 | 0 | 2.9117 | 1.8022 | 4.7139
2016-05-05 11:00 | 0.102 | 0 | 0 | 4.418 | 7.684 | 451.2236 | 12 | 17.1793 | 3.6843 | 0 | 0 | 11.7998 | 5.3795 | 3.6843 | 0.65251 | 70.799 | 0 | 0 | 7.684 | 12.102 | 2.9968 | 0 | 2.9968 | 1.723 | 4.7198
2016-05-05 12:00 | 0.112 | 0 | 0 | 4.571 | 7.541 | 451.2236 | 12 | 17.1793 | 3.6843 | 0 | 0 | 14.4433 | 2.736 | 3.6843 | 0.72499 | 69.869 | 9.823 | 3.2743 | 10.8153 | 15.3863 | 2.941 | 1.277 | 4.218 | 1.7827 | 6.0007
2016-05-05 13:00 | 0.095 | 0 | 0 | 4.71 | 7.385 | 451.2236 | 12 | 17.1793 | 3.6843 | 0 | 0 | 14.9325 | 2.2468 | 3.6843 | 0.7384 | 68.782 | 12.176 | 4.0587 | 11.4437 | 16.1537 | 2.8801 | 1.5829 | 4.463 | 1.8369 | 6.2999
2016-05-05 14:00 | 0.095 | 0 | 0 | 3.633 | 8.462 | 451.2236 | 12 | 17.1793 | 3.6843 | 0 | 0 | 4.1593 | 13.02 | 3.6843 | 0.44304 | 0 | 14.599 | 4.8663 | 13.3283 | 16.9613 | 3.3002 | 1.8979 | 5.1981 | 1.4169 | 6.6149
2016-05-05 15:00 | 0.097 | 0 | 0 | 3.445 | 8.652 | 451.2236 | 12 | 17.1793 | 3.6843 | 0 | 0 | 15.8203 | 1.359 | 3.6843 | 0.76274 | 66.81 | 16.446 | 5.482 | 14.134 | 17.579 | 3.3743 | 2.138 | 5.5123 | 1.3436 | 6.8558
2016-05-05 16:00 | 0.049 | 0 | 3.281 | 0 | 8.768 | 454.0453 | 12 | 17.1793 | 3.6843 | 0 | 0 | 16.0353 | 1.144 | 3.6843 | 0.76864 | 66.333 | 17.48 | 5.8267 | 14.5947 | 14.5947 | 3.4195 | 2.2724 | 5.6919 | 0 | 5.6919
2016-05-05 17:00 | 0.021 | 0 | 2.82 | 0 | 9.201 | 456.4705 | 12 | 17.1793 | 3.6843 | 0 | 0 | 11.0638 | 6.1155 | 3.6843 | 0.63233 | 66.383 | 0 | 0 | 9.201 | 9.201 | 3.5884 | 0 | 3.5884 | 0 | 3.5884
2016-05-05 18:00 | 0.003 | 0 | 0 | 1.031 | 10.972 | 456.4705 | 12 | 17.1793 | 3.6843 | 0 | 0 | 11.1252 | 6.0542 | 3.6843 | 0.63401 | 66.751 | 0 | 0 | 10.972 | 12.003 | 4.2791 | 0 | 4.2791 | 0.40209 | 4.6812
2016-05-05 19:00 | 0 | 2.184 | 0 | 0 | 17.184 | 453.9309 | 15 | 21.4742 | 4.6053 | 0 | 0 | 11.2187 | 10.2555 | 4.6053 | 0.57506 | 67.312 | 0 | 0 | 17.184 | 17.184 | 6.7018 | 0 | 6.7018 | 0 | 6.7018
2016-05-05 20:00 | 0 | 5.122 | 0 | 0 | 20.122 | 447.9751 | 15 | 21.4742 | 4.6053 | 0 | 0 | 0 | 21.4742 | 4.6053 | 0.329 | 0 | 0 | 0 | 20.122 | 20.122 | 7.8476 | 0 | 7.8476 | 0 | 7.8476
2016-05-05 21:00 | 0 | 4.847 | 0 | 0 | 19.847 | 442.3391 | 15 | 21.4742 | 4.6053 | 0 | 0 | 0 | 21.4742 | 4.6053 | 0.329 | 0 | 0 | 0 | 19.847 | 19.847 | 7.7403 | 0 | 7.7403 | 0 | 7.7403
2016-05-05 22:00 | 0 | 3.445 | 0 | 0 | 18.445 | 438.3333 | 15 | 21.4742 | 4.6053 | 0 | 0 | 0 | 21.4742 | 4.6053 | 0.329 | 0 | 0 | 0 | 18.445 | 18.445 | 7.1936 | 0 | 7.1936 | 0 | 7.1936
2016-05-05 23:00 | 0 | 0 | 0 | 0 | 14.906 | 438.3333 | 14.906 | 21.3396 | 4.5765 | 0 | 0 | 0 | 21.3396 | 4.5765 | 0.329 | 0 | 0 | 0 | 14.906 | 14.906 | 5.8133 | 0 | 5.8133 | 0 | 5.8133
2016-05-06 | 0 | 0 | 0 | 0.186 | 11.814 | 438.3333 | 12 | 17.1793 | 3.6843 | 0 | 0 | 2.874 | 14.3053 | 3.6843 | 0.4078 | 0 | 10.087 | 3.3623 | 15.1763 | 15.3623 | 4.6075 | 1.3113 | 5.9188 | 0.07254 | 5.9913
2016-05-06 01:00 | 0 | 0 | 0 | 1.262 | 10.738 | 438.3333 | 12 | 17.1793 | 3.6843 | 0 | 0 | 2.5512 | 14.6282 | 3.6843 | 0.39894 | 0 | 8.955 | 2.985 | 13.723 | 14.985 | 4.1878 | 1.1642 | 5.352 | 0.49218 | 5.8441
2016-05-06 02:00 | 0 | 0 | 0 | 1.766 | 10.234 | 438.3333 | 12 | 17.1793 | 3.6843 | 0 | 0 | 2.2647 | 14.9147 | 3.6843 | 0.39109 | 0 | 7.949 | 2.6497 | 12.8837 | 14.6497 | 3.9913 | 1.0334 | 5.0246 | 0.68874 | 5.7134
2016-05-06 03:00 | 0 | 0 | 2.784 | 0 | 9.216 | 440.7275 | 12 | 17.1793 | 3.6843 | 0 | 0 | 2.0312 | 15.1482 | 3.6843 | 0.38469 | 0 | 7.129 | 2.3763 | 11.5923 | 11.5923 | 3.5942 | 0.92677 | 4.521 | 0 | 4.521
2016-05-06 04:00 | 0 | 0 | 2.972 | 0 | 9.028 | 443.2834 | 12 | 17.1793 | 3.6843 | 0 | 0 | 1.8665 | 15.3128 | 3.6843 | 0.38017 | 0 | 6.551 | 2.1837 | 11.2117 | 11.2117 | 3.5209 | 0.85163 | 4.3726 | 0 | 4.3726
2016-05-06 05:00 | 0 | 0 | 2.717 | 0 | 9.283 | 445.62 | 12 | 17.1793 | 3.6843 | 0 | 0 | 0 | 17.1793 | 3.6843 | 0.329 | 0 | 0 | 0 | 9.283 | 9.283 | 3.6204 | 0 | 3.6204 | 0 | 3.6204
2016-05-06 06:00 | 0 | 0 | 2.863 | 0 | 9.137 | 448.0822 | 12 | 17.1793 | 3.6843 | 0 | 0 | 0 | 17.1793 | 3.6843 | 0.329 | 0 | 0 | 0 | 9.137 | 9.137 | 3.5634 | 0 | 3.5634 | 0 | 3.5634
2016-05-06 07:00 | 0 | 0 | 0 | 3.596 | 8.404 | 448.0822 | 12 | 17.1793 | 3.6843 | 0 | 0 | 0 | 17.1793 | 3.6843 | 0.329 | 0 | 0 | 0 | 8.404 | 12 | 3.2776 | 0 | 3.2776 | 1.4024 | 4.68
2016-05-06 08:00 | 0.014 | 0 | 0 | 4.938 | 7.076 | 448.0822 | 12 | 17.1793 | 3.6843 | 0 | 0 | 0 | 17.1793 | 3.6843 | 0.329 | 0 | 0 | 0 | 7.076 | 12.014 | 2.7596 | 0 | 2.7596 | 1.9258 | 4.6855
2016-05-06 09:00 | 0.052 | 0 | 4.869 | 0 | 7.183 | 452.2696 | 12 | 17.1793 | 3.6843 | 0 | 0 | 11.967 | 5.2123 | 3.6843 | 0.6571 | 71.802 | 0 | 0 | 7.183 | 7.183 | 2.8014 | 0 | 2.8014 | 0 | 2.8014
2016-05-06 10:00 | 0.074 | 0 | 0 | 4.799 | 7.275 | 452.2696 | 12 | 17.1793 | 3.6843 | 0 | 0 | 11.9903 | 5.189 | 3.6843 | 0.65773 | 71.942 | 0 | 0 | 7.275 | 12.074 | 2.8373 | 0 | 2.8373 | 1.8716 | 4.7089
2016-05-06 11:00 | 0.094 | 0 | 3.7 | 1.153 | 7.241 | 455.4516 | 12 | 17.1793 | 3.6843 | 0 | 0 | 11.9432 | 5.2362 | 3.6843 | 0.65644 | 71.659 | 0 | 0 | 7.241 | 8.394 | 2.824 | 0 | 2.824 | 0.44965 | 3.2736
2016-05-06 12:00 | 0.095 | 0 | 4.957 | 0 | 7.138 | 459.7146 | 12 | 17.1793 | 3.6843 | 0 | 0 | 14.0978 | 3.0815 | 3.6843 | 0.71552 | 70.636 | 8.161 | 2.7203 | 9.8583 | 9.8583 | 2.7838 | 1.0609 | 3.8447 | 0 | 3.8447
2016-05-06 13:00 | 0.093 | 0 | 4.983 | 0 | 7.11 | 464 | 12 | 17.1793 | 3.6843 | 0 | 0 | 14.6153 | 2.564 | 3.6843 | 0.7297 | 69.486 | 10.65 | 3.55 | 10.66 | 10.66 | 2.7729 | 1.3845 | 4.1574 | 0 | 4.1574
2016-05-06 14:00 | 0.086 | 0 | 0 | 4.22 | 7.866 | 464 | 12 | 17.1793 | 3.6843 | 0 | 0 | 3.735 | 13.4443 | 3.6843 | 0.4314 | 0 | 13.11 | 4.37 | 12.236 | 16.456 | 3.0677 | 1.7043 | 4.772 | 1.6458 | 6.4178
2016-05-06 15:00 | 0.066 | 0 | 0 | 3.635 | 8.431 | 464 | 12 | 17.1793 | 3.6843 | 0 | 0 | 15.5643 | 1.615 | 3.6843 | 0.75572 | 67.379 | 15.214 | 5.0713 | 13.5023 | 17.1373 | 3.2881 | 1.9778 | 5.2659 | 1.4177 | 6.6836
2016-05-06 16:00 | 0.045 | 0 | 0 | 3.243 | 8.802 | 464 | 12 | 17.1793 | 3.6843 | 0 | 0 | 15.8307 | 1.3487 | 3.6843 | 0.76302 | 66.787 | 16.495 | 5.4983 | 14.3003 | 17.5433 | 3.4328 | 2.1444 | 5.5771 | 1.2648 | 6.8419
2016-05-06 17:00 | 0.012 | 0 | 0 | 2.869 | 9.143 | 464 | 12 | 17.1793 | 3.6843 | 0 | 0 | 11.0943 | 6.085 | 3.6843 | 0.63317 | 66.566 | 0 | 0 | 9.143 | 12.012 | 3.5658 | 0 | 3.5658 | 1.1189 | 4.6847
2016-05-06 18:00 | 0.002 | 0 | 0 | 0.709 | 11.293 | 464 | 12 | 17.1793 | 3.6843 | 0 | 0 | 11.1295 | 6.0498 | 3.6843 | 0.63413 | 66.777 | 0 | 0 | 11.293 | 12.002 | 4.4043 | 0 | 4.4043 | 0.27651 | 4.6808
2016-05-06 19:00 | 0 | 2.361 | 0 | 0 | 17.361 | 461.2547 | 15 | 21.4742 | 4.6053 | 0 | 0 | 11.2058 | 10.2683 | 4.6053 | 0.57478 | 67.235 | 0 | 0 | 17.361 | 17.361 | 6.7708 | 0 | 6.7708 | 0 | 6.7708
2016-05-06 20:00 | 0 | 3.949 | 0 | 0 | 18.949 | 456.6628 | 15 | 21.4742 | 4.6053 | 0 | 0 | 0 | 21.4742 | 4.6053 | 0.329 | 0 | 0 | 0 | 18.949 | 18.949 | 7.3901 | 0 | 7.3901 | 0 | 7.3901
2016-05-06 21:00 | 0 | 3.796 | 0 | 4.4409e-16 | 18.796 | 452.2488 | 15 | 21.4742 | 4.6053 | 0 | 0 | 0 | 21.4742 | 4.6053 | 0.329 | 0 | 0 | 0 | 18.796 | 18.796 | 7.3304 | 0 | 7.3304 | 1.7319e-16 | 7.3304
2016-05-06 22:00 | 0 | 2.103 | 0 | 4.4409e-16 | 17.103 | 449.8035 | 15 | 21.4742 | 4.6053 | 0 | 0 | 0 | 21.4742 | 4.6053 | 0.329 | 0 | 0 | 0 | 17.103 | 17.103 | 6.6702 | 0 | 6.6702 | 1.7319e-16 | 6.6702
2016-05-06 23:00 | 0 | 0 | 0 | 0 | 14.203 | 449.8035 | 14.203 | 20.3332 | 4.3606 | 0 | 0 | 0 | 20.3332 | 4.3606 | 0.329 | 0 | 0 | 0 | 14.203 | 14.203 | 5.5392 | 0 | 5.5392 | 0 | 5.5392
2016-05-07 | 0 | 0 | 0 | 0.198 | 11.802 | 449.8035 | 12 | 17.1793 | 3.6843 | 0 | 0 | 2.7957 | 14.3837 | 3.6843 | 0.40565 | 0 | 9.813 | 3.271 | 15.073 | 15.271 | 4.6028 | 1.2757 | 5.8785 | 0.07722 | 5.9557
2016-05-07 01:00 | 0 | 0 | 2.082 | 0 | 9.918 | 451.594 | 12 | 17.1793 | 3.6843 | 0 | 0 | 2.614 | 14.5653 | 3.6843 | 0.40067 | 0 | 9.175 | 3.0583 | 12.9763 | 12.9763 | 3.868 | 1.1927 | 5.0608 | 0 | 5.0608
2016-05-07 02:00 | 0 | 0 | 0 | 1.85 | 10.15 | 451.594 | 12 | 17.1793 | 3.6843 | 0 | 0 | 2.4488 | 14.7305 | 3.6843 | 0.39614 | 0 | 8.595 | 2.865 | 13.015 | 14.865 | 3.9585 | 1.1174 | 5.0758 | 0.7215 | 5.7974
2016-05-07 03:00 | 0 | 0 | 2.03 | 0 | 9.97 | 453.3398 | 12 | 17.1793 | 3.6843 | 0 | 0 | 2.3335 | 14.8458 | 3.6843 | 0.39298 | 0 | 8.191 | 2.7303 | 12.7003 | 12.7003 | 3.8883 | 1.0648 | 4.9531 | 0 | 4.9531
2016-05-07 04:00 | 0 | 0 | 2.4 | 0 | 9.6 | 455.4038 | 12 | 17.1793 | 3.6843 | 0 | 0 | 2.2198 | 14.9595 | 3.6843 | 0.38986 | 0 | 7.792 | 2.5973 | 12.1973 | 12.1973 | 3.744 | 1.013 | 4.757 | 0 | 4.757
2016-05-07 05:00 | 0 | 0 | 2.255 | 0 | 9.745 | 457.3431 | 12 | 17.1793 | 3.6843 | 0 | 0 | 0 | 17.1793 | 3.6843 | 0.329 | 0 | 0 | 0 | 9.745 | 9.745 | 3.8005 | 0 | 3.8005 | 0 | 3.8005
2016-05-07 06:00 | 0 | 0 | 0 | 1.911 | 10.089 | 457.3431 | 12 | 17.1793 | 3.6843 | 0 | 0 | 0 | 17.1793 | 3.6843 | 0.329 | 0 | 0 | 0 | 10.089 | 12 | 3.9347 | 0 | 3.9347 | 0.74529 | 4.68
2016-05-07 07:00 | 0 | 0 | 0 | 3.195 | 8.805 | 457.3431 | 12 | 17.1793 | 3.6843 | 0 | 0 | 0 | 17.1793 | 3.6843 | 0.329 | 0 | 0 | 0 | 8.805 | 12 | 3.4339 | 0 | 3.4339 | 1.2461 | 4.68
2016-05-07 08:00 | 0.012 | 0 | 0 | 4.819 | 7.193 | 457.3431 | 12 | 17.1793 | 3.6843 | 0 | 0 | 0 | 17.1793 | 3.6843 | 0.329 | 0 | 0 | 0 | 7.193 | 12.012 | 2.8053 | 0 | 2.8053 | 1.8794 | 4.6847
2016-05-07 09:00 | 0.052 | 0 | 5.04 | 0 | 7.012 | 461.6775 | 12 | 17.1793 | 3.6843 | 0 | 0 | 11.9557 | 5.2237 | 3.6843 | 0.65678 | 71.734 | 0 | 0 | 7.012 | 7.012 | 2.7347 | 0 | 2.7347 | 0 | 2.7347
2016-05-07 10:00 | 0.08 | 0 | 2.7006 | 2.5024 | 6.877 | 464 | 12 | 17.1793 | 3.6843 | 0 | 0 | 11.9663 | 5.213 | 3.6843 | 0.65708 | 71.798 | 0 | 0 | 6.877 | 9.3794 | 2.682 | 0 | 2.682 | 0.97595 | 3.658
2016-05-07 11:00 | 0.098 | 0 | 0 | 5.159 | 6.939 | 464 | 12 | 17.1793 | 3.6843 | 0 | 0 | 11.9343 | 5.245 | 3.6843 | 0.6562 | 71.606 | 0 | 0 | 6.939 | 12.098 | 2.7062 | 0 | 2.7062 | 2.012 | 4.7182
2016-05-07 12:00 | 0.107 | 0 | 0 | 5.192 | 6.915 | 464 | 12 | 17.1793 | 3.6843 | 0 | 0 | 14.0358 | 3.1435 | 3.6843 | 0.71382 | 70.773 | 7.863 | 2.621 | 9.536 | 14.728 | 2.6968 | 1.0222 | 3.719 | 2.0249 | 5.7439
2016-05-07 13:00 | 0.118 | 0 | 0 | 5.048 | 7.07 | 464 | 12 | 17.1793 | 3.6843 | 0 | 0 | 14.5925 | 2.5868 | 3.6843 | 0.72908 | 69.537 | 10.541 | 3.5137 | 10.5837 | 15.6317 | 2.7573 | 1.3703 | 4.1276 | 1.9687 | 6.0963
2016-05-07 14:00 | 0.106 | 0 | 0 | 4.66 | 7.446 | 464 | 12 | 17.1793 | 3.6843 | 0 | 0 | 3.7927 | 13.3867 | 3.6843 | 0.43298 | 0 | 13.312 | 4.4373 | 11.8833 | 16.5433 | 2.9039 | 1.7306 | 4.6345 | 1.8174 | 6.4519
2016-05-07 15:00 | 0.096 | 0 | 0 | 3.814 | 8.282 | 464 | 12 | 17.1793 | 3.6843 | 0 | 0 | 15.6455 | 1.5338 | 3.6843 | 0.75795 | 67.198 | 15.605 | 5.2017 | 13.4837 | 17.2977 | 3.23 | 2.0286 | 5.2586 | 1.4875 | 6.7461
2016-05-07 16:00 | 0.052 | 0 | 0 | 3.999 | 8.053 | 464 | 12 | 17.1793 | 3.6843 | 0 | 0 | 15.9372 | 1.2422 | 3.6843 | 0.76594 | 66.551 | 17.007 | 5.669 | 13.722 | 17.721 | 3.1407 | 2.2109 | 5.3516 | 1.5596 | 6.9112
2016-05-07 17:00 | 0.01 | 0 | 0 | 3.143 | 8.867 | 464 | 12 | 17.1793 | 3.6843 | 0 | 0 | 11.0625 | 6.1168 | 3.6843 | 0.6323 | 66.375 | 0 | 0 | 8.867 | 12.01 | 3.4581 | 0 | 3.4581 | 1.2258 | 4.6839
2016-05-07 18:00 | 0.001 | 0 | 0 | 0.81 | 11.191 | 464 | 12 | 17.1793 | 3.6843 | 0 | 0 | 11.1053 | 6.074 | 3.6843 | 0.63347 | 66.632 | 0 | 0 | 11.191 | 12.001 | 4.3645 | 0 | 4.3645 | 0.3159 | 4.6804
2016-05-07 19:00 | 0 | 1.563 | 0 | 6.6613e-16 | 16.563 | 462.1826 | 15 | 21.4742 | 4.6053 | 0 | 0 | 11.164 | 10.3102 | 4.6053 | 0.57386 | 66.984 | 0 | 0 | 16.563 | 16.563 | 6.4596 | 0 | 6.4596 | 2.5979e-16 | 6.4596
2016-05-07 20:00 | 0 | 3.651 | 0 | 4.4409e-16 | 18.651 | 457.9372 | 15 | 21.4742 | 4.6053 | 0 | 0 | 0 | 21.4742 | 4.6053 | 0.329 | 0 | 0 | 0 | 18.651 | 18.651 | 7.2739 | 0 | 7.2739 | 1.7319e-16 | 7.2739
2016-05-07 21:00 | 0 | 3.271 | 0 | 0 | 18.271 | 454.1337 | 15 | 21.4742 | 4.6053 | 0 | 0 | 0 | 21.4742 | 4.6053 | 0.329 | 0 | 0 | 0 | 18.271 | 18.271 | 7.1257 | 0 | 7.1257 | 0 | 7.1257
2016-05-07 22:00 | 0 | 1.855 | 0 | 2.2204e-16 | 16.855 | 451.9767 | 15 | 21.4742 | 4.6053 | 0 | 0 | 0 | 21.4742 | 4.6053 | 0.329 | 0 | 0 | 0 | 16.855 | 16.855 | 6.5735 | 0 | 6.5735 | 8.6597e-17 | 6.5735
2016-05-07 23:00 | 0 | 0 | 0 | 0 | 13.748 | 451.9767 | 13.748 | 19.6818 | 4.2209 | 0 | 0 | 0 | 19.6818 | 4.2209 | 0.329 | 0 | 0 | 0 | 13.748 | 13.748 | 5.3617 | 0 | 5.3617 | 0 | 5.3617
2016-05-08 | 0 | 0 | 0 | 0.587 | 11.413 | 451.9767 | 12 | 17.1793 | 3.6843 | 0 | 0 | 2.8558 | 14.3235 | 3.6843 | 0.4073 | 0 | 10.024 | 3.3413 | 14.7543 | 15.3413 | 4.4511 | 1.3031 | 5.7542 | 0.22893 | 5.9831
2016-05-08 01:00 | 0 | 0 | 0 | 0.923 | 11.077 | 451.9767 | 12 | 17.1793 | 3.6843 | 0 | 0 | 2.7328 | 14.4465 | 3.6843 | 0.40393 | 0 | 9.592 | 3.1973 | 14.2743 | 15.1973 | 4.32 | 1.247 | 5.567 | 0.35997 | 5.927
2016-05-08 02:00 | 0 | 0 | 0 | 1.756 | 10.244 | 451.9767 | 12 | 17.1793 | 3.6843 | 0 | 0 | 2.5953 | 14.584 | 3.6843 | 0.40016 | 0 | 9.11 | 3.0367 | 13.2807 | 15.0367 | 3.9952 | 1.1843 | 5.1795 | 0.68484 | 5.8643
2016-05-08 03:00 | 0 | 0 | 0 | 1.887 | 10.113 | 451.9767 | 12 | 17.1793 | 3.6843 | 0 | 0 | 2.536 | 14.6433 | 3.6843 | 0.39853 | 0 | 8.901 | 2.967 | 13.08 | 14.967 | 3.9441 | 1.1571 | 5.1012 | 0.73593 | 5.8371
2016-05-08 04:00 | 0 | 0 | 0 | 1.833 | 10.167 | 451.9767 | 12 | 17.1793 | 3.6843 | 0 | 0 | 2.5372 | 14.6422 | 3.6843 | 0.39856 | 0 | 8.905 | 2.9683 | 13.1353 | 14.9683 | 3.9651 | 1.1577 | 5.1228 | 0.71487 | 5.8377
2016-05-08 05:00 | 0 | 0 | 2.006 | 1.7764e-15 | 9.994 | 453.7019 | 12 | 17.1793 | 3.6843 | 0 | 0 | 0 | 17.1793 | 3.6843 | 0.329 | 0 | 0 | 0 | 9.994 | 9.994 | 3.8977 | 0 | 3.8977 | 6.9278e-16 | 3.8977
2016-05-08 06:00 | 0 | 0 | 2.442 | 0 | 9.558 | 455.802 | 12 | 17.1793 | 3.6843 | 0 | 0 | 0 | 17.1793 | 3.6843 | 0.329 | 0 | 0 | 0 | 9.558 | 9.558 | 3.7276 | 0 | 3.7276 | 0 | 3.7276
2016-05-08 07:00 | 0 | 0 | 0 | 3.213 | 8.787 | 455.802 | 12 | 17.1793 | 3.6843 | 0 | 0 | 0 | 17.1793 | 3.6843 | 0.329 | 0 | 0 | 0 | 8.787 | 12 | 3.4269 | 0 | 3.4269 | 1.2531 | 4.68
2016-05-08 08:00 | 0.01 | 0 | 0 | 4.57 | 7.44 | 455.802 | 12 | 17.1793 | 3.6843 | 0 | 0 | 0 | 17.1793 | 3.6843 | 0.329 | 0 | 0 | 0 | 7.44 | 12.01 | 2.9016 | 0 | 2.9016 | 1.7823 | 4.6839
2016-05-08 09:00 | 0.049 | 0 | 4.888 | 0 | 7.161 | 460.0057 | 12 | 17.1793 | 3.6843 | 0 | 0 | 11.8038 | 5.3755 | 3.6843 | 0.65262 | 70.823 | 0 | 0 | 7.161 | 7.161 | 2.7928 | 0 | 2.7928 | 0 | 2.7928
2016-05-08 10:00 | 0.07 | 0 | 4.6445 | 0.29847 | 7.127 | 464 | 12 | 17.1793 | 3.6843 | 0 | 0 | 11.8127 | 5.3667 | 3.6843 | 0.65286 | 70.876 | 0 | 0 | 7.127 | 7.4255 | 2.7795 | 0 | 2.7795 | 0.1164 | 2.8959
2016-05-08 11:00 | 0.082 | 0 | 0 | 4.97 | 7.112 | 464 | 12 | 17.1793 | 3.6843 | 0 | 0 | 11.7763 | 5.403 | 3.6843 | 0.65187 | 70.658 | 0 | 0 | 7.112 | 12.082 | 2.7737 | 0 | 2.7737 | 1.9383 | 4.712
2016-05-08 12:00 | 0.091 | 0 | 0 | 4.923 | 7.168 | 464 | 12 | 17.1793 | 3.6843 | 0 | 0 | 14.427 | 2.7523 | 3.6843 | 0.72454 | 69.905 | 9.744 | 3.248 | 10.416 | 15.339 | 2.7955 | 1.2667 | 4.0622 | 1.92 | 5.9822
2016-05-08 13:00 | 0.091 | 0 | 0 | 4.966 | 7.125 | 464 | 12 | 17.1793 | 3.6843 | 0 | 0 | 14.9485 | 2.2308 | 3.6843 | 0.73884 | 68.747 | 12.252 | 4.084 | 11.209 | 16.175 | 2.7788 | 1.5928 | 4.3715 | 1.9367 | 6.3083
2016-05-08 14:00 | 0.083 | 0 | 0 | 4.236 | 7.847 | 464 | 12 | 17.1793 | 3.6843 | 0 | 0 | 4.2358 | 12.9435 | 3.6843 | 0.44513 | 0 | 14.868 | 4.956 | 12.803 | 17.039 | 3.0603 | 1.9328 | 4.9932 | 1.652 | 6.6452
2016-05-08 15:00 | 0.069 | 0 | 0 | 3.753 | 8.316 | 464 | 12 | 17.1793 | 3.6843 | 0 | 0 | 15.8125 | 1.3668 | 3.6843 | 0.76253 | 66.828 | 16.407 | 5.469 | 13.785 | 17.538 | 3.2432 | 2.1329 | 5.3761 | 1.4637 | 6.8398
2016-05-08 16:00 | 0.045 | 0 | 0 | 3.55 | 8.495 | 464 | 12 | 17.1793 | 3.6843 | 0 | 0 | 15.9712 | 1.2082 | 3.6843 | 0.76688 | 66.475 | 17.171 | 5.7237 | 14.2187 | 17.7687 | 3.3131 | 2.2322 | 5.5453 | 1.3845 | 6.9298
2016-05-08 17:00 | 0.005 | 0 | 0 | 3.13 | 8.875 | 464 | 12 | 17.1793 | 3.6843 | 0 | 0 | 11.0555 | 6.1238 | 3.6843 | 0.6321 | 66.333 | 0 | 0 | 8.875 | 12.005 | 3.4613 | 0 | 3.4613 | 1.2207 | 4.682
2016-05-08 18:00 | 0.001 | 0 | 0 | 1.443 | 10.558 | 464 | 12 | 17.1793 | 3.6843 | 0 | 0 | 11.0745 | 6.1048 | 3.6843 | 0.63263 | 66.447 | 0 | 0 | 10.558 | 12.001 | 4.1176 | 0 | 4.1176 | 0.56277 | 4.6804
2016-05-08 19:00 | 0 | 1.732 | 0 | 2.2204e-16 | 16.732 | 461.986 | 15 | 21.4742 | 4.6053 | 0 | 0 | 11.1173 | 10.3568 | 4.6053 | 0.57284 | 66.704 | 0 | 0 | 16.732 | 16.732 | 6.5255 | 0 | 6.5255 | 8.6597e-17 | 6.5255
2016-05-08 20:00 | 0 | 4.558 | 0 | 0 | 19.558 | 456.686 | 15 | 21.4742 | 4.6053 | 0 | 0 | 0 | 21.4742 | 4.6053 | 0.329 | 0 | 0 | 0 | 19.558 | 19.558 | 7.6276 | 0 | 7.6276 | 0 | 7.6276
2016-05-08 21:00 | 0 | 5.002 | 0 | 0 | 20.002 | 450.8698 | 15 | 21.4742 | 4.6053 | 0 | 0 | 0 | 21.4742 | 4.6053 | 0.329 | 0 | 0 | 0 | 20.002 | 20.002 | 7.8008 | 0 | 7.8008 | 0 | 7.8008
2016-05-08 22:00 | 0 | 2.83 | 0 | 4.4409e-16 | 17.83 | 447.5791 | 15 | 21.4742 | 4.6053 | 0 | 0 | 0 | 21.4742 | 4.6053 | 0.329 | 0 | 0 | 0 | 17.83 | 17.83 | 6.9537 | 0 | 6.9537 | 1.7319e-16 | 6.9537
2016-05-08 23:00 | 0 | 0 | 0 | 0 | 14.981 | 447.5791 | 14.981 | 21.447 | 4.5995 | 0 | 0 | 0 | 21.447 | 4.5995 | 0.329 | 0 | 0 | 0 | 14.981 | 14.981 | 5.8426 | 0 | 5.8426 | 0 | 5.8426
2016-05-09 | 0 | 0 | 0 | 0.184 | 11.816 | 447.5791 | 12 | 17.1793 | 3.6843 | 0 | 0 | 3.122 | 14.0573 | 3.6843 | 0.41459 | 0 | 10.958 | 3.6527 | 15.4687 | 15.6527 | 4.6082 | 1.4245 | 6.0328 | 0.07176 | 6.1045
2016-05-09 01:00 | 0 | 0 | 0 | 1.613 | 10.387 | 447.5791 | 12 | 17.1793 | 3.6843 | 0 | 0 | 2.991 | 14.1883 | 3.6843 | 0.411 | 0 | 10.498 | 3.4993 | 13.8863 | 15.4993 | 4.0509 | 1.3647 | 5.4157 | 0.62907 | 6.0447
2016-05-09 02:00 | 0 | 0 | 2.318 | 1.7764e-15 | 9.682 | 449.5725 | 12 | 17.1793 | 3.6843 | 0 | 0 | 2.8977 | 14.2817 | 3.6843 | 0.40844 | 0 | 10.171 | 3.3903 | 13.0723 | 13.0723 | 3.776 | 1.3222 | 5.0982 | 6.9278e-16 | 5.0982
2016-05-09 03:00 | 0 | 0 | 2.614 | 0 | 9.386 | 451.8206 | 12 | 17.1793 | 3.6843 | 0 | 0 | 2.8487 | 14.3307 | 3.6843 | 0.4071 | 0 | 9.999 | 3.333 | 12.719 | 12.719 | 3.6605 | 1.2999 | 4.9604 | 0 | 4.9604
2016-05-09 04:00 | 0 | 0 | 2.454 | 0 | 9.546 | 453.931 | 12 | 17.1793 | 3.6843 | 0 | 0 | 2.8248 | 14.3545 | 3.6843 | 0.40645 | 0 | 9.915 | 3.305 | 12.851 | 12.851 | 3.7229 | 1.289 | 5.0119 | 0 | 5.0119
2016-05-09 05:00 | 0 | 0 | 2.324 | 0 | 9.676 | 455.9297 | 12 | 17.1793 | 3.6843 | 0 | 0 | 0 | 17.1793 | 3.6843 | 0.329 | 0 | 0 | 0 | 9.676 | 9.676 | 3.7736 | 0 | 3.7736 | 0 | 3.7736
2016-05-09 06:00 | 0 | 0 | 2.026 | 0 | 9.974 | 457.672 | 12 | 17.1793 | 3.6843 | 0 | 0 | 0 | 17.1793 | 3.6843 | 0.329 | 0 | 0 | 0 | 9.974 | 9.974 | 3.8899 | 0 | 3.8899 | 0 | 3.8899
2016-05-09 07:00 | 0.001 | 0 | 0 | 3.176 | 8.825 | 457.672 | 12 | 17.1793 | 3.6843 | 0 | 0 | 0 | 17.1793 | 3.6843 | 0.329 | 0 | 0 | 0 | 8.825 | 12.001 | 3.4417 | 0 | 3.4417 | 1.2386 | 4.6804
2016-05-09 08:00 | 0.016 | 0 | 0 | 4.759 | 7.257 | 457.672 | 12 | 17.1793 | 3.6843 | 0 | 0 | 0 | 17.1793 | 3.6843 | 0.329 | 0 | 0 | 0 | 7.257 | 12.016 | 2.8302 | 0 | 2.8302 | 1.856 | 4.6862
2016-05-09 09:00 | 0.048 | 0 | 2.8031 | 2.3839 | 6.861 | 460.0827 | 12 | 17.1793 | 3.6843 | 0 | 0 | 11.7038 | 5.4755 | 3.6843 | 0.64988 | 70.223 | 0 | 0 | 6.861 | 9.2449 | 2.6758 | 0 | 2.6758 | 0.92972 | 3.6055
2016-05-09 10:00 | 0.075 | 0 | 0 | 4.861 | 7.214 | 460.0827 | 12 | 17.1793 | 3.6843 | 0 | 0 | 11.7288 | 5.4505 | 3.6843 | 0.65057 | 70.373 | 0 | 0 | 7.214 | 12.075 | 2.8135 | 0 | 2.8135 | 1.8958 | 4.7092
2016-05-09 11:00 | 0.096 | 0 | 0 | 4.293 | 7.803 | 460.0827 | 12 | 17.1793 | 3.6843 | 0 | 0 | 11.7187 | 5.4607 | 3.6843 | 0.65029 | 70.312 | 0 | 0 | 7.803 | 12.096 | 3.0432 | 0 | 3.0432 | 1.6743 | 4.7174
2016-05-09 12:00 | 0.12 | 0 | 4.555 | 0 | 7.565 | 464 | 12 | 17.1793 | 3.6843 | 0 | 0 | 14.5818 | 2.5975 | 3.6843 | 0.72879 | 69.561 | 10.489 | 3.4963 | 11.0613 | 11.0613 | 2.9503 | 1.3636 | 4.3139 | 0 | 4.3139
2016-05-09 13:00 | 0.113 | 0 | 0 | 4.416 | 7.697 | 464 | 12 | 17.1793 | 3.6843 | 0 | 0 | 14.9487 | 2.2307 | 3.6843 | 0.73884 | 68.746 | 12.253 | 4.0843 | 11.7813 | 16.1973 | 3.0018 | 1.5929 | 4.5947 | 1.7222 | 6.317
2016-05-09 14:00 | 0.081 | 0 | 0 | 4.128 | 7.953 | 464 | 12 | 17.1793 | 3.6843 | 0 | 0 | 3.9777 | 13.2017 | 3.6843 | 0.43805 | 0 | 13.962 | 4.654 | 12.607 | 16.735 | 3.1017 | 1.8151 | 4.9167 | 1.6099 | 6.5267
2016-05-09 15:00 | 0.07 | 0 | 0 | 3.537 | 8.533 | 464 | 12 | 17.1793 | 3.6843 | 0 | 0 | 15.6558 | 1.5235 | 3.6843 | 0.75823 | 67.175 | 15.654 | 5.218 | 13.751 | 17.288 | 3.3279 | 2.035 | 5.3629 | 1.3794 | 6.7423
2016-05-09 16:00 | 0.044 | 0 | 0 | 3.269 | 8.775 | 464 | 12 | 17.1793 | 3.6843 | 0 | 0 | 15.9577 | 1.2217 | 3.6843 | 0.76651 | 66.505 | 17.106 | 5.702 | 14.477 | 17.746 | 3.4223 | 2.2238 | 5.646 | 1.2749 | 6.9209
2016-05-09 17:00 | 0.009 | 0 | 0 | 2.506 | 9.503 | 464 | 12 | 17.1793 | 3.6843 | 0 | 0 | 11.0783 | 6.101 | 3.6843 | 0.63273 | 66.47 | 0 | 0 | 9.503 | 12.009 | 3.7062 | 0 | 3.7062 | 0.97734 | 4.6835
2016-05-09 18:00 | 0.001 | 0 | 0 | 0.523 | 11.478 | 464 | 12 | 17.1793 | 3.6843 | 0 | 0 | 11.1387 | 6.0407 | 3.6843 | 0.63439 | 66.832 | 0 | 0 | 11.478 | 12.001 | 4.4764 | 0 | 4.4764 | 0.20397 | 4.6804
2016-05-09 19:00 | 0 | 2.341 | 0 | 4.4409e-16 | 17.341 | 461.2779 | 15 | 21.4742 | 4.6053 | 0 | 0 | 11.2772 | 10.197 | 4.6053 | 0.57635 | 67.663 | 0 | 0 | 17.341 | 17.341 | 6.763 | 0 | 6.763 | 1.7319e-16 | 6.763
2016-05-09 20:00 | 0 | 4.215 | 0 | 0 | 19.215 | 456.3767 | 15 | 21.4742 | 4.6053 | 0 | 0 | 0 | 21.4742 | 4.6053 | 0.329 | 0 | 0 | 0 | 19.215 | 19.215 | 7.4939 | 0 | 7.4939 | 0 | 7.4939
2016-05-09 21:00 | 0 | 4.401 | 0 | 0 | 19.401 | 451.2593 | 15 | 21.4742 | 4.6053 | 0 | 0 | 0 | 21.4742 | 4.6053 | 0.329 | 0 | 0 | 0 | 19.401 | 19.401 | 7.5664 | 0 | 7.5664 | 0 | 7.5664
2016-05-09 22:00 | 0 | 2.856 | 0 | 8.8818e-16 | 17.856 | 447.9384 | 15 | 21.4742 | 4.6053 | 0 | 0 | 0 | 21.4742 | 4.6053 | 0.329 | 0 | 0 | 0 | 17.856 | 17.856 | 6.9638 | 0 | 6.9638 | 3.4639e-16 | 6.9638
2016-05-09 23:00 | 0 | 0.096 | 0 | 0 | 15.096 | 447.8267 | 15 | 21.4742 | 4.6053 | 0 | 0 | 0 | 21.4742 | 4.6053 | 0.329 | 0 | 0 | 0 | 15.096 | 15.096 | 5.8874 | 0 | 5.8874 | 0 | 5.8874
2016-05-10 | 0 | 0 | 0 | 0 | 12.724 | 447.8267 | 12.724 | 18.2158 | 3.9065 | 0 | 0 | 2.3135 | 15.9023 | 3.9065 | 0.38882 | 0 | 8.12 | 2.7067 | 15.4307 | 15.4307 | 4.9624 | 1.0556 | 6.018 | 0 | 6.018
2016-05-10 01:00 | 0 | 0 | 0 | 1.069 | 10.931 | 447.8267 | 12 | 17.1793 | 3.6843 | 0 | 0 | 1.9233 | 15.256 | 3.6843 | 0.38173 | 0 | 6.751 | 2.2503 | 13.1813 | 14.2503 | 4.2631 | 0.87763 | 5.1407 | 0.41691 | 5.5576
2016-05-10 02:00 | 0 | 0 | 0 | 1.178 | 10.822 | 447.8267 | 12 | 17.1793 | 3.6843 | 0 | 0 | 1.5427 | 15.6367 | 3.6843 | 0.37129 | 0 | 5.415 | 1.805 | 12.627 | 13.805 | 4.2206 | 0.70395 | 4.9245 | 0.45942 | 5.384
2016-05-10 03:00 | 0 | 0 | 2.124 | 1.7764e-15 | 9.876 | 449.6534 | 12 | 17.1793 | 3.6843 | 0 | 0 | 1.296 | 15.8833 | 3.6843 | 0.36453 | 0 | 4.549 | 1.5163 | 11.3923 | 11.3923 | 3.8516 | 0.59137 | 4.443 | 6.9278e-16 | 4.443
2016-05-10 04:00 | 0 | 0 | 0 | 2.355 | 9.645 | 449.6534 | 12 | 17.1793 | 3.6843 | 0 | 0 | 1.1707 | 16.0087 | 3.6843 | 0.3611 | 0 | 4.109 | 1.3697 | 11.0147 | 13.3697 | 3.7616 | 0.53417 | 4.2957 | 0.91845 | 5.2142
2016-05-10 05:00 | 0 | 0 | 0 | 2.338 | 9.662 | 449.6534 | 12 | 17.1793 | 3.6843 | 0 | 0 | 0 | 17.1793 | 3.6843 | 0.329 | 0 | 0 | 0 | 9.662 | 12 | 3.7682 | 0 | 3.7682 | 0.91182 | 4.68
2016-05-10 06:00 | 0 | 0 | 0 | 2.1 | 9.9 | 449.6534 | 12 | 17.1793 | 3.6843 | 0 | 0 | 0 | 17.1793 | 3.6843 | 0.329 | 0 | 0 | 0 | 9.9 | 12 | 3.861 | 0 | 3.861 | 0.819 | 4.68
2016-05-10 07:00 | 0.001 | 0 | 0 | 2.557 | 9.444 | 449.6534 | 12 | 17.1793 | 3.6843 | 0 | 0 | 0 | 17.1793 | 3.6843 | 0.329 | 0 | 0 | 0 | 9.444 | 12.001 | 3.6832 | 0 | 3.6832 | 0.99723 | 4.6804
2016-05-10 08:00 | 0.014 | 0 | 0 | 4.263 | 7.751 | 449.6534 | 12 | 17.1793 | 3.6843 | 0 | 0 | 0 | 17.1793 | 3.6843 | 0.329 | 0 | 0 | 0 | 7.751 | 12.014 | 3.0229 | 0 | 3.0229 | 1.6626 | 4.6855
2016-05-10 09:00 | 0.051 | 0 | 0 | 4.789 | 7.262 | 449.6534 | 12 | 17.1793 | 3.6843 | 0 | 0 | 12.1953 | 4.984 | 3.6843 | 0.66336 | 73.172 | 0 | 0 | 7.262 | 12.051 | 2.8322 | 0 | 2.8322 | 1.8677 | 4.6999
2016-05-10 10:00 | 0.084 | 0 | 0 | 4.826 | 7.258 | 449.6534 | 12 | 17.1793 | 3.6843 | 0 | 0 | 12.2058 | 4.9735 | 3.6843 | 0.66364 | 73.235 | 0 | 0 | 7.258 | 12.084 | 2.8306 | 0 | 2.8306 | 1.8821 | 4.7128
2016-05-10 11:00 | 0.099 | 0 | 0 | 4.812 | 7.287 | 449.6534 | 12 | 17.1793 | 3.6843 | 0 | 0 | 12.137 | 5.0423 | 3.6843 | 0.66176 | 72.822 | 0 | 0 | 7.287 | 12.099 | 2.8419 | 0 | 2.8419 | 1.8767 | 4.7186
2016-05-10 12:00 | 0.102 | 0 | 0 | 4.262 | 7.84 | 449.6534 | 12 | 17.1793 | 3.6843 | 0 | 0 | 13.503 | 3.6763 | 3.6843 | 0.69921 | 71.957 | 5.301 | 1.767 | 9.607 | 13.869 | 3.0576 | 0.68913 | 3.7467 | 1.6622 | 5.4089
2016-05-10 13:00 | 0.112 | 0 | 0 | 4.428 | 7.684 | 449.6534 | 12 | 17.1793 | 3.6843 | 0 | 0 | 14.0855 | 3.0938 | 3.6843 | 0.71518 | 70.663 | 8.102 | 2.7007 | 10.3847 | 14.8127 | 2.9968 | 1.0533 | 4.05 | 1.7269 | 5.7769
2016-05-10 14:00 | 0.114 | 0 | 0 | 3.968 | 8.146 | 449.6534 | 12 | 17.1793 | 3.6843 | 0 | 0 | 3.1545 | 14.0248 | 3.6843 | 0.41549 | 0 | 11.072 | 3.6907 | 11.8367 | 15.8047 | 3.1769 | 1.4394 | 4.6163 | 1.5475 | 6.1638
2016-05-10 15:00 | 0.084 | 0 | 0 | 3.504 | 8.58 | 449.6534 | 12 | 17.1793 | 3.6843 | 0 | 0 | 15.1868 | 1.9925 | 3.6843 | 0.74537 | 68.217 | 13.399 | 4.4663 | 13.0463 | 16.5503 | 3.3462 | 1.7419 | 5.0881 | 1.3666 | 6.4546
2016-05-10 16:00 | 0.043 | 0 | 0 | 3.559 | 8.484 | 449.6534 | 12 | 17.1793 | 3.6843 | 0 | 0 | 15.5845 | 1.5948 | 3.6843 | 0.75628 | 67.334 | 15.311 | 5.1037 | 13.5877 | 17.1467 | 3.3088 | 1.9904 | 5.2992 | 1.388 | 6.6872
2016-05-10 17:00 | 0.01 | 0 | 0 | 2.783 | 9.227 | 449.6534 | 12 | 17.1793 | 3.6843 | 0 | 0 | 11.2052 | 5.9742 | 3.6843 | 0.63621 | 67.231 | 0 | 0 | 9.227 | 12.01 | 3.5985 | 0 | 3.5985 | 1.0854 | 4.6839
2016-05-10 18:00 | 0.002 | 0 | 0 | 0.572 | 11.43 | 449.6534 | 12 | 17.1793 | 3.6843 | 0 | 0 | 11.2397 | 5.9397 | 3.6843 | 0.63715 | 67.438 | 0 | 0 | 11.43 | 12.002 | 4.4577 | 0 | 4.4577 | 0.22308 | 4.6808
2016-05-10 19:00 | 0 | 3.029 | 0 | 0 | 18.029 | 446.1313 | 15 | 21.4742 | 4.6053 | 0 | 0 | 11.2703 | 10.2038 | 4.6053 | 0.5762 | 67.622 | 0 | 0 | 18.029 | 18.029 | 7.0313 | 0 | 7.0313 | 0 | 7.0313
2016-05-10 20:00 | 0 | 5.232 | 0 | 8.8818e-16 | 20.232 | 440.0476 | 15 | 21.4742 | 4.6053 | 0 | 0 | 0 | 21.4742 | 4.6053 | 0.329 | 0 | 0 | 0 | 20.232 | 20.232 | 7.8905 | 0 | 7.8905 | 3.4639e-16 | 7.8905
2016-05-10 21:00 | 0 | 4.494 | 0 | 8.8818e-16 | 19.494 | 434.822 | 15 | 21.4742 | 4.6053 | 0 | 0 | 0 | 21.4742 | 4.6053 | 0.329 | 0 | 0 | 0 | 19.494 | 19.494 | 7.6027 | 0 | 7.6027 | 3.4639e-16 | 7.6027
2016-05-10 22:00 | 0 | 2.318 | 0 | 0 | 17.318 | 432.1266 | 15 | 21.4742 | 4.6053 | 0 | 0 | 0 | 21.4742 | 4.6053 | 0.329 | 0 | 0 | 0 | 17.318 | 17.318 | 6.754 | 0 | 6.754 | 0 | 6.754
2016-05-10 23:00 | 0 | 0 | 0 | 0 | 14.368 | 432.1266 | 14.368 | 20.5694 | 4.4113 | 0 | 0 | 0 | 20.5694 | 4.4113 | 0.329 | 0 | 0 | 0 | 14.368 | 14.368 | 5.6035 | 0 | 5.6035 | 0 | 5.6035
2016-05-11 | 0 | 0 | 0 | 0 | 12.364 | 432.1266 | 12.364 | 17.7004 | 3.796 | 0 | 0 | 2.8737 | 14.8268 | 3.796 | 0.40547 | 0 | 10.086 | 3.362 | 15.726 | 15.726 | 4.822 | 1.3112 | 6.1331 | 0 | 6.1331
2016-05-11 01:00 | 0 | 0 | 0 | 0.995 | 11.005 | 432.1266 | 12 | 17.1793 | 3.6843 | 0 | 0 | 2.7623 | 14.417 | 3.6843 | 0.40473 | 0 | 9.696 | 3.232 | 14.237 | 15.232 | 4.292 | 1.2605 | 5.5524 | 0.38805 | 5.9405
2016-05-11 02:00 | 0 | 0 | 0 | 1.833 | 10.167 | 432.1266 | 12 | 17.1793 | 3.6843 | 0 | 0 | 2.616 | 14.5633 | 3.6843 | 0.40072 | 0 | 9.182 | 3.0607 | 13.2277 | 15.0607 | 3.9651 | 1.1937 | 5.1588 | 0.71487 | 5.8737
2016-05-11 03:00 | 0 | 0 | 2.126 | 0 | 9.874 | 433.955 | 12 | 17.1793 | 3.6843 | 0 | 0 | 2.4818 | 14.6975 | 3.6843 | 0.39704 | 0 | 8.711 | 2.9037 | 12.7777 | 12.7777 | 3.8509 | 1.1324 | 4.9833 | 0 | 4.9833
2016-05-11 04:00 | 0 | 0 | 0 | 1.864 | 10.136 | 433.955 | 12 | 17.1793 | 3.6843 | 0 | 0 | 2.3378 | 14.8415 | 3.6843 | 0.3931 | 0 | 8.206 | 2.7353 | 12.8713 | 14.7353 | 3.953 | 1.0668 | 5.0198 | 0.72696 | 5.7468
2016-05-11 05:00 | 0 | 0 | 0 | 1.311 | 10.689 | 433.955 | 12 | 17.1793 | 3.6843 | 0 | 0 | 0 | 17.1793 | 3.6843 | 0.329 | 0 | 0 | 0 | 10.689 | 12 | 4.1687 | 0 | 4.1687 | 0.51129 | 4.68
2016-05-11 06:00 | 0 | 0 | 0 | 1.6 | 10.4 | 433.955 | 12 | 17.1793 | 3.6843 | 0 | 0 | 0 | 17.1793 | 3.6843 | 0.329 | 0 | 0 | 0 | 10.4 | 12 | 4.056 | 0 | 4.056 | 0.624 | 4.68
2016-05-11 07:00 | 0.001 | 0 | 2.661 | 0 | 9.34 | 436.2435 | 12 | 17.1793 | 3.6843 | 0 | 0 | 0 | 17.1793 | 3.6843 | 0.329 | 0 | 0 | 0 | 9.34 | 9.34 | 3.6426 | 0 | 3.6426 | 0 | 3.6426
2016-05-11 08:00 | 0.014 | 0 | 4.037 | 0 | 7.977 | 439.7153 | 12 | 17.1793 | 3.6843 | 0 | 0 | 0 | 17.1793 | 3.6843 | 0.329 | 0 | 0 | 0 | 7.977 | 7.977 | 3.111 | 0 | 3.111 | 0 | 3.111
2016-05-11 09:00 | 0.052 | 0 | 4.488 | 0 | 7.564 | 443.575 | 12 | 17.1793 | 3.6843 | 0 | 0 | 11.9122 | 5.2672 | 3.6843 | 0.65559 | 71.473 | 0 | 0 | 7.564 | 7.564 | 2.95 | 0 | 2.95 | 0 | 2.95
2016-05-11 10:00 | 0.081 | 0 | 2.969 | 1.739 | 7.373 | 446.1283 | 12 | 17.1793 | 3.6843 | 0 | 0 | 11.9068 | 5.2725 | 3.6843 | 0.65545 | 71.441 | 0 | 0 | 7.373 | 9.112 | 2.8755 | 0 | 2.8755 | 0.67819 | 3.5537
2016-05-11 11:00 | 0.105 | 0 | 4.879 | 0 | 7.226 | 450.3243 | 12 | 17.1793 | 3.6843 | 0 | 0 | 11.882 | 5.2973 | 3.6843 | 0.65476 | 71.292 | 0 | 0 | 7.226 | 7.226 | 2.8181 | 0 | 2.8181 | 0 | 2.8181
2016-05-11 12:00 | 0.098 | 0 | 4.343 | 0 | 7.755 | 454.0593 | 12 | 17.1793 | 3.6843 | 0 | 0 | 14.2992 | 2.8802 | 3.6843 | 0.72104 | 70.189 | 9.13 | 3.0433 | 10.7983 | 10.7983 | 3.0244 | 1.1869 | 4.2114 | 0 | 4.2114
2016-05-11 13:00 | 0.069 | 0 | 4.536 | 0 | 7.533 | 457.9602 | 12 | 17.1793 | 3.6843 | 0 | 0 | 14.8905 | 2.2888 | 3.6843 | 0.73725 | 68.875 | 11.973 | 3.991 | 11.524 | 11.524 | 2.9379 | 1.5565 | 4.4944 | 0 | 4.4944
2016-05-11 14:00 | 0.079 | 0 | 0 | 4.279 | 7.8 | 457.9602 | 12 | 17.1793 | 3.6843 | 0 | 0 | 4.1123 | 13.067 | 3.6843 | 0.44175 | 0 | 14.434 | 4.8113 | 12.6113 | 16.8903 | 3.042 | 1.8764 | 4.9184 | 1.6688 | 6.5872
2016-05-11 15:00 | 0.056 | 0 | 3.926 | 0 | 8.13 | 461.3366 | 12 | 17.1793 | 3.6843 | 0 | 0 | 15.7665 | 1.4128 | 3.6843 | 0.76126 | 66.93 | 16.187 | 5.3957 | 13.5257 | 13.5257 | 3.1707 | 2.1043 | 5.275 | 0 | 5.275
2016-05-11 16:00 | 0.022 | 0 | 0 | 3.67 | 8.352 | 461.3366 | 12 | 17.1793 | 3.6843 | 0 | 0 | 15.9993 | 1.18 | 3.6843 | 0.76765 | 66.412 | 17.307 | 5.769 | 14.121 | 17.791 | 3.2573 | 2.2499 | 5.5072 | 1.4313 | 6.9385
2016-05-11 17:00 | 0.01 | 0 | 3.097 | 0 | 8.913 | 464 | 12 | 17.1793 | 3.6843 | 0 | 0 | 11.0295 | 6.1498 | 3.6843 | 0.63139 | 66.177 | 0 | 0 | 8.913 | 8.913 | 3.4761 | 0 | 3.4761 | 0 | 3.4761
2016-05-11 18:00 | 0.002 | 0 | 0 | 1.286 | 10.716 | 464 | 12 | 17.1793 | 3.6843 | 0 | 0 | 11.0057 | 6.1737 | 3.6843 | 0.63074 | 66.034 | 0 | 0 | 10.716 | 12.002 | 4.1792 | 0 | 4.1792 | 0.50154 | 4.6808
2016-05-11 19:00 | 0 | 1.374 | 0 | 0 | 16.374 | 462.4023 | 15 | 21.4742 | 4.6053 | 0 | 0 | 11.0215 | 10.4527 | 4.6053 | 0.57074 | 66.129 | 0 | 0 | 16.374 | 16.374 | 6.3859 | 0 | 6.3859 | 0 | 6.3859
2016-05-11 20:00 | 0 | 4.108 | 0 | 0 | 19.108 | 457.6256 | 15 | 21.4742 | 4.6053 | 0 | 0 | 0 | 21.4742 | 4.6053 | 0.329 | 0 | 0 | 0 | 19.108 | 19.108 | 7.4521 | 0 | 7.4521 | 0 | 7.4521
2016-05-11 21:00 | 0 | 4.083 | 0 | 8.8818e-16 | 19.083 | 452.8779 | 15 | 21.4742 | 4.6053 | 0 | 0 | 0 | 21.4742 | 4.6053 | 0.329 | 0 | 0 | 0 | 19.083 | 19.083 | 7.4424 | 0 | 7.4424 | 3.4639e-16 | 7.4424
2016-05-11 22:00 | 0 | 2.283 | 0 | 8.8818e-16 | 17.283 | 450.2233 | 15 | 21.4742 | 4.6053 | 0 | 0 | 0 | 21.4742 | 4.6053 | 0.329 | 0 | 0 | 0 | 17.283 | 17.283 | 6.7404 | 0 | 6.7404 | 3.4639e-16 | 6.7404
2016-05-11 23:00 | 0 | 0 | 0 | 0 | 14.391 | 450.2233 | 14.391 | 20.6023 | 4.4183 | 0 | 0 | 0 | 20.6023 | 4.4183 | 0.329 | 0 | 0 | 0 | 14.391 | 14.391 | 5.6125 | 0 | 5.6125 | 0 | 5.6125
2016-05-12 | 0 | 0 | 0 | 0.223 | 11.777 | 450.2233 | 12 | 17.1793 | 3.6843 | 0 | 0 | 3.1105 | 14.0688 | 3.6843 | 0.41428 | 0 | 10.918 | 3.6393 | 15.4163 | 15.6393 | 4.593 | 1.4193 | 6.0124 | 0.08697 | 6.0993
2016-05-12 01:00 | 0 | 0 | 0 | 1.31 | 10.69 | 450.2233 | 12 | 17.1793 | 3.6843 | 0 | 0 | 2.937 | 14.2423 | 3.6843 | 0.40952 | 0 | 10.309 | 3.4363 | 14.1263 | 15.4363 | 4.1691 | 1.3402 | 5.5093 | 0.5109 | 6.0202
2016-05-12 02:00 | 0 | 0 | 0 | 1.47 | 10.53 | 450.2233 | 12 | 17.1793 | 3.6843 | 0 | 0 | 2.7928 | 14.3865 | 3.6843 | 0.40557 | 0 | 9.803 | 3.2677 | 13.7977 | 15.2677 | 4.1067 | 1.2744 | 5.3811 | 0.5733 | 5.9544
2016-05-12 03:00 | 0 | 0 | 2.186 | 0 | 9.814 | 452.1032 | 12 | 17.1793 | 3.6843 | 0 | 0 | 2.696 | 14.4833 | 3.6843 | 0.40292 | 0 | 9.463 | 3.1543 | 12.9683 | 12.9683 | 3.8275 | 1.2302 | 5.0577 | 0 | 5.0577
2016-05-12 04:00 | 0 | 0 | 2.37 | 0 | 9.63 | 454.1414 | 12 | 17.1793 | 3.6843 | 0 | 0 | 2.588 | 14.5913 | 3.6843 | 0.39995 | 0 | 9.084 | 3.028 | 12.658 | 12.658 | 3.7557 | 1.1809 | 4.9366 | 0 | 4.9366
2016-05-12 05:00 | 0 | 0 | 1.98 | 0 | 10.02 | 455.8442 | 12 | 17.1793 | 3.6843 | 0 | 0 | 0 | 17.1793 | 3.6843 | 0.329 | 0 | 0 | 0 | 10.02 | 10.02 | 3.9078 | 0 | 3.9078 | 0 | 3.9078
2016-05-12 06:00 | 0 | 0 | 2.173 | 1.7764e-15 | 9.827 | 457.713 | 12 | 17.1793 | 3.6843 | 0 | 0 | 0 | 17.1793 | 3.6843 | 0.329 | 0 | 0 | 0 | 9.827 | 9.827 | 3.8325 | 0 | 3.8325 | 6.9278e-16 | 3.8325
2016-05-12 07:00 | 0.001 | 0 | 2.89 | 0 | 9.111 | 460.1984 | 12 | 17.1793 | 3.6843 | 0 | 0 | 0 | 17.1793 | 3.6843 | 0.329 | 0 | 0 | 0 | 9.111 | 9.111 | 3.5533 | 0 | 3.5533 | 0 | 3.5533
2016-05-12 08:00 | 0.014 | 0 | 0 | 4.53 | 7.484 | 460.1984 | 12 | 17.1793 | 3.6843 | 0 | 0 | 0 | 17.1793 | 3.6843 | 0.329 | 0 | 0 | 0 | 7.484 | 12.014 | 2.9188 | 0 | 2.9188 | 1.7667 | 4.6855
2016-05-12 09:00 | 0.047 | 0 | 4.4205 | 0.44453 | 7.182 | 464 | 12 | 17.1793 | 3.6843 | 0 | 0 | 11.861 | 5.3183 | 3.6843 | 0.65419 | 71.166 | 0 | 0 | 7.182 | 7.6265 | 2.801 | 0 | 2.801 | 0.17337 | 2.9743
2016-05-12 10:00 | 0.085 | 0 | 0 | 5.144 | 6.941 | 464 | 12 | 17.1793 | 3.6843 | 0 | 0 | 11.8837 | 5.2957 | 3.6843 | 0.65481 | 71.302 | 0 | 0 | 6.941 | 12.085 | 2.707 | 0 | 2.707 | 2.0062 | 4.7132
2016-05-12 11:00 | 0.093 | 0 | 0 | 5.157 | 6.936 | 464 | 12 | 17.1793 | 3.6843 | 0 | 0 | 11.8593 | 5.32 | 3.6843 | 0.65414 | 71.156 | 0 | 0 | 6.936 | 12.093 | 2.705 | 0 | 2.705 | 2.0112 | 4.7163
2016-05-12 12:00 | 0.096 | 0 | 0 | 4.782 | 7.314 | 464 | 12 | 17.1793 | 3.6843 | 0 | 0 | 14.448 | 2.7313 | 3.6843 | 0.72512 | 69.858 | 9.846 | 3.282 | 10.596 | 15.378 | 2.8525 | 1.28 | 4.1324 | 1.865 | 5.9974
2016-05-12 13:00 | 0.11 | 0 | 0 | 4.531 | 7.579 | 464 | 12 | 17.1793 | 3.6843 | 0 | 0 | 15.0278 | 2.1515 | 3.6843 | 0.74101 | 68.57 | 12.634 | 4.2113 | 11.7903 | 16.3213 | 2.9558 | 1.6424 | 4.5982 | 1.7671 | 6.3653
2016-05-12 14:00 | 0.074 | 0 | 0 | 4.012 | 8.062 | 464 | 12 | 17.1793 | 3.6843 | 0 | 0 | 4.2522 | 12.9272 | 3.6843 | 0.44558 | 0 | 14.925 | 4.975 | 13.037 | 17.049 | 3.1442 | 1.9403 | 5.0844 | 1.5647 | 6.6491
2016-05-12 15:00 | 0.062 | 0 | 0 | 3.333 | 8.729 | 464 | 12 | 17.1793 | 3.6843 | 0 | 0 | 15.838 | 1.3413 | 3.6843 | 0.76323 | 66.771 | 16.53 | 5.51 | 14.239 | 17.572 | 3.4043 | 2.1489 | 5.5532 | 1.2999 | 6.8531
2016-05-12 16:00 | 0.045 | 0 | 0 | 3.076 | 8.969 | 464 | 12 | 17.1793 | 3.6843 | 0 | 0 | 16.0595 | 1.1198 | 3.6843 | 0.7693 | 66.279 | 17.595 | 5.865 | 14.834 | 17.91 | 3.4979 | 2.2873 | 5.7853 | 1.1996 | 6.9849
2016-05-12 17:00 | 0.016 | 0 | 0 | 2.819 | 9.197 | 464 | 12 | 17.1793 | 3.6843 | 0 | 0 | 11.008 | 6.1713 | 3.6843 | 0.6308 | 66.048 | 0 | 0 | 9.197 | 12.016 | 3.5868 | 0 | 3.5868 | 1.0994 | 4.6862
2016-05-12 18:00 | 0.002 | 0 | 0 | 1.039 | 10.963 | 464 | 12 | 17.1793 | 3.6843 | 0 | 0 | 10.9832 | 6.1962 | 3.6843 | 0.63012 | 65.899 | 0 | 0 | 10.963 | 12.002 | 4.2756 | 0 | 4.2756 | 0.40521 | 4.6808
2016-05-12 19:00 | 0 | 1.338 | 0 | 2.2204e-16 | 16.338 | 462.4442 | 15 | 21.4742 | 4.6053 | 0 | 0 | 10.9875 | 10.4867 | 4.6053 | 0.56999 | 65.925 | 0 | 0 | 16.338 | 16.338 | 6.3718 | 0 | 6.3718 | 8.6597e-17 | 6.3718
2016-05-12 20:00 | 0 | 2.815 | 0 | 0 | 17.815 | 459.1709 | 15 | 21.4742 | 4.6053 | 0 | 0 | 0 | 21.4742 | 4.6053 | 0.329 | 0 | 0 | 0 | 17.815 | 17.815 | 6.9479 | 0 | 6.9479 | 0 | 6.9479
2016-05-12 21:00 | 0 | 2.93 | 0 | 0 | 17.93 | 455.764 | 15 | 21.4742 | 4.6053 | 0 | 0 | 0 | 21.4742 | 4.6053 | 0.329 | 0 | 0 | 0 | 17.93 | 17.93 | 6.9927 | 0 | 6.9927 | 0 | 6.9927
2016-05-12 22:00 | 0 | 1.336 | 0 | 8.8818e-16 | 16.336 | 454.2105 | 15 | 21.4742 | 4.6053 | 0 | 0 | 0 | 21.4742 | 4.6053 | 0.329 | 0 | 0 | 0 | 16.336 | 16.336 | 6.371 | 0 | 6.371 | 3.4639e-16 | 6.371
2016-05-12 23:00 | 0 | 0 | 0 | 0 | 14.288 | 454.2105 | 14.288 | 20.4549 | 4.3867 | 0 | 0 | 0 | 20.4549 | 4.3867 | 0.329 | 0 | 0 | 0 | 14.288 | 14.288 | 5.5723 | 0 | 5.5723 | 0 | 5.5723
2016-05-13 | 0 | 0 | 0 | 0.1 | 11.9 | 454.2105 | 12 | 17.1793 | 3.6843 | 0 | 0 | 3.0412 | 14.1382 | 3.6843 | 0.41238 | 0 | 10.674 | 3.558 | 15.458 | 15.558 | 4.641 | 1.3876 | 6.0286 | 0.039 | 6.0676
2016-05-13 01:00 | 0 | 0 | 0 | 1.479 | 10.521 | 454.2105 | 12 | 17.1793 | 3.6843 | 0 | 0 | 2.8848 | 14.2945 | 3.6843 | 0.40809 | 0 | 10.126 | 3.3753 | 13.8963 | 15.3753 | 4.1032 | 1.3164 | 5.4196 | 0.57681 | 5.9964
2016-05-13 02:00 | 0 | 0 | 2.048 | 1.7764e-15 | 9.952 | 455.9717 | 12 | 17.1793 | 3.6843 | 0 | 0 | 2.802 | 14.3773 | 3.6843 | 0.40582 | 0 | 9.835 | 3.2783 | 13.2303 | 13.2303 | 3.8813 | 1.2786 | 5.1598 | 6.9278e-16 | 5.1598
2016-05-13 03:00 | 0 | 0 | 1.978 | 0 | 10.022 | 457.6728 | 12 | 17.1793 | 3.6843 | 0 | 0 | 2.7885 | 14.3908 | 3.6843 | 0.40545 | 0 | 9.787 | 3.2623 | 13.2843 | 13.2843 | 3.9086 | 1.2723 | 5.1809 | 0 | 5.1809
2016-05-13 04:00 | 0 | 0 | 2.035 | 0 | 9.965 | 459.4229 | 12 | 17.1793 | 3.6843 | 0 | 0 | 2.754 | 14.4253 | 3.6843 | 0.40451 | 0 | 9.667 | 3.2223 | 13.1873 | 13.1873 | 3.8864 | 1.2567 | 5.1431 | 0 | 5.1431
2016-05-13 05:00 | 0 | 0 | 2.467 | 0 | 9.533 | 461.5445 | 12 | 17.1793 | 3.6843 | 0 | 0 | 0 | 17.1793 | 3.6843 | 0.329 | 0 | 0 | 0 | 9.533 | 9.533 | 3.7179 | 0 | 3.7179 | 0 | 3.7179
2016-05-13 06:00 | 0 | 0 | 2.8552 | 0.04982 | 9.095 | 464 | 12 | 17.1793 | 3.6843 | 0 | 0 | 0 | 17.1793 | 3.6843 | 0.329 | 0 | 0 | 0 | 9.095 | 9.1448 | 3.5471 | 0 | 3.5471 | 0.01943 | 3.5665
2016-05-13 07:00 | 0 | 0 | 0 | 3.623 | 8.377 | 464 | 12 | 17.1793 | 3.6843 | 0 | 0 | 0 | 17.1793 | 3.6843 | 0.329 | 0 | 0 | 0 | 8.377 | 12 | 3.267 | 0 | 3.267 | 1.413 | 4.68
2016-05-13 08:00 | 0.009 | 0 | 0 | 4.776 | 7.233 | 464 | 12 | 17.1793 | 3.6843 | 0 | 0 | 0 | 17.1793 | 3.6843 | 0.329 | 0 | 0 | 0 | 7.233 | 12.009 | 2.8209 | 0 | 2.8209 | 1.8626 | 4.6835
2016-05-13 09:00 | 0.034 | 0 | 0 | 4.683 | 7.351 | 464 | 12 | 17.1793 | 3.6843 | 0 | 0 | 11.7723 | 5.407 | 3.6843 | 0.65176 | 70.634 | 0 | 0 | 7.351 | 12.034 | 2.8669 | 0 | 2.8669 | 1.8264 | 4.6933
2016-05-13 10:00 | 0.053 | 0 | 0 | 4.582 | 7.471 | 464 | 12 | 17.1793 | 3.6843 | 0 | 0 | 11.7978 | 5.3815 | 3.6843 | 0.65246 | 70.787 | 0 | 0 | 7.471 | 12.053 | 2.9137 | 0 | 2.9137 | 1.787 | 4.7007
2016-05-13 11:00 | 0.061 | 0 | 0 | 4.7 | 7.361 | 464 | 12 | 17.1793 | 3.6843 | 0 | 0 | 11.7677 | 5.4117 | 3.6843 | 0.65163 | 70.606 | 0 | 0 | 7.361 | 12.061 | 2.8708 | 0 | 2.8708 | 1.833 | 4.7038
2016-05-13 12:00 | 0.064 | 0 | 0 | 4.529 | 7.535 | 464 | 12 | 17.1793 | 3.6843 | 0 | 0 | 14.7157 | 2.4637 | 3.6843 | 0.73245 | 69.264 | 11.133 | 3.711 | 11.246 | 15.775 | 2.9386 | 1.4473 | 4.3859 | 1.7663 | 6.1523
2016-05-13 13:00 | 0.078 | 0 | 0 | 4.619 | 7.459 | 464 | 12 | 17.1793 | 3.6843 | 0 | 0 | 15.1802 | 1.9992 | 3.6843 | 0.74519 | 68.232 | 13.367 | 4.4557 | 11.9147 | 16.5337 | 2.909 | 1.7377 | 4.6467 | 1.8014 | 6.4481
2016-05-13 14:00 | 0.078 | 0 | 0 | 3.883 | 8.195 | 464 | 12 | 17.1793 | 3.6843 | 0 | 0 | 4.3463 | 12.833 | 3.6843 | 0.44816 | 0 | 15.256 | 5.0853 | 13.2803 | 17.1633 | 3.1961 | 1.9833 | 5.1793 | 1.5144 | 6.6937
2016-05-13 15:00 | 0.063 | 0 | 0 | 3.758 | 8.305 | 464 | 12 | 17.1793 | 3.6843 | 0 | 0 | 15.869 | 1.3103 | 3.6843 | 0.76408 | 66.702 | 16.679 | 5.5597 | 13.8647 | 17.6227 | 3.2389 | 2.1683 | 5.4072 | 1.4656 | 6.8728
2016-05-13 16:00 | 0.04 | 0 | 0 | 3.322 | 8.718 | 464 | 12 | 17.1793 | 3.6843 | 0 | 0 | 16.0705 | 1.1088 | 3.6843 | 0.7696 | 66.254 | 17.649 | 5.883 | 14.601 | 17.923 | 3.4 | 2.2944 | 5.6944 | 1.2956 | 6.99
2016-05-13 17:00 | 0.014 | 0 | 0 | 2.816 | 9.198 | 464 | 12 | 17.1793 | 3.6843 | 0 | 0 | 11.0087 | 6.1707 | 3.6843 | 0.63082 | 66.052 | 0 | 0 | 9.198 | 12.014 | 3.5872 | 0 | 3.5872 | 1.0982 | 4.6855
2016-05-13 18:00 | 0.002 | 0 | 0 | 0.941 | 11.061 | 464 | 12 | 17.1793 | 3.6843 | 0 | 0 | 10.9787 | 6.2007 | 3.6843 | 0.63 | 65.872 | 0 | 0 | 11.061 | 12.002 | 4.3138 | 0 | 4.3138 | 0.36699 | 4.6808
2016-05-13 19:00 | 0 | 1.452 | 0 | 0 | 16.452 | 462.3116 | 15 | 21.4742 | 4.6053 | 0 | 0 | 10.9868 | 10.4873 | 4.6053 | 0.56998 | 65.921 | 0 | 0 | 16.452 | 16.452 | 6.4163 | 0 | 6.4163 | 0 | 6.4163
2016-05-13 20:00 | 0 | 3.485 | 0 | 8.8818e-16 | 18.485 | 458.2593 | 15 | 21.4742 | 4.6053 | 0 | 0 | 0 | 21.4742 | 4.6053 | 0.329 | 0 | 0 | 0 | 18.485 | 18.485 | 7.2092 | 0 | 7.2092 | 3.4639e-16 | 7.2092
2016-05-13 21:00 | 0 | 2.851 | 0 | 0 | 17.851 | 454.9442 | 15 | 21.4742 | 4.6053 | 0 | 0 | 0 | 21.4742 | 4.6053 | 0.329 | 0 | 0 | 0 | 17.851 | 17.851 | 6.9619 | 0 | 6.9619 | 0 | 6.9619
2016-05-13 22:00 | 0 | 1.445 | 0 | 8.8818e-16 | 16.445 | 453.264 | 15 | 21.4742 | 4.6053 | 0 | 0 | 0 | 21.4742 | 4.6053 | 0.329 | 0 | 0 | 0 | 16.445 | 16.445 | 6.4136 | 0 | 6.4136 | 3.4639e-16 | 6.4136
2016-05-13 23:00 | 0 | 0 | 0 | 0 | 14.164 | 453.264 | 14.164 | 20.2773 | 4.3487 | 0 | 0 | 0 | 20.2773 | 4.3487 | 0.329 | 0 | 0 | 0 | 14.164 | 14.164 | 5.524 | 0 | 5.524 | 0 | 5.524
2016-05-14 | 0 | 0 | 0 | 0.17 | 11.83 | 453.264 | 12 | 17.1793 | 3.6843 | 0 | 0 | 2.989 | 14.1903 | 3.6843 | 0.41095 | 0 | 10.491 | 3.497 | 15.327 | 15.497 | 4.6137 | 1.3638 | 5.9775 | 0.0663 | 6.0438
2016-05-14 01:00 | 0 | 0 | 0 | 1.244 | 10.756 | 453.264 | 12 | 17.1793 | 3.6843 | 0 | 0 | 2.8843 | 14.295 | 3.6843 | 0.40808 | 0 | 10.124 | 3.3747 | 14.1307 | 15.3747 | 4.1948 | 1.3161 | 5.511 | 0.48516 | 5.9961
2016-05-14 02:00 | 0 | 0 | 0 | 1.544 | 10.456 | 453.264 | 12 | 17.1793 | 3.6843 | 0 | 0 | 2.9023 | 14.277 | 3.6843 | 0.40857 | 0 | 10.187 | 3.3957 | 13.8517 | 15.3957 | 4.0778 | 1.3243 | 5.4021 | 0.60216 | 6.0043
2016-05-14 03:00 | 0 | 0 | 0 | 1.607 | 10.393 | 453.264 | 12 | 17.1793 | 3.6843 | 0 | 0 | 2.8992 | 14.2802 | 3.6843 | 0.40849 | 0 | 10.176 | 3.392 | 13.785 | 15.392 | 4.0533 | 1.3229 | 5.3761 | 0.62673 | 6.0029
2016-05-14 04:00 | 0 | 0 | 0 | 1.935 | 10.065 | 453.264 | 12 | 17.1793 | 3.6843 | 0 | 0 | 2.7773 | 14.402 | 3.6843 | 0.40515 | 0 | 9.748 | 3.2493 | 13.3143 | 15.2493 | 3.9253 | 1.2672 | 5.1926 | 0.75465 | 5.9472
2016-05-14 05:00 | 0 | 0 | 2.325 | 0 | 9.675 | 455.2635 | 12 | 17.1793 | 3.6843 | 0 | 0 | 0 | 17.1793 | 3.6843 | 0.329 | 0 | 0 | 0 | 9.675 | 9.675 | 3.7732 | 0 | 3.7732 | 0 | 3.7732
2016-05-14 06:00 | 0 | 0 | 2.742 | 0 | 9.258 | 457.6216 | 12 | 17.1793 | 3.6843 | 0 | 0 | 0 | 17.1793 | 3.6843 | 0.329 | 0 | 0 | 0 | 9.258 | 9.258 | 3.6106 | 0 | 3.6106 | 0 | 3.6106
2016-05-14 07:00 | 0 | 0 | 0 | 3.721 | 8.279 | 457.6216 | 12 | 17.1793 | 3.6843 | 0 | 0 | 0 | 17.1793 | 3.6843 | 0.329 | 0 | 0 | 0 | 8.279 | 12 | 3.2288 | 0 | 3.2288 | 1.4512 | 4.68
2016-05-14 08:00 | 0.011 | 0 | 0 | 5.041 | 6.97 | 457.6216 | 12 | 17.1793 | 3.6843 | 0 | 0 | 0 | 17.1793 | 3.6843 | 0.329 | 0 | 0 | 0 | 6.97 | 12.011 | 2.7183 | 0 | 2.7183 | 1.966 | 4.6843
2016-05-14 09:00 | 0.039 | 0 | 5.151 | 0 | 6.888 | 462.0514 | 12 | 17.1793 | 3.6843 | 0 | 0 | 11.7075 | 5.4718 | 3.6843 | 0.64998 | 70.245 | 0 | 0 | 6.888 | 6.888 | 2.6863 | 0 | 2.6863 | 0 | 2.6863
2016-05-14 10:00 | 0.059 | 0 | 2.2658 | 3.1062 | 6.687 | 464 | 12 | 17.1793 | 3.6843 | 0 | 0 | 11.7452 | 5.4342 | 3.6843 | 0.65101 | 70.471 | 0 | 0 | 6.687 | 9.7932 | 2.6079 | 0 | 2.6079 | 1.2114 | 3.8194
2016-05-14 11:00 | 0.083 | 0 | 0 | 5.162 | 6.921 | 464 | 12 | 17.1793 | 3.6843 | 0 | 0 | 11.7387 | 5.4407 | 3.6843 | 0.65084 | 70.432 | 0 | 0 | 6.921 | 12.083 | 2.6992 | 0 | 2.6992 | 2.0132 | 4.7124
2016-05-14 12:00 | 0.085 | 0 | 0 | 4.825 | 7.26 | 464 | 12 | 17.1793 | 3.6843 | 0 | 0 | 14.582 | 2.5973 | 3.6843 | 0.72879 | 69.56 | 10.49 | 3.4967 | 10.7567 | 15.5817 | 2.8314 | 1.3637 | 4.1951 | 1.8818 | 6.0769
2016-05-14 13:00 | 0.071 | 0 | 0 | 4.69 | 7.381 | 464 | 12 | 17.1793 | 3.6843 | 0 | 0 | 15.0038 | 2.1755 | 3.6843 | 0.74036 | 68.623 | 12.519 | 4.173 | 11.554 | 16.244 | 2.8786 | 1.6275 | 4.5061 | 1.8291 | 6.3352
2016-05-14 14:00 | 0.063 | 0 | 0 | 4.264 | 7.799 | 464 | 12 | 17.1793 | 3.6843 | 0 | 0 | 4.1475 | 13.0318 | 3.6843 | 0.44271 | 0 | 14.558 | 4.8527 | 12.6517 | 16.9157 | 3.0416 | 1.8925 | 4.9342 | 1.663 | 6.5971
2016-05-14 15:00 | 0.069 | 0 | 0 | 3.815 | 8.254 | 464 | 12 | 17.1793 | 3.6843 | 0 | 0 | 15.6408 | 1.5385 | 3.6843 | 0.75782 | 67.209 | 15.582 | 5.194 | 13.448 | 17.263 | 3.2191 | 2.0257 | 5.2447 | 1.4878 | 6.7326
2016-05-14 16:00 | 0.054 | 0 | 0 | 3.577 | 8.477 | 464 | 12 | 17.1793 | 3.6843 | 0 | 0 | 15.7877 | 1.3917 | 3.6843 | 0.76185 | 66.883 | 16.289 | 5.4297 | 13.9067 | 17.4837 | 3.306 | 2.1176 | 5.4236 | 1.395 | 6.8186
2016-05-14 17:00 | 0.018 | 0 | 0 | 2.918 | 9.1 | 464 | 12 | 17.1793 | 3.6843 | 0 | 0 | 11.1035 | 6.0758 | 3.6843 | 0.63342 | 66.621 | 0 | 0 | 9.1 | 12.018 | 3.549 | 0 | 3.549 | 1.138 | 4.687
2016-05-14 18:00 | 0.003 | 0 | 0 | 0.699 | 11.304 | 464 | 12 | 17.1793 | 3.6843 | 0 | 0 | 11.0985 | 6.0808 | 3.6843 | 0.63328 | 66.591 | 0 | 0 | 11.304 | 12.003 | 4.4086 | 0 | 4.4086 | 0.27261 | 4.6812
2016-05-14 19:00 | 0 | 2.711 | 0 | 0 | 17.711 | 460.8477 | 15 | 21.4742 | 4.6053 | 0 | 0 | 11.1328 | 10.3413 | 4.6053 | 0.57318 | 66.797 | 0 | 0 | 17.711 | 17.711 | 6.9073 | 0 | 6.9073 | 0 | 6.9073
2016-05-14 20:00 | 0 | 3.411 | 0 | 4.4409e-16 | 18.411 | 456.8814 | 15 | 21.4742 | 4.6053 | 0 | 0 | 0 | 21.4742 | 4.6053 | 0.329 | 0 | 0 | 0 | 18.411 | 18.411 | 7.1803 | 0 | 7.1803 | 1.7319e-16 | 7.1803
2016-05-14 21:00 | 0 | 4.103 | 0 | 0 | 19.103 | 452.1105 | 15 | 21.4742 | 4.6053 | 0 | 0 | 0 | 21.4742 | 4.6053 | 0.329 | 0 | 0 | 0 | 19.103 | 19.103 | 7.4502 | 0 | 7.4502 | 0 | 7.4502
2016-05-14 22:00 | 0 | 2.75 | 0 | 4.4409e-16 | 17.75 | 448.9128 | 15 | 21.4742 | 4.6053 | 0 | 0 | 0 | 21.4742 | 4.6053 | 0.329 | 0 | 0 | 0 | 17.75 | 17.75 | 6.9225 | 0 | 6.9225 | 1.7319e-16 | 6.9225
2016-05-14 23:00 | 0 | 0 | 0 | 0 | 14.044 | 448.9128 | 14.044 | 20.1055 | 4.3118 | 0 | 0 | 0 | 20.1055 | 4.3118 | 0.329 | 0 | 0 | 0 | 14.044 | 14.044 | 5.4772 | 0 | 5.4772 | 0 | 5.4772
2016-05-15 | 0 | 0 | 0 | 0 | 12.203 | 448.9128 | 12.203 | 17.4699 | 3.7466 | 0 | 0 | 3.0193 | 14.4506 | 3.7466 | 0.4104 | 0 | 10.598 | 3.5327 | 15.7357 | 15.7357 | 4.7592 | 1.3777 | 6.1369 | 0 | 6.1369
2016-05-15 01:00 | 0 | 0 | 0 | 0.86 | 11.14 | 448.9128 | 12 | 17.1793 | 3.6843 | 0 | 0 | 2.8185 | 14.3608 | 3.6843 | 0.40627 | 0 | 9.893 | 3.2977 | 14.4377 | 15.2977 | 4.3446 | 1.2861 | 5.6307 | 0.3354 | 5.9661
2016-05-15 02:00 | 0 | 0 | 0 | 1.293 | 10.707 | 448.9128 | 12 | 17.1793 | 3.6843 | 0 | 0 | 2.5722 | 14.6072 | 3.6843 | 0.39952 | 0 | 9.028 | 3.0093 | 13.7163 | 15.0093 | 4.1757 | 1.1736 | 5.3494 | 0.50427 | 5.8536
2016-05-15 03:00 | 0 | 0 | 0 | 1.328 | 10.672 | 448.9128 | 12 | 17.1793 | 3.6843 | 0 | 0 | 2.3685 | 14.8108 | 3.6843 | 0.39394 | 0 | 8.313 | 2.771 | 13.443 | 14.771 | 4.1621 | 1.0807 | 5.2428 | 0.51792 | 5.7607
2016-05-15 04:00 | 0 | 0 | 0 | 1.88 | 10.12 | 448.9128 | 12 | 17.1793 | 3.6843 | 0 | 0 | 2.2532 | 14.9262 | 3.6843 | 0.39077 | 0 | 7.909 | 2.6363 | 12.7563 | 14.6363 | 3.9468 | 1.0282 | 4.975 | 0.7332 | 5.7082
2016-05-15 05:00 | 0 | 0 | 2.01 | 0 | 9.99 | 450.6414 | 12 | 17.1793 | 3.6843 | 0 | 0 | 0 | 17.1793 | 3.6843 | 0.329 | 0 | 0 | 0 | 9.99 | 9.99 | 3.8961 | 0 | 3.8961 | 0 | 3.8961
2016-05-15 06:00 | 0 | 0 | 2.551 | 0 | 9.449 | 452.8353 | 12 | 17.1793 | 3.6843 | 0 | 0 | 0 | 17.1793 | 3.6843 | 0.329 | 0 | 0 | 0 | 9.449 | 9.449 | 3.6851 | 0 | 3.6851 | 0 | 3.6851
2016-05-15 07:00 | 0 | 0 | 0 | 3.27 | 8.73 | 452.8353 | 12 | 17.1793 | 3.6843 | 0 | 0 | 0 | 17.1793 | 3.6843 | 0.329 | 0 | 0 | 0 | 8.73 | 12 | 3.4047 | 0 | 3.4047 | 1.2753 | 4.68
2016-05-15 08:00 | 0.018 | 0 | 0 | 4.819 | 7.199 | 452.8353 | 12 | 17.1793 | 3.6843 | 0 | 0 | 0 | 17.1793 | 3.6843 | 0.329 | 0 | 0 | 0 | 7.199 | 12.018 | 2.8076 | 0 | 2.8076 | 1.8794 | 4.687
2016-05-15 09:00 | 0.052 | 0 | 4.958 | 0 | 7.094 | 457.0991 | 12 | 17.1793 | 3.6843 | 0 | 0 | 11.8907 | 5.2887 | 3.6843 | 0.655 | 71.344 | 0 | 0 | 7.094 | 7.094 | 2.7667 | 0 | 2.7667 | 0 | 2.7667
2016-05-15 10:00 | 0.092 | 0 | 3.0133 | 1.8437 | 7.235 | 459.6905 | 12 | 17.1793 | 3.6843 | 0 | 0 | 11.9312 | 5.2482 | 3.6843 | 0.65611 | 71.587 | 0 | 0 | 7.235 | 9.0787 | 2.8216 | 0 | 2.8216 | 0.71906 | 3.5407
2016-05-15 11:00 | 0.098 | 0 | 0 | 5.298 | 6.8 | 459.6905 | 12 | 17.1793 | 3.6843 | 0 | 0 | 11.9037 | 5.2757 | 3.6843 | 0.65536 | 71.422 | 0 | 0 | 6.8 | 12.098 | 2.652 | 0 | 2.652 | 2.0662 | 4.7182
2016-05-15 12:00 | 0.123 | 0 | 5.011 | 0 | 7.112 | 464 | 12 | 17.1793 | 3.6843 | 0 | 0 | 14.289 | 2.8903 | 3.6843 | 0.72076 | 70.211 | 9.081 | 3.027 | 10.139 | 10.139 | 2.7737 | 1.1805 | 3.9542 | 0 | 3.9542
2016-05-15 13:00 | 0.111 | 0 | 0 | 5.136 | 6.975 | 464 | 12 | 17.1793 | 3.6843 | 0 | 0 | 14.8508 | 2.3285 | 3.6843 | 0.73616 | 68.963 | 11.783 | 3.9277 | 10.9027 | 16.0387 | 2.7203 | 1.5318 | 4.252 | 2.003 | 6.2551
2016-05-15 14:00 | 0.101 | 0 | 0 | 4.45 | 7.651 | 464 | 12 | 17.1793 | 3.6843 | 0 | 0 | 4.1017 | 13.0777 | 3.6843 | 0.44145 | 0 | 14.397 | 4.799 | 12.45 | 16.9 | 2.9839 | 1.8716 | 4.8555 | 1.7355 | 6.591
2016-05-15 15:00 | 0.053 | 0 | 0 | 3.763 | 8.29 | 464 | 12 | 17.1793 | 3.6843 | 0 | 0 | 15.7652 | 1.4142 | 3.6843 | 0.76123 | 66.933 | 16.18 | 5.3933 | 13.6833 | 17.4463 | 3.2331 | 2.1034 | 5.3365 | 1.4676 | 6.8041
2016-05-15 16:00 | 0.029 | 0 | 0 | 3.28 | 8.749 | 464 | 12 | 17.1793 | 3.6843 | 0 | 0 | 15.9232 | 1.2562 | 3.6843 | 0.76556 | 66.582 | 16.94 | 5.6467 | 14.3957 | 17.6757 | 3.4121 | 2.2022 | 5.6143 | 1.2792 | 6.8935
2016-05-15 17:00 | 0.006 | 0 | 0 | 2.256 | 9.75 | 464 | 12 | 17.1793 | 3.6843 | 0 | 0 | 11.1097 | 6.0697 | 3.6843 | 0.63359 | 66.658 | 0 | 0 | 9.75 | 12.006 | 3.8025 | 0 | 3.8025 | 0.87984 | 4.6823
2016-05-15 18:00 | 0.001 | 0 | 0 | 0.233 | 11.768 | 464 | 12 | 17.1793 | 3.6843 | 0 | 0 | 11.158 | 6.0213 | 3.6843 | 0.63492 | 66.948 | 0 | 0 | 11.768 | 12.001 | 4.5895 | 0 | 4.5895 | 0.09087 | 4.6804
2016-05-15 19:00 | 0 | 3.097 | 0 | 8.8818e-16 | 18.097 | 460.3988 | 15 | 21.4742 | 4.6053 | 0 | 0 | 11.2243 | 10.2498 | 4.6053 | 0.57519 | 67.346 | 0 | 0 | 18.097 | 18.097 | 7.0578 | 0 | 7.0578 | 3.4639e-16 | 7.0578
2016-05-15 20:00 | 0 | 4.006 | 0 | 0 | 19.006 | 455.7407 | 15 | 21.4742 | 4.6053 | 0 | 0 | 0 | 21.4742 | 4.6053 | 0.329 | 0 | 0 | 0 | 19.006 | 19.006 | 7.4123 | 0 | 7.4123 | 0 | 7.4123
2016-05-15 21:00 | 0 | 3.912 | 0 | 4.4409e-16 | 18.912 | 451.1919 | 15 | 21.4742 | 4.6053 | 0 | 0 | 0 | 21.4742 | 4.6053 | 0.329 | 0 | 0 | 0 | 18.912 | 18.912 | 7.3757 | 0 | 7.3757 | 1.7319e-16 | 7.3757
2016-05-15 22:00 | 0 | 1.612 | 0 | 8.8818e-16 | 16.612 | 449.3174 | 15 | 21.4742 | 4.6053 | 0 | 0 | 0 | 21.4742 | 4.6053 | 0.329 | 0 | 0 | 0 | 16.612 | 16.612 | 6.4787 | 0 | 6.4787 | 3.4639e-16 | 6.4787
2016-05-15 23:00 | 0 | 0 | 0 | 0 | 14.315 | 449.3174 | 14.315 | 20.4935 | 4.395 | 0 | 0 | 0 | 20.4935 | 4.395 | 0.329 | 0 | 0 | 0 | 14.315 | 14.315 | 5.5828 | 0 | 5.5828 | 0 | 5.5828
2016-05-16 | 0 | 0 | 0 | 0 | 12.18 | 449.3174 | 12.18 | 17.437 | 3.7395 | 0 | 0 | 2.8748 | 14.5622 | 3.7395 | 0.40665 | 0 | 10.091 | 3.3637 | 15.5437 | 15.5437 | 4.7502 | 1.3118 | 6.062 | 0 | 6.062
2016-05-16 01:00 | 0 | 0 | 0 | 0.807 | 11.193 | 449.3174 | 12 | 17.1793 | 3.6843 | 0 | 0 | 2.7527 | 14.4267 | 3.6843 | 0.40447 | 0 | 9.662 | 3.2207 | 14.4137 | 15.2207 | 4.3653 | 1.2561 | 5.6213 | 0.31473 | 5.9361
2016-05-16 02:00 | 0 | 0 | 0 | 1.754 | 10.246 | 449.3174 | 12 | 17.1793 | 3.6843 | 0 | 0 | 2.6637 | 14.5157 | 3.6843 | 0.40203 | 0 | 9.349 | 3.1163 | 13.3623 | 15.1163 | 3.9959 | 1.2154 | 5.2113 | 0.68406 | 5.8954
2016-05-16 03:00 | 0 | 0 | 0 | 2.022 | 9.978 | 449.3174 | 12 | 17.1793 | 3.6843 | 0 | 0 | 2.4967 | 14.6827 | 3.6843 | 0.39745 | 0 | 8.763 | 2.921 | 12.899 | 14.921 | 3.8914 | 1.1392 | 5.0306 | 0.78858 | 5.8192
2016-05-16 04:00 | 0 | 0 | 0 | 2.261 | 9.739 | 449.3174 | 12 | 17.1793 | 3.6843 | 0 | 0 | 2.4402 | 14.7392 | 3.6843 | 0.3959 | 0 | 8.565 | 2.855 | 12.594 | 14.855 | 3.7982 | 1.1135 | 4.9117 | 0.88179 | 5.7934
2016-05-16 05:00 | 0 | 0 | 0 | 2.283 | 9.717 | 449.3174 | 12 | 17.1793 | 3.6843 | 0 | 0 | 0 | 17.1793 | 3.6843 | 0.329 | 0 | 0 | 0 | 9.717 | 12 | 3.7896 | 0 | 3.7896 | 0.89037 | 4.68
2016-05-16 06:00 | 0 | 0 | 0 | 2.463 | 9.537 | 449.3174 | 12 | 17.1793 | 3.6843 | 0 | 0 | 0 | 17.1793 | 3.6843 | 0.329 | 0 | 0 | 0 | 9.537 | 12 | 3.7194 | 0 | 3.7194 | 0.96057 | 4.68
2016-05-16 07:00 | 0 | 0 | 0 | 3.267 | 8.733 | 449.3174 | 12 | 17.1793 | 3.6843 | 0 | 0 | 0 | 17.1793 | 3.6843 | 0.329 | 0 | 0 | 0 | 8.733 | 12 | 3.4059 | 0 | 3.4059 | 1.2741 | 4.68
2016-05-16 08:00 | 0.006 | 0 | 0 | 4.63 | 7.376 | 449.3174 | 12 | 17.1793 | 3.6843 | 0 | 0 | 0 | 17.1793 | 3.6843 | 0.329 | 0 | 0 | 0 | 7.376 | 12.006 | 2.8766 | 0 | 2.8766 | 1.8057 | 4.6823
2016-05-16 09:00 | 0.027 | 0 | 0 | 4.83 | 7.197 | 449.3174 | 12 | 17.1793 | 3.6843 | 0 | 0 | 11.8455 | 5.3338 | 3.6843 | 0.65376 | 71.073 | 0 | 0 | 7.197 | 12.027 | 2.8068 | 0 | 2.8068 | 1.8837 | 4.6905
2016-05-16 10:00 | 0.041 | 0 | 0 | 4.829 | 7.212 | 449.3174 | 12 | 17.1793 | 3.6843 | 0 | 0 | 11.8928 | 5.2865 | 3.6843 | 0.65506 | 71.357 | 0 | 0 | 7.212 | 12.041 | 2.8127 | 0 | 2.8127 | 1.8833 | 4.696
2016-05-16 11:00 | 0.063 | 0 | 0 | 4.636 | 7.427 | 449.3174 | 12 | 17.1793 | 3.6843 | 0 | 0 | 11.8843 | 5.295 | 3.6843 | 0.65483 | 71.306 | 0 | 0 | 7.427 | 12.063 | 2.8965 | 0 | 2.8965 | 1.808 | 4.7046
2016-05-16 12:00 | 0.072 | 0 | 0 | 4.01 | 8.062 | 449.3174 | 12 | 17.1793 | 3.6843 | 0 | 0 | 14.0918 | 3.0875 | 3.6843 | 0.71535 | 70.649 | 8.132 | 2.7107 | 10.7727 | 14.7827 | 3.1442 | 1.0572 | 4.2013 | 1.5639 | 5.7652
2016-05-16 13:00 | 0.101 | 0 | 0 | 4.314 | 7.787 | 449.3174 | 12 | 17.1793 | 3.6843 | 0 | 0 | 14.4098 | 2.7695 | 3.6843 | 0.72407 | 69.943 | 9.662 | 3.2207 | 11.0077 | 15.3217 | 3.0369 | 1.2561 | 4.293 | 1.6825 | 5.9754
2016-05-16 14:00 | 0.081 | 0 | 0 | 4.006 | 8.075 | 449.3174 | 12 | 17.1793 | 3.6843 | 0 | 0 | 3.3038 | 13.8755 | 3.6843 | 0.41958 | 0 | 11.597 | 3.8657 | 11.9407 | 15.9467 | 3.1492 | 1.5076 | 4.6569 | 1.5623 | 6.2192
2016-05-16 15:00 | 0.063 | 0 | 0 | 3.627 | 8.436 | 449.3174 | 12 | 17.1793 | 3.6843 | 0 | 0 | 15.2667 | 1.9127 | 3.6843 | 0.74756 | 68.04 | 13.783 | 4.5943 | 13.0303 | 16.6573 | 3.29 | 1.7918 | 5.0818 | 1.4145 | 6.4964
2016-05-16 16:00 | 0.029 | 0 | 0 | 3.242 | 8.787 | 449.3174 | 12 | 17.1793 | 3.6843 | 0 | 0 | 15.5395 | 1.6398 | 3.6843 | 0.75504 | 67.434 | 15.094 | 5.0313 | 13.8183 | 17.0603 | 3.4269 | 1.9622 | 5.3892 | 1.2644 | 6.6535
2016-05-16 17:00 | 0.013 | 0 | 0 | 2.858 | 9.155 | 449.3174 | 12 | 17.1793 | 3.6843 | 0 | 0 | 11.1993 | 5.98 | 3.6843 | 0.63605 | 67.196 | 0 | 0 | 9.155 | 12.013 | 3.5705 | 0 | 3.5705 | 1.1146 | 4.6851
2016-05-16 18:00 | 0.002 | 0 | 0 | 0.501 | 11.501 | 449.3174 | 12 | 17.1793 | 3.6843 | 0 | 0 | 11.2517 | 5.9277 | 3.6843 | 0.63748 | 67.51 | 0 | 0 | 11.501 | 12.002 | 4.4854 | 0 | 4.4854 | 0.19539 | 4.6808
2016-05-16 19:00 | 0 | 2.761 | 0 | 0 | 17.761 | 446.107 | 15 | 21.4742 | 4.6053 | 0 | 0 | 11.3223 | 10.1518 | 4.6053 | 0.57734 | 67.934 | 0 | 0 | 17.761 | 17.761 | 6.9268 | 0 | 6.9268 | 0 | 6.9268
2016-05-16 20:00 | 0 | 4.319 | 0 | 0 | 19.319 | 441.0849 | 15 | 21.4742 | 4.6053 | 0 | 0 | 0 | 21.4742 | 4.6053 | 0.329 | 0 | 0 | 0 | 19.319 | 19.319 | 7.5344 | 0 | 7.5344 | 0 | 7.5344
2016-05-16 21:00 | 0 | 3.95 | 0 | 0 | 18.95 | 436.4919 | 15 | 21.4742 | 4.6053 | 0 | 0 | 0 | 21.4742 | 4.6053 | 0.329 | 0 | 0 | 0 | 18.95 | 18.95 | 7.3905 | 0 | 7.3905 | 0 | 7.3905
2016-05-16 22:00 | 0 | 1.957 | 0 | 0 | 16.957 | 434.2163 | 15 | 21.4742 | 4.6053 | 0 | 0 | 0 | 21.4742 | 4.6053 | 0.329 | 0 | 0 | 0 | 16.957 | 16.957 | 6.6132 | 0 | 6.6132 | 0 | 6.6132
2016-05-16 23:00 | 0 | 0 | 0 | 0 | 14.283 | 434.2163 | 14.283 | 20.4477 | 4.3852 | 0 | 0 | 0 | 20.4477 | 4.3852 | 0.329 | 0 | 0 | 0 | 14.283 | 14.283 | 5.5704 | 0 | 5.5704 | 0 | 5.5704
2016-05-17 | 0 | 0 | 0 | 0.127 | 11.873 | 434.2163 | 12 | 17.1793 | 3.6843 | 0 | 0 | 2.3645 | 14.8148 | 3.6843 | 0.39383 | 0 | 8.299 | 2.7663 | 14.6393 | 14.7663 | 4.6305 | 1.0789 | 5.7093 | 0.04953 | 5.7589
2016-05-17 01:00 | 0 | 0 | 0 | 1.428 | 10.572 | 434.2163 | 12 | 17.1793 | 3.6843 | 0 | 0 | 2.1715 | 15.0078 | 3.6843 | 0.38854 | 0 | 7.622 | 2.5407 | 13.1127 | 14.5407 | 4.1231 | 0.99086 | 5.1139 | 0.55692 | 5.6709
2016-05-17 02:00 | 0 | 0 | 0 | 1.817 | 10.183 | 434.2163 | 12 | 17.1793 | 3.6843 | 0 | 0 | 2.049 | 15.1303 | 3.6843 | 0.38518 | 0 | 7.192 | 2.3973 | 12.5803 | 14.3973 | 3.9714 | 0.93496 | 4.9063 | 0.70863 | 5.615
2016-05-17 03:00 | 0 | 0 | 0 | 2.364 | 9.636 | 434.2163 | 12 | 17.1793 | 3.6843 | 0 | 0 | 1.9803 | 15.199 | 3.6843 | 0.38329 | 0 | 6.951 | 2.317 | 11.953 | 14.317 | 3.758 | 0.90363 | 4.6617 | 0.92196 | 5.5836
2016-05-17 04:00 | 0 | 0 | 2.597 | 0 | 9.403 | 436.4497 | 12 | 17.1793 | 3.6843 | 0 | 0 | 1.9388 | 15.2405 | 3.6843 | 0.38216 | 0 | 6.805 | 2.2683 | 11.6713 | 11.6713 | 3.6672 | 0.88465 | 4.5518 | 0 | 4.5518
2016-05-17 05:00 | 0 | 0 | 2.716 | 0 | 9.284 | 438.7855 | 12 | 17.1793 | 3.6843 | 0 | 0 | 0 | 17.1793 | 3.6843 | 0.329 | 0 | 0 | 0 | 9.284 | 9.284 | 3.6208 | 0 | 3.6208 | 0 | 3.6208
2016-05-17 06:00 | 0 | 0 | 0 | 2.503 | 9.497 | 438.7855 | 12 | 17.1793 | 3.6843 | 0 | 0 | 0 | 17.1793 | 3.6843 | 0.329 | 0 | 0 | 0 | 9.497 | 12 | 3.7038 | 0 | 3.7038 | 0.97617 | 4.68
2016-05-17 07:00 | 0 | 0 | 0 | 3.441 | 8.559 | 438.7855 | 12 | 17.1793 | 3.6843 | 0 | 0 | 0 | 17.1793 | 3.6843 | 0.329 | 0 | 0 | 0 | 8.559 | 12 | 3.338 | 0 | 3.338 | 1.342 | 4.68
2016-05-17 08:00 | 0.008 | 0 | 0 | 4.909 | 7.099 | 438.7855 | 12 | 17.1793 | 3.6843 | 0 | 0 | 0 | 17.1793 | 3.6843 | 0.329 | 0 | 0 | 0 | 7.099 | 12.008 | 2.7686 | 0 | 2.7686 | 1.9145 | 4.6831
2016-05-17 09:00 | 0.026 | 0 | 2.9332 | 2.1558 | 6.937 | 441.308 | 12 | 17.1793 | 3.6843 | 0 | 0 | 11.9085 | 5.2708 | 3.6843 | 0.65549 | 71.451 | 0 | 0 | 6.937 | 9.0928 | 2.7054 | 0 | 2.7054 | 0.84076 | 3.5462
2016-05-17 10:00 | 0.063 | 0 | 5.089 | 0 | 6.974 | 445.6845 | 12 | 17.1793 | 3.6843 | 0 | 0 | 11.9165 | 5.2628 | 3.6843 | 0.65571 | 71.499 | 0 | 0 | 6.974 | 6.974 | 2.7199 | 0 | 2.7199 | 0 | 2.7199
2016-05-17 11:00 | 0.075 | 0 | 4.838 | 0 | 7.237 | 449.8452 | 12 | 17.1793 | 3.6843 | 0 | 0 | 11.9017 | 5.2777 | 3.6843 | 0.6553 | 71.41 | 0 | 0 | 7.237 | 7.237 | 2.8224 | 0 | 2.8224 | 0 | 2.8224
2016-05-17 12:00 | 0.071 | 0 | 0 | 4.407 | 7.664 | 449.8452 | 12 | 17.1793 | 3.6843 | 0 | 0 | 14.2068 | 2.9725 | 3.6843 | 0.7185 | 70.394 | 8.686 | 2.8953 | 10.5593 | 14.9663 | 2.989 | 1.1292 | 4.1181 | 1.7187 | 5.8369
2016-05-17 13:00 | 0.057 | 0 | 0 | 4.413 | 7.644 | 449.8452 | 12 | 17.1793 | 3.6843 | 0 | 0 | 14.5812 | 2.5982 | 3.6843 | 0.72877 | 69.562 | 10.486 | 3.4953 | 11.1393 | 15.5523 | 2.9812 | 1.3632 | 4.3443 | 1.7211 | 6.0654
2016-05-17 14:00 | 0.056 | 0 | 3.939 | 1.7764e-15 | 8.117 | 453.2328 | 12 | 17.1793 | 3.6843 | 0 | 0 | 3.534 | 13.6453 | 3.6843 | 0.42589 | 0 | 12.404 | 4.1347 | 12.2517 | 12.2517 | 3.1656 | 1.6125 | 4.7782 | 6.9278e-16 | 4.7782
2016-05-17 15:00 | 0.037 | 0 | 0 | 3.393 | 8.644 | 453.2328 | 12 | 17.1793 | 3.6843 | 0 | 0 | 15.2955 | 1.8838 | 3.6843 | 0.74835 | 67.976 | 13.922 | 4.6407 | 13.2847 | 16.6777 | 3.3712 | 1.8099 | 5.181 | 1.3233 | 6.5043
2016-05-17 16:00 | 0.022 | 0 | 0 | 3.1 | 8.922 | 453.2328 | 12 | 17.1793 | 3.6843 | 0 | 0 | 15.3862 | 1.7932 | 3.6843 | 0.75084 | 67.774 | 14.357 | 4.7857 | 13.7077 | 16.8077 | 3.4796 | 1.8664 | 5.346 | 1.209 | 6.555
2016-05-17 17:00 | 0.012 | 0 | 2.75 | 1.7764e-15 | 9.262 | 455.5978 | 12 | 17.1793 | 3.6843 | 0 | 0 | 11.3098 | 5.8695 | 3.6843 | 0.63908 | 67.859 | 0 | 0 | 9.262 | 9.262 | 3.6122 | 0 | 3.6122 | 6.9278e-16 | 3.6122
2016-05-17 18:00 | 0.002 | 0 | 0 | 0.897 | 11.105 | 455.5978 | 12 | 17.1793 | 3.6843 | 0 | 0 | 11.354 | 5.8253 | 3.6843 | 0.64029 | 68.124 | 0 | 0 | 11.105 | 12.002 | 4.331 | 0 | 4.331 | 0.34983 | 4.6808
2016-05-17 19:00 | 0 | 2.149 | 0 | 0 | 17.149 | 453.0989 | 15 | 21.4742 | 4.6053 | 0 | 0 | 11.4157 | 10.0585 | 4.6053 | 0.57938 | 68.494 | 0 | 0 | 17.149 | 17.149 | 6.6881 | 0 | 6.6881 | 0 | 6.6881
2016-05-17 20:00 | 0 | 3.911 | 0 | 4.4409e-16 | 18.911 | 448.5513 | 15 | 21.4742 | 4.6053 | 0 | 0 | 0 | 21.4742 | 4.6053 | 0.329 | 0 | 0 | 0 | 18.911 | 18.911 | 7.3753 | 0 | 7.3753 | 1.7319e-16 | 7.3753
2016-05-17 21:00 | 0 | 3.303 | 0 | 0 | 18.303 | 444.7106 | 15 | 21.4742 | 4.6053 | 0 | 0 | 0 | 21.4742 | 4.6053 | 0.329 | 0 | 0 | 0 | 18.303 | 18.303 | 7.1382 | 0 | 7.1382 | 0 | 7.1382
2016-05-17 22:00 | 0 | 1.498 | 0 | 4.4409e-16 | 16.498 | 442.9687 | 15 | 21.4742 | 4.6053 | 0 | 0 | 0 | 21.4742 | 4.6053 | 0.329 | 0 | 0 | 0 | 16.498 | 16.498 | 6.4342 | 0 | 6.4342 | 1.7319e-16 | 6.4342
2016-05-17 23:00 | 0 | 0 | 0 | 0 | 13.996 | 442.9687 | 13.996 | 20.0368 | 4.2971 | 0 | 0 | 0 | 20.0368 | 4.2971 | 0.329 | 0 | 0 | 0 | 13.996 | 13.996 | 5.4584 | 0 | 5.4584 | 0 | 5.4584
2016-05-18 | 0 | 0 | 0 | 0 | 12.026 | 442.9687 | 12.026 | 17.2166 | 3.6922 | 0 | 0 | 2.1178 | 15.0987 | 3.6922 | 0.38694 | 0 | 7.433 | 2.4777 | 14.5037 | 14.5037 | 4.6901 | 0.96629 | 5.6564 | 0 | 5.6564
2016-05-18 01:00 | 0 | 0 | 0 | 1.441 | 10.559 | 442.9687 | 12 | 17.1793 | 3.6843 | 0 | 0 | 1.9635 | 15.2158 | 3.6843 | 0.38283 | 0 | 6.892 | 2.2973 | 12.8563 | 14.2973 | 4.118 | 0.89596 | 5.014 | 0.56199 | 5.576
2016-05-18 02:00 | 0 | 0 | 0 | 2.035 | 9.965 | 442.9687 | 12 | 17.1793 | 3.6843 | 0 | 0 | 1.8335 | 15.3458 | 3.6843 | 0.37927 | 0 | 6.436 | 2.1453 | 12.1103 | 14.1453 | 3.8864 | 0.83668 | 4.723 | 0.79365 | 5.5167
2016-05-18 03:00 | 0 | 0 | 0 | 2.251 | 9.749 | 442.9687 | 12 | 17.1793 | 3.6843 | 0 | 0 | 1.7463 | 15.433 | 3.6843 | 0.37688 | 0 | 6.13 | 2.0433 | 11.7923 | 14.0433 | 3.8021 | 0.7969 | 4.599 | 0.87789 | 5.4769
2016-05-18 04:00 | 0 | 0 | 2.697 | 0 | 9.303 | 445.2881 | 12 | 17.1793 | 3.6843 | 0 | 0 | 1.6783 | 15.501 | 3.6843 | 0.37501 | 0 | 5.891 | 1.9637 | 11.2667 | 11.2667 | 3.6282 | 0.76583 | 4.394 | 0 | 4.394
2016-05-18 05:00 | 0 | 0 | 0 | 3.047 | 8.953 | 445.2881 | 12 | 17.1793 | 3.6843 | 0 | 0 | 0 | 17.1793 | 3.6843 | 0.329 | 0 | 0 | 0 | 8.953 | 12 | 3.4917 | 0 | 3.4917 | 1.1883 | 4.68
2016-05-18 06:00 | 0 | 0 | 2.824 | 0 | 9.176 | 447.7168 | 12 | 17.1793 | 3.6843 | 0 | 0 | 0 | 17.1793 | 3.6843 | 0.329 | 0 | 0 | 0 | 9.176 | 9.176 | 3.5786 | 0 | 3.5786 | 0 | 3.5786
2016-05-18 07:00 | 0 | 0 | 2.79 | 0 | 9.21 | 450.1162 | 12 | 17.1793 | 3.6843 | 0 | 0 | 0 | 17.1793 | 3.6843 | 0.329 | 0 | 0 | 0 | 9.21 | 9.21 | 3.5919 | 0 | 3.5919 | 0 | 3.5919
2016-05-18 08:00 | 0.007 | 0 | 0 | 4.193 | 7.814 | 450.1162 | 12 | 17.1793 | 3.6843 | 0 | 0 | 0 | 17.1793 | 3.6843 | 0.329 | 0 | 0 | 0 | 7.814 | 12.007 | 3.0475 | 0 | 3.0475 | 1.6353 | 4.6827
2016-05-18 09:00 | 0.021 | 0 | 4.211 | 0 | 7.81 | 453.7376 | 12 | 17.1793 | 3.6843 | 0 | 0 | 12.027 | 5.1523 | 3.6843 | 0.65874 | 72.162 | 0 | 0 | 7.81 | 7.81 | 3.0459 | 0 | 3.0459 | 0 | 3.0459
2016-05-18 10:00 | 0.04 | 0 | 0 | 4.463 | 7.577 | 453.7376 | 12 | 17.1793 | 3.6843 | 0 | 0 | 12.0388 | 5.1405 | 3.6843 | 0.65906 | 72.233 | 0 | 0 | 7.577 | 12.04 | 2.955 | 0 | 2.955 | 1.7406 | 4.6956
2016-05-18 11:00 | 0.05 | 0 | 4.274 | 0 | 7.776 | 457.4133 | 12 | 17.1793 | 3.6843 | 0 | 0 | 12.0268 | 5.1525 | 3.6843 | 0.65874 | 72.161 | 0 | 0 | 7.776 | 7.776 | 3.0326 | 0 | 3.0326 | 0 | 3.0326
2016-05-18 12:00 | 0.056 | 0 | 0 | 4.422 | 7.634 | 457.4133 | 12 | 17.1793 | 3.6843 | 0 | 0 | 13.8692 | 3.3102 | 3.6843 | 0.70925 | 71.144 | 7.062 | 2.354 | 9.988 | 14.41 | 2.9773 | 0.91806 | 3.8953 | 1.7246 | 5.6199
2016-05-18 13:00 | 0.072 | 0 | 0 | 4.419 | 7.653 | 457.4133 | 12 | 17.1793 | 3.6843 | 0 | 0 | 14.4052 | 2.7742 | 3.6843 | 0.72394 | 69.953 | 9.639 | 3.213 | 10.866 | 15.285 | 2.9847 | 1.2531 | 4.2377 | 1.7234 | 5.9611
2016-05-18 14:00 | 0.063 | 0 | 3.891 | 0 | 8.172 | 460.7595 | 12 | 17.1793 | 3.6843 | 0 | 0 | 3.3687 | 13.8107 | 3.6843 | 0.42136 | 0 | 11.824 | 3.9413 | 12.1133 | 12.1133 | 3.1871 | 1.5371 | 4.7242 | 0 | 4.7242
2016-05-18 15:00 | 0.049 | 0 | 3.768 | 1.7764e-15 | 8.281 | 464 | 12 | 17.1793 | 3.6843 | 0 | 0 | 15.2478 | 1.9315 | 3.6843 | 0.74704 | 68.082 | 13.692 | 4.564 | 12.845 | 12.845 | 3.2296 | 1.78 | 5.0096 | 6.9278e-16 | 5.0096
2016-05-18 16:00 | 0.034 | 0 | 0 | 3.632 | 8.402 | 464 | 12 | 17.1793 | 3.6843 | 0 | 0 | 15.4823 | 1.697 | 3.6843 | 0.75347 | 67.561 | 14.82 | 4.94 | 13.342 | 16.974 | 3.2768 | 1.9266 | 5.2034 | 1.4165 | 6.6199
2016-05-18 17:00 | 0.012 | 0 | 0 | 3.268 | 8.744 | 464 | 12 | 17.1793 | 3.6843 | 0 | 0 | 11.2252 | 5.9542 | 3.6843 | 0.63676 | 67.351 | 0 | 0 | 8.744 | 12.012 | 3.4102 | 0 | 3.4102 | 1.2745 | 4.6847
2016-05-18 18:00 | 0.002 | 0 | 0 | 1.36 | 10.642 | 464 | 12 | 17.1793 | 3.6843 | 0 | 0 | 11.2408 | 5.9385 | 3.6843 | 0.63719 | 67.445 | 0 | 0 | 10.642 | 12.002 | 4.1504 | 0 | 4.1504 | 0.5304 | 4.6808
2016-05-18 19:00 | 0 | 1.736 | 0 | 8.8818e-16 | 16.736 | 461.9814 | 15 | 21.4742 | 4.6053 | 0 | 0 | 11.3012 | 10.173 | 4.6053 | 0.57687 | 67.807 | 0 | 0 | 16.736 | 16.736 | 6.527 | 0 | 6.527 | 3.4639e-16 | 6.527
2016-05-18 20:00 | 0 | 3.299 | 0 | 8.8818e-16 | 18.299 | 458.1453 | 15 | 21.4742 | 4.6053 | 0 | 0 | 0 | 21.4742 | 4.6053 | 0.329 | 0 | 0 | 0 | 18.299 | 18.299 | 7.1366 | 0 | 7.1366 | 3.4639e-16 | 7.1366
2016-05-18 21:00 | 0 | 3.527 | 0 | 0 | 18.527 | 454.0442 | 15 | 21.4742 | 4.6053 | 0 | 0 | 0 | 21.4742 | 4.6053 | 0.329 | 0 | 0 | 0 | 18.527 | 18.527 | 7.2255 | 0 | 7.2255 | 0 | 7.2255
2016-05-18 22:00 | 0 | 2.208 | 0 | 0 | 17.208 | 451.4767 | 15 | 21.4742 | 4.6053 | 0 | 0 | 0 | 21.4742 | 4.6053 | 0.329 | 0 | 0 | 0 | 17.208 | 17.208 | 6.7111 | 0 | 6.7111 | 0 | 6.7111
2016-05-18 23:00 | 0 | 0 | 0 | 0 | 14.466 | 451.4767 | 14.466 | 20.7097 | 4.4414 | 0 | 0 | 0 | 20.7097 | 4.4414 | 0.329 | 0 | 0 | 0 | 14.466 | 14.466 | 5.6417 | 0 | 5.6417 | 0 | 5.6417
2016-05-19 | 0 | 0 | 0 | 0 | 12.017 | 451.4767 | 12.017 | 17.2037 | 3.6895 | 0 | 0 | 2.4827 | 14.721 | 3.6895 | 0.39697 | 0 | 8.714 | 2.9047 | 14.9217 | 14.9217 | 4.6866 | 1.1328 | 5.8195 | 0 | 5.8195
2016-05-19 01:00 | 0 | 0 | 0 | 1.477 | 10.523 | 451.4767 | 12 | 17.1793 | 3.6843 | 0 | 0 | 2.2865 | 14.8928 | 3.6843 | 0.39169 | 0 | 8.025 | 2.675 | 13.198 | 14.675 | 4.104 | 1.0433 | 5.1472 | 0.57603 | 5.7233
2016-05-19 02:00 | 0 | 0 | 0 | 1.747 | 10.253 | 451.4767 | 12 | 17.1793 | 3.6843 | 0 | 0 | 2.1982 | 14.9812 | 3.6843 | 0.38927 | 0 | 7.715 | 2.5717 | 12.8247 | 14.5717 | 3.9987 | 1.003 | 5.0016 | 0.68133 | 5.683
2016-05-19 03:00 | 0 | 0 | 0 | 2.406 | 9.594 | 451.4767 | 12 | 17.1793 | 3.6843 | 0 | 0 | 2.1542 | 15.0252 | 3.6843 | 0.38806 | 0 | 7.561 | 2.5203 | 12.1143 | 14.5203 | 3.7417 | 0.98293 | 4.7246 | 0.93834 | 5.6629
2016-05-19 04:00 | 0 | 0 | 0 | 2.346 | 9.654 | 451.4767 | 12 | 17.1793 | 3.6843 | 0 | 0 | 2.0438 | 15.1355 | 3.6843 | 0.38504 | 0 | 7.174 | 2.3913 | 12.0453 | 14.3913 | 3.7651 | 0.93262 | 4.6977 | 0.91494 | 5.6126
2016-05-19 05:00 | 0 | 0 | 0 | 2.348 | 9.652 | 451.4767 | 12 | 17.1793 | 3.6843 | 0 | 0 | 0 | 17.1793 | 3.6843 | 0.329 | 0 | 0 | 0 | 9.652 | 12 | 3.7643 | 0 | 3.7643 | 0.91572 | 4.68
2016-05-19 06:00 | 0 | 0 | 0 | 2.613 | 9.387 | 451.4767 | 12 | 17.1793 | 3.6843 | 0 | 0 | 0 | 17.1793 | 3.6843 | 0.329 | 0 | 0 | 0 | 9.387 | 12 | 3.6609 | 0 | 3.6609 | 1.0191 | 4.68
2016-05-19 07:00 | 0 | 0 | 0 | 3.395 | 8.605 | 451.4767 | 12 | 17.1793 | 3.6843 | 0 | 0 | 0 | 17.1793 | 3.6843 | 0.329 | 0 | 0 | 0 | 8.605 | 12 | 3.3559 | 0 | 3.3559 | 1.324 | 4.68
2016-05-19 08:00 | 0.007 | 0 | 0 | 4.665 | 7.342 | 451.4767 | 12 | 17.1793 | 3.6843 | 0 | 0 | 0 | 17.1793 | 3.6843 | 0.329 | 0 | 0 | 0 | 7.342 | 12.007 | 2.8634 | 0 | 2.8634 | 1.8193 | 4.6827
2016-05-19 09:00 | 0.02 | 0 | 0 | 5.022 | 6.998 | 451.4767 | 12 | 17.1793 | 3.6843 | 0 | 0 | 11.988 | 5.1913 | 3.6843 | 0.65767 | 71.928 | 0 | 0 | 6.998 | 12.02 | 2.7292 | 0 | 2.7292 | 1.9586 | 4.6878
2016-05-19 10:00 | 0.034 | 0 | 2.6029 | 2.3611 | 7.07 | 453.7153 | 12 | 17.1793 | 3.6843 | 0 | 0 | 11.9962 | 5.1832 | 3.6843 | 0.65789 | 71.977 | 0 | 0 | 7.07 | 9.4311 | 2.7573 | 0 | 2.7573 | 0.92082 | 3.6781
2016-05-19 11:00 | 0.037 | 0 | 4.639 | 0 | 7.398 | 457.7048 | 12 | 17.1793 | 3.6843 | 0 | 0 | 11.9692 | 5.2102 | 3.6843 | 0.65715 | 71.815 | 0 | 0 | 7.398 | 7.398 | 2.8852 | 0 | 2.8852 | 0 | 2.8852
2016-05-19 12:00 | 0.046 | 0 | 4.589 | 0 | 7.457 | 461.6513 | 12 | 17.1793 | 3.6843 | 0 | 0 | 14.1388 | 3.0405 | 3.6843 | 0.71664 | 70.545 | 8.359 | 2.7863 | 10.2433 | 10.2433 | 2.9082 | 1.0867 | 3.9949 | 0 | 3.9949
2016-05-19 13:00 | 0.021 | 0 | 0 | 4.492 | 7.529 | 461.6513 | 12 | 17.1793 | 3.6843 | 0 | 0 | 14.79 | 2.3893 | 3.6843 | 0.73449 | 69.099 | 11.49 | 3.83 | 11.359 | 15.851 | 2.9363 | 1.4937 | 4.43 | 1.7519 | 6.1819
2016-05-19 14:00 | 0.023 | 0 | 0 | 3.802 | 8.221 | 461.6513 | 12 | 17.1793 | 3.6843 | 0 | 0 | 4.025 | 13.1543 | 3.6843 | 0.43935 | 0 | 14.128 | 4.7093 | 12.9303 | 16.7323 | 3.2062 | 1.8366 | 5.0428 | 1.4828 | 6.5256
2016-05-19 15:00 | 0.019 | 0 | 0 | 3.395 | 8.624 | 461.6513 | 12 | 17.1793 | 3.6843 | 0 | 0 | 15.7212 | 1.4582 | 3.6843 | 0.76002 | 67.03 | 15.968 | 5.3227 | 13.9467 | 17.3417 | 3.3634 | 2.0758 | 5.4392 | 1.324 | 6.7632
2016-05-19 16:00 | 0.014 | 0 | 0 | 3.107 | 8.907 | 461.6513 | 12 | 17.1793 | 3.6843 | 0 | 0 | 15.9675 | 1.2118 | 3.6843 | 0.76678 | 66.483 | 17.153 | 5.7177 | 14.6247 | 17.7317 | 3.4737 | 2.2299 | 5.7036 | 1.2117 | 6.9154
2016-05-19 17:00 | 0.006 | 0 | 2.731 | 0 | 9.275 | 464 | 12 | 17.1793 | 3.6843 | 0 | 0 | 11.0367 | 6.1427 | 3.6843 | 0.63159 | 66.22 | 0 | 0 | 9.275 | 9.275 | 3.6172 | 0 | 3.6172 | 0 | 3.6172
2016-05-19 18:00 | 0.001 | 0 | 0 | 0.92 | 11.081 | 464 | 12 | 17.1793 | 3.6843 | 0 | 0 | 11.042 | 6.1373 | 3.6843 | 0.63173 | 66.252 | 0 | 0 | 11.081 | 12.001 | 4.3216 | 0 | 4.3216 | 0.3588 | 4.6804
2016-05-19 19:00 | 0 | 2.391 | 0 | 0 | 17.391 | 461.2198 | 15 | 21.4742 | 4.6053 | 0 | 0 | 11.1077 | 10.3665 | 4.6053 | 0.57263 | 66.646 | 0 | 0 | 17.391 | 17.391 | 6.7825 | 0 | 6.7825 | 0 | 6.7825
2016-05-19 20:00 | 0 | 4.868 | 0 | 0 | 19.868 | 455.5593 | 15 | 21.4742 | 4.6053 | 0 | 0 | 0 | 21.4742 | 4.6053 | 0.329 | 0 | 0 | 0 | 19.868 | 19.868 | 7.7485 | 0 | 7.7485 | 0 | 7.7485
2016-05-19 21:00 | 0 | 4.415 | 0 | 0 | 19.415 | 450.4256 | 15 | 21.4742 | 4.6053 | 0 | 0 | 0 | 21.4742 | 4.6053 | 0.329 | 0 | 0 | 0 | 19.415 | 19.415 | 7.5719 | 0 | 7.5719 | 0 | 7.5719
2016-05-19 22:00 | 0 | 3.074 | 0 | 0 | 18.074 | 446.8512 | 15 | 21.4742 | 4.6053 | 0 | 0 | 0 | 21.4742 | 4.6053 | 0.329 | 0 | 0 | 0 | 18.074 | 18.074 | 7.0489 | 0 | 7.0489 | 0 | 7.0489
2016-05-19 23:00 | 0 | 0 | 0 | 0 | 14.947 | 446.8512 | 14.947 | 21.3983 | 4.5891 | 0 | 0 | 0 | 21.3983 | 4.5891 | 0.329 | 0 | 0 | 0 | 14.947 | 14.947 | 5.8293 | 0 | 5.8293 | 0 | 5.8293
2016-05-20 | 0 | 0 | 0 | 0 | 12.117 | 446.8512 | 12.117 | 17.3468 | 3.7202 | 0 | 0 | 2.8897 | 14.4572 | 3.7202 | 0.40746 | 0 | 10.143 | 3.381 | 15.498 | 15.498 | 4.7256 | 1.3186 | 6.0442 | 0 | 6.0442
2016-05-20 01:00 | 0 | 0 | 0 | 1.069 | 10.931 | 446.8512 | 12 | 17.1793 | 3.6843 | 0 | 0 | 2.7615 | 14.4178 | 3.6843 | 0.40471 | 0 | 9.693 | 3.231 | 14.162 | 15.231 | 4.2631 | 1.2601 | 5.5232 | 0.41691 | 5.9401
2016-05-20 02:00 | 0 | 0 | 0 | 1.558 | 10.442 | 446.8512 | 12 | 17.1793 | 3.6843 | 0 | 0 | 2.6642 | 14.5152 | 3.6843 | 0.40204 | 0 | 9.351 | 3.117 | 13.559 | 15.117 | 4.0724 | 1.2156 | 5.288 | 0.60762 | 5.8956
2016-05-20 03:00 | 0 | 0 | 0 | 2.279 | 9.721 | 446.8512 | 12 | 17.1793 | 3.6843 | 0 | 0 | 2.6117 | 14.5677 | 3.6843 | 0.4006 | 0 | 9.167 | 3.0557 | 12.7767 | 15.0557 | 3.7912 | 1.1917 | 4.9829 | 0.88881 | 5.8717
2016-05-20 04:00 | 0 | 0 | 0 | 2.101 | 9.899 | 446.8512 | 12 | 17.1793 | 3.6843 | 0 | 0 | 2.5142 | 14.6652 | 3.6843 | 0.39793 | 0 | 8.825 | 2.9417 | 12.8407 | 14.9417 | 3.8606 | 1.1473 | 5.0079 | 0.81939 | 5.8272
2016-05-20 05:00 | 0 | 0 | 0 | 2.535 | 9.465 | 446.8512 | 12 | 17.1793 | 3.6843 | 0 | 0 | 0 | 17.1793 | 3.6843 | 0.329 | 0 | 0 | 0 | 9.465 | 12 | 3.6913 | 0 | 3.6913 | 0.98865 | 4.68
2016-05-20 06:00 | 0 | 0 | 0 | 2.647 | 9.353 | 446.8512 | 12 | 17.1793 | 3.6843 | 0 | 0 | 0 | 17.1793 | 3.6843 | 0.329 | 0 | 0 | 0 | 9.353 | 12 | 3.6477 | 0 | 3.6477 | 1.0323 | 4.68
2016-05-20 07:00 | 0 | 0 | 0 | 3.245 | 8.755 | 446.8512 | 12 | 17.1793 | 3.6843 | 0 | 0 | 0 | 17.1793 | 3.6843 | 0.329 | 0 | 0 | 0 | 8.755 | 12 | 3.4144 | 0 | 3.4144 | 1.2655 | 4.68
2016-05-20 08:00 | 0.005 | 0 | 0 | 4.634 | 7.371 | 446.8512 | 12 | 17.1793 | 3.6843 | 0 | 0 | 0 | 17.1793 | 3.6843 | 0.329 | 0 | 0 | 0 | 7.371 | 12.005 | 2.8747 | 0 | 2.8747 | 1.8073 | 4.6819
2016-05-20 09:00 | 0.016 | 0 | 0 | 4.987 | 7.029 | 446.8512 | 12 | 17.1793 | 3.6843 | 0 | 0 | 11.8268 | 5.3525 | 3.6843 | 0.65325 | 70.961 | 0 | 0 | 7.029 | 12.016 | 2.7413 | 0 | 2.7413 | 1.9449 | 4.6862
2016-05-20 10:00 | 0.029 | 0 | 3.3275 | 1.6465 | 7.055 | 449.7128 | 12 | 17.1793 | 3.6843 | 0 | 0 | 11.8442 | 5.3352 | 3.6843 | 0.65373 | 71.065 | 0 | 0 | 7.055 | 8.7015 | 2.7515 | 0 | 2.7515 | 0.64213 | 3.3936
2016-05-20 11:00 | 0.052 | 0 | 4.761 | 0 | 7.291 | 453.8073 | 12 | 17.1793 | 3.6843 | 0 | 0 | 11.8218 | 5.3575 | 3.6843 | 0.65312 | 70.931 | 0 | 0 | 7.291 | 7.291 | 2.8435 | 0 | 2.8435 | 0 | 2.8435
2016-05-20 12:00 | 0.046 | 0 | 4.43 | 0 | 7.616 | 457.6171 | 12 | 17.1793 | 3.6843 | 0 | 0 | 14.4548 | 2.7245 | 3.6843 | 0.7253 | 69.843 | 9.878 | 3.2927 | 10.9087 | 10.9087 | 2.9702 | 1.2841 | 4.2544 | 0 | 4.2544
2016-05-20 13:00 | 0.051 | 0 | 0 | 4.577 | 7.474 | 457.6171 | 12 | 17.1793 | 3.6843 | 0 | 0 | 14.9935 | 2.1858 | 3.6843 | 0.74007 | 68.647 | 12.469 | 4.1563 | 11.6303 | 16.2073 | 2.9149 | 1.621 | 4.5358 | 1.785 | 6.3209
2016-05-20 14:00 | 0.04 | 0 | 3.971 | 0 | 8.069 | 461.0321 | 12 | 17.1793 | 3.6843 | 0 | 0 | 4.2872 | 12.8922 | 3.6843 | 0.44654 | 0 | 15.048 | 5.016 | 13.085 | 13.085 | 3.1469 | 1.9562 | 5.1032 | 0 | 5.1032
2016-05-20 15:00 | 0.025 | 0 | 3.451 | 0 | 8.574 | 464 | 12 | 17.1793 | 3.6843 | 0 | 0 | 15.9152 | 1.2642 | 3.6843 | 0.76534 | 66.599 | 16.902 | 5.634 | 14.208 | 14.208 | 3.3439 | 2.1973 | 5.5411 | 0 | 5.5411
2016-05-20 16:00 | 0.016 | 0 | 0 | 3.571 | 8.445 | 464 | 12 | 17.1793 | 3.6843 | 0 | 0 | 16.109 | 1.0703 | 3.6843 | 0.77066 | 66.169 | 17.834 | 5.9447 | 14.3897 | 17.9607 | 3.2936 | 2.3184 | 5.612 | 1.3927 | 7.0047
2016-05-20 17:00 | 0.008 | 0 | 0 | 3.147 | 8.861 | 464 | 12 | 17.1793 | 3.6843 | 0 | 0 | 11.0012 | 6.1782 | 3.6843 | 0.63062 | 66.007 | 0 | 0 | 8.861 | 12.008 | 3.4558 | 0 | 3.4558 | 1.2273 | 4.6831
2016-05-20 18:00 | 0.001 | 0 | 0 | 1.031 | 10.97 | 464 | 12 | 17.1793 | 3.6843 | 0 | 0 | 11.0527 | 6.1267 | 3.6843 | 0.63203 | 66.316 | 0 | 0 | 10.97 | 12.001 | 4.2783 | 0 | 4.2783 | 0.40209 | 4.6804
2016-05-20 19:00 | 0 | 2.176 | 0 | 0 | 17.176 | 461.4698 | 15 | 21.4742 | 4.6053 | 0 | 0 | 11.1215 | 10.3527 | 4.6053 | 0.57293 | 66.729 | 0 | 0 | 17.176 | 17.176 | 6.6986 | 0 | 6.6986 | 0 | 6.6986
2016-05-20 20:00 | 0 | 4.201 | 0 | 0 | 19.201 | 456.5849 | 15 | 21.4742 | 4.6053 | 0 | 0 | 0 | 21.4742 | 4.6053 | 0.329 | 0 | 0 | 0 | 19.201 | 19.201 | 7.4884 | 0 | 7.4884 | 0 | 7.4884
2016-05-20 21:00 | 0 | 4.559 | 0 | 0 | 19.559 | 451.2837 | 15 | 21.4742 | 4.6053 | 0 | 0 | 0 | 21.4742 | 4.6053 | 0.329 | 0 | 0 | 0 | 19.559 | 19.559 | 7.628 | 0 | 7.628 | 0 | 7.628
2016-05-20 22:00 | 0 | 2.934 | 0 | 0 | 17.934 | 447.8721 | 15 | 21.4742 | 4.6053 | 0 | 0 | 0 | 21.4742 | 4.6053 | 0.329 | 0 | 0 | 0 | 17.934 | 17.934 | 6.9943 | 0 | 6.9943 | 0 | 6.9943
2016-05-20 23:00 | 0 | 0 | 0 | 0 | 14.521 | 447.8721 | 14.521 | 20.7884 | 4.4583 | 0 | 0 | 0 | 20.7884 | 4.4583 | 0.329 | 0 | 0 | 0 | 14.521 | 14.521 | 5.6632 | 0 | 5.6632 | 0 | 5.6632
2016-05-21 | 0 | 0 | 0 | 0.214 | 11.786 | 447.8721 | 12 | 17.1793 | 3.6843 | 0 | 0 | 3.1258 | 14.0535 | 3.6843 | 0.4147 | 0 | 10.971 | 3.657 | 15.443 | 15.657 | 4.5965 | 1.4262 | 6.0228 | 0.08346 | 6.1062
2016-05-21 01:00 | 0 | 0 | 1.545 | 0 | 10.455 | 449.2008 | 12 | 17.1793 | 3.6843 | 0 | 0 | 3.0762 | 14.1032 | 3.6843 | 0.41334 | 0 | 10.797 | 3.599 | 14.054 | 14.054 | 4.0774 | 1.4036 | 5.4811 | 0 | 5.4811
2016-05-21 02:00 | 0 | 0 | 0 | 1.828 | 10.172 | 449.2008 | 12 | 17.1793 | 3.6843 | 0 | 0 | 3.0013 | 14.178 | 3.6843 | 0.41129 | 0 | 10.535 | 3.5117 | 13.6837 | 15.5117 | 3.9671 | 1.3696 | 5.3366 | 0.71292 | 6.0496
2016-05-21 03:00 | 0 | 0 | 2.3 | 0 | 9.7 | 451.1788 | 12 | 17.1793 | 3.6843 | 0 | 0 | 2.9015 | 14.2778 | 3.6843 | 0.40855 | 0 | 10.184 | 3.3947 | 13.0947 | 13.0947 | 3.783 | 1.3239 | 5.1069 | 0 | 5.1069
2016-05-21 04:00 | 0 | 0 | 2.161 | 0 | 9.839 | 453.0373 | 12 | 17.1793 | 3.6843 | 0 | 0 | 2.8112 | 14.3682 | 3.6843 | 0.40607 | 0 | 9.867 | 3.289 | 13.128 | 13.128 | 3.8372 | 1.2827 | 5.1199 | 0 | 5.1199
2016-05-21 05:00 | 0 | 0 | 2.462 | 0 | 9.538 | 455.1546 | 12 | 17.1793 | 3.6843 | 0 | 0 | 0 | 17.1793 | 3.6843 | 0.329 | 0 | 0 | 0 | 9.538 | 9.538 | 3.7198 | 0 | 3.7198 | 0 | 3.7198
2016-05-21 06:00 | 0 | 0 | 2.966 | 0 | 9.034 | 457.7053 | 12 | 17.1793 | 3.6843 | 0 | 0 | 0 | 17.1793 | 3.6843 | 0.329 | 0 | 0 | 0 | 9.034 | 9.034 | 3.5233 | 0 | 3.5233 | 0 | 3.5233
2016-05-21 07:00 | 0 | 0 | 0 | 3.698 | 8.302 | 457.7053 | 12 | 17.1793 | 3.6843 | 0 | 0 | 0 | 17.1793 | 3.6843 | 0.329 | 0 | 0 | 0 | 8.302 | 12 | 3.2378 | 0 | 3.2378 | 1.4422 | 4.68
2016-05-21 08:00 | 0.009 | 0 | 0 | 4.771 | 7.238 | 457.7053 | 12 | 17.1793 | 3.6843 | 0 | 0 | 0 | 17.1793 | 3.6843 | 0.329 | 0 | 0 | 0 | 7.238 | 12.009 | 2.8228 | 0 | 2.8228 | 1.8607 | 4.6835
2016-05-21 09:00 | 0.04 | 0 | 4.683 | 0 | 7.357 | 461.7327 | 12 | 17.1793 | 3.6843 | 0 | 0 | 11.7458 | 5.4335 | 3.6843 | 0.65103 | 70.475 | 0 | 0 | 7.357 | 7.357 | 2.8692 | 0 | 2.8692 | 0 | 2.8692
2016-05-21 10:00 | 0.07 | 0 | 2.6364 | 2.1636 | 7.27 | 464 | 12 | 17.1793 | 3.6843 | 0 | 0 | 11.7697 | 5.4097 | 3.6843 | 0.65169 | 70.618 | 0 | 0 | 7.27 | 9.4336 | 2.8353 | 0 | 2.8353 | 0.84381 | 3.6791
2016-05-21 11:00 | 0.067 | 0 | 0 | 4.653 | 7.414 | 464 | 12 | 17.1793 | 3.6843 | 0 | 0 | 11.7903 | 5.389 | 3.6843 | 0.65225 | 70.742 | 0 | 0 | 7.414 | 12.067 | 2.8915 | 0 | 2.8915 | 1.8147 | 4.7061
2016-05-21 12:00 | 0.078 | 0 | 0 | 4.439 | 7.639 | 464 | 12 | 17.1793 | 3.6843 | 0 | 0 | 14.2093 | 2.97 | 3.6843 | 0.71857 | 70.388 | 8.698 | 2.8993 | 10.5383 | 14.9773 | 2.9792 | 1.1307 | 4.11 | 1.7312 | 5.8412
2016-05-21 13:00 | 0.075 | 0 | 0 | 4.209 | 7.866 | 464 | 12 | 17.1793 | 3.6843 | 0 | 0 | 14.3572 | 2.8222 | 3.6843 | 0.72263 | 70.06 | 9.409 | 3.1363 | 11.0023 | 15.2113 | 3.0677 | 1.2232 | 4.2909 | 1.6415 | 5.9324
2016-05-21 14:00 | 0.052 | 0 | 0 | 4.055 | 7.997 | 464 | 12 | 17.1793 | 3.6843 | 0 | 0 | 2.9875 | 14.1918 | 3.6843 | 0.41091 | 0 | 10.486 | 3.4953 | 11.4923 | 15.5473 | 3.1188 | 1.3632 | 4.482 | 1.5815 | 6.0635
2016-05-21 15:00 | 0.034 | 0 | 0 | 3.448 | 8.586 | 464 | 12 | 17.1793 | 3.6843 | 0 | 0 | 14.8663 | 2.313 | 3.6843 | 0.73659 | 68.929 | 11.858 | 3.9527 | 12.5387 | 15.9867 | 3.3485 | 1.5415 | 4.8901 | 1.3447 | 6.2348
2016-05-21 16:00 | 0.017 | 0 | 0 | 2.94 | 9.077 | 464 | 12 | 17.1793 | 3.6843 | 0 | 0 | 15.1333 | 2.046 | 3.6843 | 0.74391 | 68.336 | 13.141 | 4.3803 | 13.4573 | 16.3973 | 3.54 | 1.7083 | 5.2484 | 1.1466 | 6.395
2016-05-21 17:00 | 0.007 | 0 | 0 | 2.509 | 9.498 | 464 | 12 | 17.1793 | 3.6843 | 0 | 0 | 11.2813 | 5.898 | 3.6843 | 0.6383 | 67.688 | 0 | 0 | 9.498 | 12.007 | 3.7042 | 0 | 3.7042 | 0.97851 | 4.6827
2016-05-21 18:00 | 0.001 | 0 | 0 | 0.643 | 11.358 | 464 | 12 | 17.1793 | 3.6843 | 0 | 0 | 11.2108 | 5.9685 | 3.6843 | 0.63636 | 67.265 | 0 | 0 | 11.358 | 12.001 | 4.4296 | 0 | 4.4296 | 0.25077 | 4.6804
2016-05-21 19:00 | 0 | 2.175 | 0 | 0 | 17.175 | 461.4709 | 15 | 21.4742 | 4.6053 | 0 | 0 | 11.2218 | 10.2523 | 4.6053 | 0.57513 | 67.331 | 0 | 0 | 17.175 | 17.175 | 6.6983 | 0 | 6.6983 | 0 | 6.6983
2016-05-21 20:00 | 0 | 3.593 | 0 | 0 | 18.593 | 457.293 | 15 | 21.4742 | 4.6053 | 0 | 0 | 0 | 21.4742 | 4.6053 | 0.329 | 0 | 0 | 0 | 18.593 | 18.593 | 7.2513 | 0 | 7.2513 | 0 | 7.2513
2016-05-21 21:00 | 0 | 3.061 | 0 | 0 | 18.061 | 453.7337 | 15 | 21.4742 | 4.6053 | 0 | 0 | 0 | 21.4742 | 4.6053 | 0.329 | 0 | 0 | 0 | 18.061 | 18.061 | 7.0438 | 0 | 7.0438 | 0 | 7.0438
2016-05-21 22:00 | 0 | 1.344 | 0 | 4.4409e-16 | 16.344 | 452.1709 | 15 | 21.4742 | 4.6053 | 0 | 0 | 0 | 21.4742 | 4.6053 | 0.329 | 0 | 0 | 0 | 16.344 | 16.344 | 6.3742 | 0 | 6.3742 | 1.7319e-16 | 6.3742
2016-05-21 23:00 | 0 | 0 | 0 | 0 | 13.479 | 452.1709 | 13.479 | 19.2967 | 4.1383 | 0 | 0 | 0 | 19.2967 | 4.1383 | 0.329 | 0 | 0 | 0 | 13.479 | 13.479 | 5.2568 | 0 | 5.2568 | 0 | 5.2568
2016-05-22 | 0 | 0 | 0 | 0.424 | 11.576 | 452.1709 | 12 | 17.1793 | 3.6843 | 0 | 0 | 2.7452 | 14.4342 | 3.6843 | 0.40426 | 0 | 9.635 | 3.2117 | 14.7877 | 15.2117 | 4.5146 | 1.2526 | 5.7672 | 0.16536 | 5.9326
2016-05-22 01:00 | 0 | 0 | 1.791 | 0 | 10.209 | 453.7112 | 12 | 17.1793 | 3.6843 | 0 | 0 | 2.5733 | 14.606 | 3.6843 | 0.39955 | 0 | 9.032 | 3.0107 | 13.2197 | 13.2197 | 3.9815 | 1.1742 | 5.1557 | 0 | 5.1557
2016-05-22 02:00 | 0 | 0 | 0 | 2.481 | 9.519 | 453.7112 | 12 | 17.1793 | 3.6843 | 0 | 0 | 2.4163 | 14.763 | 3.6843 | 0.39525 | 0 | 8.482 | 2.8273 | 12.3463 | 14.8273 | 3.7124 | 1.1027 | 4.8151 | 0.96759 | 5.7827
2016-05-22 03:00 | 0 | 0 | 0 | 2.373 | 9.627 | 453.7112 | 12 | 17.1793 | 3.6843 | 0 | 0 | 2.2388 | 14.9405 | 3.6843 | 0.39038 | 0 | 7.858 | 2.6193 | 12.2463 | 14.6193 | 3.7545 | 1.0215 | 4.7761 | 0.92547 | 5.7015
2016-05-22 04:00 | 0 | 0 | 0 | 2.485 | 9.515 | 453.7112 | 12 | 17.1793 | 3.6843 | 0 | 0 | 2.0328 | 15.1465 | 3.6843 | 0.38473 | 0 | 7.135 | 2.3783 | 11.8933 | 14.3783 | 3.7109 | 0.92755 | 4.6384 | 0.96915 | 5.6076
2016-05-22 05:00 | 0 | 0 | 0 | 2.78 | 9.22 | 453.7112 | 12 | 17.1793 | 3.6843 | 0 | 0 | 0 | 17.1793 | 3.6843 | 0.329 | 0 | 0 | 0 | 9.22 | 12 | 3.5958 | 0 | 3.5958 | 1.0842 | 4.68
2016-05-22 06:00 | 0 | 0 | 0 | 2.942 | 9.058 | 453.7112 | 12 | 17.1793 | 3.6843 | 0 | 0 | 0 | 17.1793 | 3.6843 | 0.329 | 0 | 0 | 0 | 9.058 | 12 | 3.5326 | 0 | 3.5326 | 1.1474 | 4.68
2016-05-22 07:00 | 0 | 0 | 0 | 3.348 | 8.652 | 453.7112 | 12 | 17.1793 | 3.6843 | 0 | 0 | 0 | 17.1793 | 3.6843 | 0.329 | 0 | 0 | 0 | 8.652 | 12 | 3.3743 | 0 | 3.3743 | 1.3057 | 4.68
2016-05-22 08:00 | 0.005 | 0 | 0 | 4.784 | 7.221 | 453.7112 | 12 | 17.1793 | 3.6843 | 0 | 0 | 0 | 17.1793 | 3.6843 | 0.329 | 0 | 0 | 0 | 7.221 | 12.005 | 2.8162 | 0 | 2.8162 | 1.8658 | 4.6819
2016-05-22 09:00 | 0.013 | 0 | 4.842 | 0 | 7.171 | 457.8753 | 12 | 17.1793 | 3.6843 | 0 | 0 | 11.9915 | 5.1878 | 3.6843 | 0.65777 | 71.949 | 0 | 0 | 7.171 | 7.171 | 2.7967 | 0 | 2.7967 | 0 | 2.7967
2016-05-22 10:00 | 0.02 | 0 | 4.831 | 0 | 7.189 | 462.03 | 12 | 17.1793 | 3.6843 | 0 | 0 | 12.011 | 5.1683 | 3.6843 | 0.6583 | 72.066 | 0 | 0 | 7.189 | 7.189 | 2.8037 | 0 | 2.8037 | 0 | 2.8037
2016-05-22 11:00 | 0.032 | 0 | 2.2907 | 2.6773 | 7.064 | 464 | 12 | 17.1793 | 3.6843 | 0 | 0 | 11.9862 | 5.1932 | 3.6843 | 0.65762 | 71.917 | 0 | 0 | 7.064 | 9.7413 | 2.755 | 0 | 2.755 | 1.0441 | 3.7991
2016-05-22 12:00 | 0.039 | 0 | 0 | 4.404 | 7.635 | 464 | 12 | 17.1793 | 3.6843 | 0 | 0 | 14.264 | 2.9153 | 3.6843 | 0.72007 | 70.267 | 8.961 | 2.987 | 10.622 | 15.026 | 2.9777 | 1.1649 | 4.1426 | 1.7176 | 5.8601
2016-05-22 13:00 | 0.048 | 0 | 0 | 4.145 | 7.903 | 464 | 12 | 17.1793 | 3.6843 | 0 | 0 | 14.9528 | 2.2265 | 3.6843 | 0.73896 | 68.737 | 12.273 | 4.091 | 11.994 | 16.139 | 3.0822 | 1.5955 | 4.6777 | 1.6165 | 6.2942
2016-05-22 14:00 | 0.041 | 0 | 0 | 3.875 | 8.166 | 464 | 12 | 17.1793 | 3.6843 | 0 | 0 | 4.3913 | 12.788 | 3.6843 | 0.4494 | 0 | 15.414 | 5.138 | 13.304 | 17.179 | 3.1847 | 2.0038 | 5.1886 | 1.5113 | 6.6998
2016-05-22 15:00 | 0.029 | 0 | 0 | 3.661 | 8.368 | 464 | 12 | 17.1793 | 3.6843 | 0 | 0 | 16.0868 | 1.0925 | 3.6843 | 0.77005 | 66.218 | 17.727 | 5.909 | 14.277 | 17.938 | 3.2635 | 2.3045 | 5.568 | 1.4278 | 6.9958
2016-05-22 16:00 | 0.02 | 0 | 0 | 2.904 | 9.116 | 464 | 12 | 17.1793 | 3.6843 | 0 | 0 | 16.3973 | 0.782 | 3.6843 | 0.77856 | 65.529 | 19.22 | 6.4067 | 15.5227 | 18.4267 | 3.5552 | 2.4986 | 6.0538 | 1.1326 | 7.1864
2016-05-22 17:00 | 0.009 | 0 | 0 | 2.648 | 9.361 | 464 | 12 | 17.1793 | 3.6843 | 0 | 0 | 10.8673 | 6.312 | 3.6843 | 0.62695 | 65.204 | 0 | 0 | 9.361 | 12.009 | 3.6508 | 0 | 3.6508 | 1.0327 | 4.6835
2016-05-22 18:00 | 0.001 | 0 | 0 | 0.746 | 11.255 | 464 | 12 | 17.1793 | 3.6843 | 0 | 0 | 10.8572 | 6.3222 | 3.6843 | 0.62667 | 65.143 | 0 | 0 | 11.255 | 12.001 | 4.3895 | 0 | 4.3895 | 0.29094 | 4.6804
2016-05-22 19:00 | 0 | 2.138 | 0 | 0 | 17.138 | 461.514 | 15 | 21.4742 | 4.6053 | 0 | 0 | 10.8898 | 10.5843 | 4.6053 | 0.56785 | 65.339 | 0 | 0 | 17.138 | 17.138 | 6.6838 | 0 | 6.6838 | 0 | 6.6838
2016-05-22 20:00 | 0 | 3.359 | 0 | 8.8818e-16 | 18.359 | 457.6081 | 15 | 21.4742 | 4.6053 | 0 | 0 | 0 | 21.4742 | 4.6053 | 0.329 | 0 | 0 | 0 | 18.359 | 18.359 | 7.16 | 0 | 7.16 | 3.4639e-16 | 7.16
2016-05-22 21:00 | 0 | 3.811 | 0 | 0 | 18.811 | 453.1767 | 15 | 21.4742 | 4.6053 | 0 | 0 | 0 | 21.4742 | 4.6053 | 0.329 | 0 | 0 | 0 | 18.811 | 18.811 | 7.3363 | 0 | 7.3363 | 0 | 7.3363
2016-05-22 22:00 | 0 | 1.583 | 0 | 0 | 16.583 | 451.336 | 15 | 21.4742 | 4.6053 | 0 | 0 | 0 | 21.4742 | 4.6053 | 0.329 | 0 | 0 | 0 | 16.583 | 16.583 | 6.4674 | 0 | 6.4674 | 0 | 6.4674
2016-05-22 23:00 | 0 | 0 | 0 | 0 | 14.381 | 451.336 | 14.381 | 20.588 | 4.4153 | 0 | 0 | 0 | 20.588 | 4.4153 | 0.329 | 0 | 0 | 0 | 14.381 | 14.381 | 5.6086 | 0 | 5.6086 | 0 | 5.6086
2016-05-23 | 0 | 0 | 0 | 0 | 12.166 | 451.336 | 12.166 | 17.417 | 3.7352 | 0 | 0 | 3.1883 | 14.2286 | 3.7352 | 0.41522 | 0 | 11.191 | 3.7303 | 15.8963 | 15.8963 | 4.7447 | 1.4548 | 6.1996 | 0 | 6.1996
2016-05-23 01:00 | 0 | 0 | 1.203 | 0 | 10.797 | 452.3706 | 12 | 17.1793 | 3.6843 | 0 | 0 | 3.0427 | 14.1367 | 3.6843 | 0.41242 | 0 | 10.68 | 3.56 | 14.357 | 14.357 | 4.2108 | 1.3884 | 5.5992 | 0 | 5.5992
2016-05-23 02:00 | 0 | 0 | 1.85 | 0 | 10.15 | 453.9616 | 12 | 17.1793 | 3.6843 | 0 | 0 | 2.9572 | 14.2222 | 3.6843 | 0.41008 | 0 | 10.379 | 3.4597 | 13.6097 | 13.6097 | 3.9585 | 1.3493 | 5.3078 | 0 | 5.3078
2016-05-23 03:00 | 0 | 0 | 2.327 | 0 | 9.673 | 455.9628 | 12 | 17.1793 | 3.6843 | 0 | 0 | 2.9242 | 14.2552 | 3.6843 | 0.40917 | 0 | 10.264 | 3.4213 | 13.0943 | 13.0943 | 3.7725 | 1.3343 | 5.1068 | 0 | 5.1068
2016-05-23 04:00 | 0 | 0 | 2.127 | 1.7764e-15 | 9.873 | 457.7921 | 12 | 17.1793 | 3.6843 | 0 | 0 | 2.8042 | 14.3752 | 3.6843 | 0.40588 | 0 | 9.843 | 3.281 | 13.154 | 13.154 | 3.8505 | 1.2796 | 5.1301 | 6.9278e-16 | 5.1301
2016-05-23 05:00 | 0 | 0 | 0 | 2.067 | 9.933 | 457.7921 | 12 | 17.1793 | 3.6843 | 0 | 0 | 0 | 17.1793 | 3.6843 | 0.329 | 0 | 0 | 0 | 9.933 | 12 | 3.8739 | 0 | 3.8739 | 0.80613 | 4.68
2016-05-23 06:00 | 0 | 0 | 0 | 2.099 | 9.901 | 457.7921 | 12 | 17.1793 | 3.6843 | 0 | 0 | 0 | 17.1793 | 3.6843 | 0.329 | 0 | 0 | 0 | 9.901 | 12 | 3.8614 | 0 | 3.8614 | 0.81861 | 4.68
2016-05-23 07:00 | 0 | 0 | 0 | 3.211 | 8.789 | 457.7921 | 12 | 17.1793 | 3.6843 | 0 | 0 | 0 | 17.1793 | 3.6843 | 0.329 | 0 | 0 | 0 | 8.789 | 12 | 3.4277 | 0 | 3.4277 | 1.2523 | 4.68
2016-05-23 08:00 | 0.016 | 0 | 0 | 4.281 | 7.735 | 457.7921 | 12 | 17.1793 | 3.6843 | 0 | 0 | 0 | 17.1793 | 3.6843 | 0.329 | 0 | 0 | 0 | 7.735 | 12.016 | 3.0166 | 0 | 3.0166 | 1.6696 | 4.6862
2016-05-23 09:00 | 0.059 | 0 | 4.377 | 0 | 7.682 | 461.5563 | 12 | 17.1793 | 3.6843 | 0 | 0 | 11.8007 | 5.3787 | 3.6843 | 0.65253 | 70.804 | 0 | 0 | 7.682 | 7.682 | 2.996 | 0 | 2.996 | 0 | 2.996
2016-05-23 10:00 | 0.103 | 0 | 0 | 4.608 | 7.495 | 461.5563 | 12 | 17.1793 | 3.6843 | 0 | 0 | 11.8402 | 5.3392 | 3.6843 | 0.65362 | 71.041 | 0 | 0 | 7.495 | 12.103 | 2.923 | 0 | 2.923 | 1.7971 | 4.7202
2016-05-23 11:00 | 0.115 | 0 | 0 | 4.562 | 7.553 | 461.5563 | 12 | 17.1793 | 3.6843 | 0 | 0 | 11.8372 | 5.3422 | 3.6843 | 0.65354 | 71.023 | 0 | 0 | 7.553 | 12.115 | 2.9457 | 0 | 2.9457 | 1.7792 | 4.7249
2016-05-23 12:00 | 0.125 | 0 | 0 | 4.74 | 7.385 | 461.5563 | 12 | 17.1793 | 3.6843 | 0 | 0 | 14.5682 | 2.6112 | 3.6843 | 0.72841 | 69.591 | 10.424 | 3.4747 | 10.8597 | 15.5997 | 2.8801 | 1.3551 | 4.2353 | 1.8486 | 6.0839
2016-05-23 13:00 | 0.127 | 0 | 0 | 4.48 | 7.647 | 461.5563 | 12 | 17.1793 | 3.6843 | 0 | 0 | 15.1835 | 1.9958 | 3.6843 | 0.74528 | 68.224 | 13.383 | 4.461 | 12.108 | 16.588 | 2.9823 | 1.7398 | 4.7221 | 1.7472 | 6.4693
2016-05-23 14:00 | 0.098 | 0 | 2.8415 | 1.1905 | 8.066 | 464 | 12 | 17.1793 | 3.6843 | 0 | 0 | 4.3303 | 12.849 | 3.6843 | 0.44772 | 0 | 15.199 | 5.0663 | 13.1323 | 14.3228 | 3.1457 | 1.9759 | 5.1216 | 0.46428 | 5.5859
2016-05-23 15:00 | 0.087 | 0 | 0 | 3.67 | 8.417 | 464 | 12 | 17.1793 | 3.6843 | 0 | 0 | 15.7673 | 1.412 | 3.6843 | 0.76129 | 66.928 | 16.191 | 5.397 | 13.814 | 17.484 | 3.2826 | 2.1048 | 5.3875 | 1.4313 | 6.8188
2016-05-23 16:00 | 0.068 | 0 | 0 | 3.807 | 8.261 | 464 | 12 | 17.1793 | 3.6843 | 0 | 0 | 15.9527 | 1.2267 | 3.6843 | 0.76637 | 66.516 | 17.082 | 5.694 | 13.955 | 17.762 | 3.2218 | 2.2207 | 5.4424 | 1.4847 | 6.9272
2016-05-23 17:00 | 0.039 | 0 | 0 | 2.823 | 9.216 | 464 | 12 | 17.1793 | 3.6843 | 0 | 0 | 11.0533 | 6.126 | 3.6843 | 0.63205 | 66.32 | 0 | 0 | 9.216 | 12.039 | 3.5942 | 0 | 3.5942 | 1.101 | 4.6952
2016-05-23 18:00 | 0.006 | 0 | 0 | 0.832 | 11.174 | 464 | 12 | 17.1793 | 3.6843 | 0 | 0 | 11.0322 | 6.1472 | 3.6843 | 0.63147 | 66.193 | 0 | 0 | 11.174 | 12.006 | 4.3579 | 0 | 4.3579 | 0.32448 | 4.6823
2016-05-23 19:00 | 0 | 1.975 | 0 | 0 | 16.975 | 461.7035 | 15 | 21.4742 | 4.6053 | 0 | 0 | 11.0468 | 10.4273 | 4.6053 | 0.57129 | 66.281 | 0 | 0 | 16.975 | 16.975 | 6.6203 | 0 | 6.6203 | 0 | 6.6203
2016-05-23 20:00 | 0 | 3.607 | 0 | 4.4409e-16 | 18.607 | 457.5093 | 15 | 21.4742 | 4.6053 | 0 | 0 | 0 | 21.4742 | 4.6053 | 0.329 | 0 | 0 | 0 | 18.607 | 18.607 | 7.2567 | 0 | 7.2567 | 1.7319e-16 | 7.2567
2016-05-23 21:00 | 0 | 3.895 | 0 | 4.4409e-16 | 18.895 | 452.9802 | 15 | 21.4742 | 4.6053 | 0 | 0 | 0 | 21.4742 | 4.6053 | 0.329 | 0 | 0 | 0 | 18.895 | 18.895 | 7.369 | 0 | 7.369 | 1.7319e-16 | 7.369
2016-05-23 22:00 | 0 | 2.449 | 0 | 0 | 17.449 | 450.1326 | 15 | 21.4742 | 4.6053 | 0 | 0 | 0 | 21.4742 | 4.6053 | 0.329 | 0 | 0 | 0 | 17.449 | 17.449 | 6.8051 | 0 | 6.8051 | 0 | 6.8051
2016-05-23 23:00 | 0 | 0 | 0 | 0 | 14.505 | 450.1326 | 14.505 | 20.7655 | 4.4533 | 0 | 0 | 0 | 20.7655 | 4.4533 | 0.329 | 0 | 0 | 0 | 14.505 | 14.505 | 5.657 | 0 | 5.657 | 0 | 5.657
2016-05-24 | 0 | 0 | 0 | 0 | 12.426 | 450.1326 | 12.426 | 17.7892 | 3.8151 | 0 | 0 | 3.328 | 14.4612 | 3.8151 | 0.41711 | 0 | 11.681 | 3.8937 | 16.3197 | 16.3197 | 4.8461 | 1.5185 | 6.3647 | 0 | 6.3647
2016-05-24 01:00 | 0 | 0 | 1.037 | 1.7764e-15 | 10.963 | 451.0244 | 12 | 17.1793 | 3.6843 | 0 | 0 | 3.2493 | 13.93 | 3.6843 | 0.41809 | 0 | 11.405 | 3.8017 | 14.7647 | 14.7647 | 4.2756 | 1.4827 | 5.7582 | 6.9278e-16 | 5.7582
2016-05-24 02:00 | 0 | 0 | 1.969 | 0 | 10.031 | 452.7177 | 12 | 17.1793 | 3.6843 | 0 | 0 | 3.2095 | 13.9698 | 3.6843 | 0.41699 | 0 | 11.265 | 3.755 | 13.786 | 13.786 | 3.9121 | 1.4645 | 5.3765 | 0 | 5.3765
2016-05-24 03:00 | 0 | 0 | 2.617 | 0 | 9.383 | 454.9683 | 12 | 17.1793 | 3.6843 | 0 | 0 | 3.1425 | 14.0368 | 3.6843 | 0.41516 | 0 | 11.03 | 3.6767 | 13.0597 | 13.0597 | 3.6594 | 1.4339 | 5.0933 | 0 | 5.0933
2016-05-24 04:00 | 0 | 0 | 2.612 | 1.7764e-15 | 9.388 | 457.2147 | 12 | 17.1793 | 3.6843 | 0 | 0 | 3.0498 | 14.1295 | 3.6843 | 0.41262 | 0 | 10.705 | 3.5683 | 12.9563 | 12.9563 | 3.6613 | 1.3917 | 5.053 | 6.9278e-16 | 5.053
2016-05-24 05:00 | 0 | 0 | 0 | 2.515 | 9.485 | 457.2147 | 12 | 17.1793 | 3.6843 | 0 | 0 | 0 | 17.1793 | 3.6843 | 0.329 | 0 | 0 | 0 | 9.485 | 12 | 3.6991 | 0 | 3.6991 | 0.98085 | 4.68
2016-05-24 06:00 | 0 | 0 | 0 | 2.379 | 9.621 | 457.2147 | 12 | 17.1793 | 3.6843 | 0 | 0 | 0 | 17.1793 | 3.6843 | 0.329 | 0 | 0 | 0 | 9.621 | 12 | 3.7522 | 0 | 3.7522 | 0.92781 | 4.68
2016-05-24 07:00 | 0 | 0 | 0 | 2.916 | 9.084 | 457.2147 | 12 | 17.1793 | 3.6843 | 0 | 0 | 0 | 17.1793 | 3.6843 | 0.329 | 0 | 0 | 0 | 9.084 | 12 | 3.5428 | 0 | 3.5428 | 1.1372 | 4.68
2016-05-24 08:00 | 0.01 | 0 | 0 | 4.261 | 7.749 | 457.2147 | 12 | 17.1793 | 3.6843 | 0 | 0 | 0 | 17.1793 | 3.6843 | 0.329 | 0 | 0 | 0 | 7.749 | 12.01 | 3.0221 | 0 | 3.0221 | 1.6618 | 4.6839
2016-05-24 09:00 | 0.033 | 0 | 4.424 | 0 | 7.609 | 461.0193 | 12 | 17.1793 | 3.6843 | 0 | 0 | 11.7535 | 5.4258 | 3.6843 | 0.65124 | 70.521 | 0 | 0 | 7.609 | 7.609 | 2.9675 | 0 | 2.9675 | 0 | 2.9675
2016-05-24 10:00 | 0.074 | 0 | 0 | 4.648 | 7.426 | 461.0193 | 12 | 17.1793 | 3.6843 | 0 | 0 | 11.7703 | 5.409 | 3.6843 | 0.6517 | 70.622 | 0 | 0 | 7.426 | 12.074 | 2.8961 | 0 | 2.8961 | 1.8127 | 4.7089
2016-05-24 11:00 | 0.119 | 0 | 3.4659 | 1.2941 | 7.359 | 464 | 12 | 17.1793 | 3.6843 | 0 | 0 | 11.7695 | 5.4098 | 3.6843 | 0.65168 | 70.617 | 0 | 0 | 7.359 | 8.6531 | 2.87 | 0 | 2.87 | 0.50469 | 3.3747
2016-05-24 12:00 | 0.137 | 0 | 0 | 4.631 | 7.506 | 464 | 12 | 17.1793 | 3.6843 | 0 | 0 | 14.5597 | 2.6197 | 3.6843 | 0.72818 | 69.61 | 10.382 | 3.4607 | 10.9667 | 15.5977 | 2.9273 | 1.3497 | 4.277 | 1.8061 | 6.0831
2016-05-24 13:00 | 0.15 | 0 | 0 | 4.728 | 7.422 | 464 | 12 | 17.1793 | 3.6843 | 0 | 0 | 15.0303 | 2.149 | 3.6843 | 0.74108 | 68.565 | 12.646 | 4.2153 | 11.6373 | 16.3653 | 2.8946 | 1.644 | 4.5386 | 1.8439 | 6.3825
2016-05-24 14:00 | 0.15 | 0 | 0 | 3.948 | 8.202 | 464 | 12 | 17.1793 | 3.6843 | 0 | 0 | 4.246 | 12.9333 | 3.6843 | 0.44541 | 0 | 14.903 | 4.9677 | 13.1697 | 17.1177 | 3.1988 | 1.9374 | 5.1362 | 1.5397 | 6.6759
2016-05-24 15:00 | 0.114 | 0 | 0 | 3.503 | 8.611 | 464 | 12 | 17.1793 | 3.6843 | 0 | 0 | 15.8413 | 1.338 | 3.6843 | 0.76332 | 66.764 | 16.546 | 5.5153 | 14.1263 | 17.6293 | 3.3583 | 2.151 | 5.5093 | 1.3662 | 6.8754
2016-05-24 16:00 | 0.089 | 0 | 0 | 3.735 | 8.354 | 464 | 12 | 17.1793 | 3.6843 | 0 | 0 | 16.0627 | 1.1167 | 3.6843 | 0.76938 | 66.272 | 17.611 | 5.8703 | 14.2243 | 17.9593 | 3.2581 | 2.2894 | 5.5475 | 1.4567 | 7.0041
2016-05-24 17:00 | 0.045 | 0 | 0 | 2.95 | 9.095 | 464 | 12 | 17.1793 | 3.6843 | 0 | 0 | 11.0175 | 6.1618 | 3.6843 | 0.63106 | 66.105 | 0 | 0 | 9.095 | 12.045 | 3.5471 | 0 | 3.5471 | 1.1505 | 4.6976
2016-05-24 18:00 | 0.006 | 0 | 0 | 0.89 | 11.116 | 464 | 12 | 17.1793 | 3.6843 | 0 | 0 | 11.0305 | 6.1488 | 3.6843 | 0.63142 | 66.183 | 0 | 0 | 11.116 | 12.006 | 4.3352 | 0 | 4.3352 | 0.3471 | 4.6823
2016-05-24 19:00 | 0 | 2.848 | 0 | 8.8818e-16 | 17.848 | 460.6884 | 15 | 21.4742 | 4.6053 | 0 | 0 | 11.08 | 10.3942 | 4.6053 | 0.57202 | 66.48 | 0 | 0 | 17.848 | 17.848 | 6.9607 | 0 | 6.9607 | 3.4639e-16 | 6.9607
2016-05-24 20:00 | 0 | 4.085 | 0 | 0 | 19.085 | 455.9384 | 15 | 21.4742 | 4.6053 | 0 | 0 | 0 | 21.4742 | 4.6053 | 0.329 | 0 | 0 | 0 | 19.085 | 19.085 | 7.4432 | 0 | 7.4432 | 0 | 7.4432
2016-05-24 21:00 | 0 | 3.653 | 0 | 0 | 18.653 | 451.6907 | 15 | 21.4742 | 4.6053 | 0 | 0 | 0 | 21.4742 | 4.6053 | 0.329 | 0 | 0 | 0 | 18.653 | 18.653 | 7.2747 | 0 | 7.2747 | 0 | 7.2747
2016-05-24 22:00 | 0 | 1.603 | 0 | 0 | 16.603 | 449.8267 | 15 | 21.4742 | 4.6053 | 0 | 0 | 0 | 21.4742 | 4.6053 | 0.329 | 0 | 0 | 0 | 16.603 | 16.603 | 6.4752 | 0 | 6.4752 | 0 | 6.4752
2016-05-24 23:00 | 0 | 0 | 0 | 0 | 13.912 | 449.8267 | 13.912 | 19.9166 | 4.2713 | 0 | 0 | 0 | 19.9166 | 4.2713 | 0.329 | 0 | 0 | 0 | 13.912 | 13.912 | 5.4257 | 0 | 5.4257 | 0 | 5.4257
2016-05-25 | 0 | 0 | 0 | 0.772 | 11.228 | 449.8267 | 12 | 17.1793 | 3.6843 | 0 | 0 | 3.0458 | 14.1335 | 3.6843 | 0.41251 | 0 | 10.691 | 3.5637 | 14.7917 | 15.5637 | 4.3789 | 1.3898 | 5.7687 | 0.30108 | 6.0698
2016-05-25 01:00 | 0 | 0 | 0 | 2.344 | 9.656 | 449.8267 | 12 | 17.1793 | 3.6843 | 0 | 0 | 2.8565 | 14.3228 | 3.6843 | 0.40732 | 0 | 10.026 | 3.342 | 12.998 | 15.342 | 3.7658 | 1.3034 | 5.0692 | 0.91416 | 5.9834
2016-05-25 02:00 | 0 | 0 | 0 | 2.522 | 9.478 | 449.8267 | 12 | 17.1793 | 3.6843 | 0 | 0 | 2.7253 | 14.454 | 3.6843 | 0.40372 | 0 | 9.566 | 3.1887 | 12.6667 | 15.1887 | 3.6964 | 1.2436 | 4.94 | 0.98358 | 5.9236
2016-05-25 03:00 | 0 | 0 | 0 | 2.556 | 9.444 | 449.8267 | 12 | 17.1793 | 3.6843 | 0 | 0 | 2.622 | 14.5573 | 3.6843 | 0.40089 | 0 | 9.203 | 3.0677 | 12.5117 | 15.0677 | 3.6832 | 1.1964 | 4.8796 | 0.99684 | 5.8764
2016-05-25 04:00 | 0 | 0 | 0 | 2.461 | 9.539 | 449.8267 | 12 | 17.1793 | 3.6843 | 0 | 0 | 2.476 | 14.7033 | 3.6843 | 0.39688 | 0 | 8.691 | 2.897 | 12.436 | 14.897 | 3.7202 | 1.1298 | 4.85 | 0.95979 | 5.8098
2016-05-25 05:00 | 0 | 0 | 0 | 2.364 | 9.636 | 449.8267 | 12 | 17.1793 | 3.6843 | 0 | 0 | 0 | 17.1793 | 3.6843 | 0.329 | 0 | 0 | 0 | 9.636 | 12 | 3.758 | 0 | 3.758 | 0.92196 | 4.68
2016-05-25 06:00 | 0 | 0 | 0 | 2.712 | 9.288 | 449.8267 | 12 | 17.1793 | 3.6843 | 0 | 0 | 0 | 17.1793 | 3.6843 | 0.329 | 0 | 0 | 0 | 9.288 | 12 | 3.6223 | 0 | 3.6223 | 1.0577 | 4.68
2016-05-25 07:00 | 0 | 0 | 0 | 3.382 | 8.618 | 449.8267 | 12 | 17.1793 | 3.6843 | 0 | 0 | 0 | 17.1793 | 3.6843 | 0.329 | 0 | 0 | 0 | 8.618 | 12 | 3.361 | 0 | 3.361 | 1.319 | 4.68
2016-05-25 08:00 | 0.019 | 0 | 0 | 4.559 | 7.46 | 449.8267 | 12 | 17.1793 | 3.6843 | 0 | 0 | 0 | 17.1793 | 3.6843 | 0.329 | 0 | 0 | 0 | 7.46 | 12.019 | 2.9094 | 0 | 2.9094 | 1.778 | 4.6874
2016-05-25 09:00 | 0.076 | 0 | 4.498 | 0 | 7.578 | 453.695 | 12 | 17.1793 | 3.6843 | 0 | 0 | 11.92 | 5.2593 | 3.6843 | 0.65581 | 71.52 | 0 | 0 | 7.578 | 7.578 | 2.9554 | 0 | 2.9554 | 0 | 2.9554
2016-05-25 10:00 | 0.122 | 0 | 3.2395 | 1.4375 | 7.445 | 456.481 | 12 | 17.1793 | 3.6843 | 0 | 0 | 11.9432 | 5.2362 | 3.6843 | 0.65644 | 71.659 | 0 | 0 | 7.445 | 8.8825 | 2.9036 | 0 | 2.9036 | 0.56061 | 3.4642
2016-05-25 11:00 | 0.142 | 0 | 0 | 4.596 | 7.546 | 456.481 | 12 | 17.1793 | 3.6843 | 0 | 0 | 11.9155 | 5.2638 | 3.6843 | 0.65568 | 71.493 | 0 | 0 | 7.546 | 12.142 | 2.9429 | 0 | 2.9429 | 1.7924 | 4.7354
2016-05-25 12:00 | 0.156 | 0 | 0 | 4.749 | 7.407 | 456.481 | 12 | 17.1793 | 3.6843 | 0 | 0 | 14.4222 | 2.7572 | 3.6843 | 0.72441 | 69.916 | 9.721 | 3.2403 | 10.6473 | 15.3963 | 2.8887 | 1.2637 | 4.1525 | 1.8521 | 6.0046
2016-05-25 13:00 | 0.158 | 0 | 4.792 | 0 | 7.366 | 460.6021 | 12 | 17.1793 | 3.6843 | 0 | 0 | 15.2127 | 1.9667 | 3.6843 | 0.74608 | 68.16 | 13.523 | 4.5077 | 11.8737 | 11.8737 | 2.8727 | 1.758 | 4.6307 | 0 | 4.6307
2016-05-25 14:00 | 0.149 | 0 | 3.951 | 0 | 8.198 | 464 | 12 | 17.1793 | 3.6843 | 0 | 0 | 4.6645 | 12.5148 | 3.6843 | 0.45689 | 0 | 16.372 | 5.4573 | 13.6553 | 13.6553 | 3.1972 | 2.1284 | 5.3256 | 0 | 5.3256
2016-05-25 15:00 | 0.133 | 0 | 0 | 3.648 | 8.485 | 464 | 12 | 17.1793 | 3.6843 | 0 | 0 | 16.1683 | 1.011 | 3.6843 | 0.77228 | 66.037 | 18.119 | 6.0397 | 14.5247 | 18.1727 | 3.3091 | 2.3555 | 5.6646 | 1.4227 | 7.0873
2016-05-25 16:00 | 0.09 | 0 | 0 | 2.895 | 9.195 | 464 | 12 | 17.1793 | 3.6843 | 0 | 0 | 16.4047 | 0.77466 | 3.6843 | 0.77876 | 65.512 | 19.256 | 6.4187 | 15.6137 | 18.5087 | 3.5861 | 2.5033 | 6.0893 | 1.129 | 7.2184
2016-05-25 17:00 | 0.029 | 0 | 0 | 2.703 | 9.326 | 464 | 12 | 17.1793 | 3.6843 | 0 | 0 | 10.8817 | 6.2977 | 3.6843 | 0.62734 | 65.29 | 0 | 0 | 9.326 | 12.029 | 3.6371 | 0 | 3.6371 | 1.0542 | 4.6913
2016-05-25 18:00 | 0.004 | 0 | 0 | 0.647 | 11.357 | 464 | 12 | 17.1793 | 3.6843 | 0 | 0 | 10.8567 | 6.3227 | 3.6843 | 0.62665 | 65.14 | 0 | 0 | 11.357 | 12.004 | 4.4292 | 0 | 4.4292 | 0.25233 | 4.6816
2016-05-25 19:00 | 0 | 1.74 | 0 | 6.6613e-16 | 16.74 | 461.9767 | 15 | 21.4742 | 4.6053 | 0 | 0 | 10.8615 | 10.6127 | 4.6053 | 0.56723 | 65.169 | 0 | 0 | 16.74 | 16.74 | 6.5286 | 0 | 6.5286 | 2.5979e-16 | 6.5286
2016-05-25 20:00 | 0 | 3.603 | 0 | 4.4409e-16 | 18.603 | 457.7872 | 15 | 21.4742 | 4.6053 | 0 | 0 | 0 | 21.4742 | 4.6053 | 0.329 | 0 | 0 | 0 | 18.603 | 18.603 | 7.2552 | 0 | 7.2552 | 1.7319e-16 | 7.2552
2016-05-25 21:00 | 0 | 3.303 | 0 | 0 | 18.303 | 453.9465 | 15 | 21.4742 | 4.6053 | 0 | 0 | 0 | 21.4742 | 4.6053 | 0.329 | 0 | 0 | 0 | 18.303 | 18.303 | 7.1382 | 0 | 7.1382 | 0 | 7.1382
2016-05-25 22:00 | 0 | 1.726 | 0 | 0 | 16.726 | 451.9395 | 15 | 21.4742 | 4.6053 | 0 | 0 | 0 | 21.4742 | 4.6053 | 0.329 | 0 | 0 | 0 | 16.726 | 16.726 | 6.5231 | 0 | 6.5231 | 0 | 6.5231
2016-05-25 23:00 | 0 | 0 | 0 | 0 | 14.215 | 451.9395 | 14.215 | 20.3503 | 4.3643 | 0 | 0 | 0 | 20.3503 | 4.3643 | 0.329 | 0 | 0 | 0 | 14.215 | 14.215 | 5.5438 | 0 | 5.5438 | 0 | 5.5438
2016-05-26 | 0 | 0 | 0 | 0.141 | 11.859 | 451.9395 | 12 | 17.1793 | 3.6843 | 0 | 0 | 3.3977 | 13.7817 | 3.6843 | 0.42215 | 0 | 11.926 | 3.9753 | 15.8343 | 15.9753 | 4.625 | 1.5504 | 6.1754 | 0.05499 | 6.2304
2016-05-26 01:00 | 0 | 0 | 0 | 1.24 | 10.76 | 451.9395 | 12 | 17.1793 | 3.6843 | 0 | 0 | 3.1765 | 14.0028 | 3.6843 | 0.41609 | 0 | 11.15 | 3.7167 | 14.4767 | 15.7167 | 4.1964 | 1.4495 | 5.6459 | 0.4836 | 6.1295
2016-05-26 02:00 | 0 | 0 | 0 | 1.907 | 10.093 | 451.9395 | 12 | 17.1793 | 3.6843 | 0 | 0 | 2.9912 | 14.1882 | 3.6843 | 0.41101 | 0 | 10.499 | 3.4997 | 13.5927 | 15.4997 | 3.9363 | 1.3649 | 5.3011 | 0.74373 | 6.0449
2016-05-26 03:00 | 0 | 0 | 0 | 2.309 | 9.691 | 451.9395 | 12 | 17.1793 | 3.6843 | 0 | 0 | 2.8192 | 14.3602 | 3.6843 | 0.40629 | 0 | 9.895 | 3.2983 | 12.9893 | 15.2983 | 3.7795 | 1.2864 | 5.0658 | 0.90051 | 5.9663
2016-05-26 04:00 | 0 | 0 | 0 | 2.281 | 9.719 | 451.9395 | 12 | 17.1793 | 3.6843 | 0 | 0 | 2.6545 | 14.5248 | 3.6843 | 0.40178 | 0 | 9.317 | 3.1057 | 12.8247 | 15.1057 | 3.7904 | 1.2112 | 5.0016 | 0.88959 | 5.8912
2016-05-26 05:00 | 0 | 0 | 0 | 2.723 | 9.277 | 451.9395 | 12 | 17.1793 | 3.6843 | 0 | 0 | 0 | 17.1793 | 3.6843 | 0.329 | 0 | 0 | 0 | 9.277 | 12 | 3.618 | 0 | 3.618 | 1.062 | 4.68
2016-05-26 06:00 | 0 | 0 | 0 | 2.963 | 9.037 | 451.9395 | 12 | 17.1793 | 3.6843 | 0 | 0 | 0 | 17.1793 | 3.6843 | 0.329 | 0 | 0 | 0 | 9.037 | 12 | 3.5244 | 0 | 3.5244 | 1.1556 | 4.68
2016-05-26 07:00 | 0 | 0 | 0 | 3.046 | 8.954 | 451.9395 | 12 | 17.1793 | 3.6843 | 0 | 0 | 0 | 17.1793 | 3.6843 | 0.329 | 0 | 0 | 0 | 8.954 | 12 | 3.4921 | 0 | 3.4921 | 1.1879 | 4.68
2016-05-26 08:00 | 0.01 | 0 | 0 | 4.716 | 7.294 | 451.9395 | 12 | 17.1793 | 3.6843 | 0 | 0 | 0 | 17.1793 | 3.6843 | 0.329 | 0 | 0 | 0 | 7.294 | 12.01 | 2.8447 | 0 | 2.8447 | 1.8392 | 4.6839
2016-05-26 09:00 | 0.025 | 0 | 4.721 | 0 | 7.304 | 455.9996 | 12 | 17.1793 | 3.6843 | 0 | 0 | 11.8105 | 5.3688 | 3.6843 | 0.6528 | 70.863 | 0 | 0 | 7.304 | 7.304 | 2.8486 | 0 | 2.8486 | 0 | 2.8486
2016-05-26 10:00 | 0.087 | 0 | 4.4558 | 0.4682 | 7.163 | 459.8316 | 12 | 17.1793 | 3.6843 | 0 | 0 | 11.8107 | 5.3687 | 3.6843 | 0.65281 | 70.864 | 0 | 0 | 7.163 | 7.6312 | 2.7936 | 0 | 2.7936 | 0.1826 | 2.9762
2016-05-26 11:00 | 0.089 | 0 | 0 | 4.858 | 7.231 | 459.8316 | 12 | 17.1793 | 3.6843 | 0 | 0 | 11.7903 | 5.389 | 3.6843 | 0.65225 | 70.742 | 0 | 0 | 7.231 | 12.089 | 2.8201 | 0 | 2.8201 | 1.8946 | 4.7147
2016-05-26 12:00 | 0.071 | 0 | 4.847 | 0 | 7.224 | 464 | 12 | 17.1793 | 3.6843 | 0 | 0 | 14.7265 | 2.4528 | 3.6843 | 0.73275 | 69.24 | 11.185 | 3.7283 | 10.9523 | 10.9523 | 2.8174 | 1.4541 | 4.2714 | 0 | 4.2714
2016-05-26 13:00 | 0.103 | 0 | 0 | 4.723 | 7.38 | 464 | 12 | 17.1793 | 3.6843 | 0 | 0 | 15.3002 | 1.8792 | 3.6843 | 0.74848 | 67.965 | 13.944 | 4.648 | 12.028 | 16.751 | 2.8782 | 1.8127 | 4.6909 | 1.842 | 6.5329
2016-05-26 14:00 | 0.081 | 0 | 0 | 3.73 | 8.351 | 464 | 12 | 17.1793 | 3.6843 | 0 | 0 | 4.5855 | 12.5938 | 3.6843 | 0.45472 | 0 | 16.095 | 5.365 | 13.716 | 17.446 | 3.2569 | 2.0924 | 5.3492 | 1.4547 | 6.8039
2016-05-26 15:00 | 0.049 | 0 | 0 | 3.235 | 8.814 | 464 | 12 | 17.1793 | 3.6843 | 0 | 0 | 16.071 | 1.1083 | 3.6843 | 0.76961 | 66.253 | 17.651 | 5.8837 | 14.6977 | 17.9327 | 3.4375 | 2.2946 | 5.7321 | 1.2616 | 6.9937
2016-05-26 16:00 | 0.031 | 0 | 0 | 2.869 | 9.162 | 464 | 12 | 17.1793 | 3.6843 | 0 | 0 | 16.3048 | 0.8745 | 3.6843 | 0.77602 | 65.734 | 18.775 | 6.2583 | 15.4203 | 18.2893 | 3.5732 | 2.4407 | 6.0139 | 1.1189 | 7.1328
2016-05-26 17:00 | 0.013 | 0 | 0 | 2.659 | 9.354 | 464 | 12 | 17.1793 | 3.6843 | 0 | 0 | 10.925 | 6.2543 | 3.6843 | 0.62853 | 65.55 | 0 | 0 | 9.354 | 12.013 | 3.6481 | 0 | 3.6481 | 1.037 | 4.6851
2016-05-26 18:00 | 0.001 | 0 | 0 | 1.269 | 10.732 | 464 | 12 | 17.1793 | 3.6843 | 0 | 0 | 10.9403 | 6.239 | 3.6843 | 0.62895 | 65.642 | 0 | 0 | 10.732 | 12.001 | 4.1855 | 0 | 4.1855 | 0.49491 | 4.6804
2016-05-26 19:00 | 0 | 1.563 | 0 | 6.6613e-16 | 16.563 | 462.1826 | 15 | 21.4742 | 4.6053 | 0 | 0 | 10.9897 | 10.4845 | 4.6053 | 0.57004 | 65.938 | 0 | 0 | 16.563 | 16.563 | 6.4596 | 0 | 6.4596 | 2.5979e-16 | 6.4596
2016-05-26 20:00 | 0 | 4.147 | 0 | 0 | 19.147 | 457.3605 | 15 | 21.4742 | 4.6053 | 0 | 0 | 0 | 21.4742 | 4.6053 | 0.329 | 0 | 0 | 0 | 19.147 | 19.147 | 7.4673 | 0 | 7.4673 | 0 | 7.4673
2016-05-26 21:00 | 0 | 4.76 | 0 | 0 | 19.76 | 451.8256 | 15 | 21.4742 | 4.6053 | 0 | 0 | 0 | 21.4742 | 4.6053 | 0.329 | 0 | 0 | 0 | 19.76 | 19.76 | 7.7064 | 0 | 7.7064 | 0 | 7.7064
2016-05-26 22:00 | 0 | 2.895 | 0 | 0 | 17.895 | 448.4593 | 15 | 21.4742 | 4.6053 | 0 | 0 | 0 | 21.4742 | 4.6053 | 0.329 | 0 | 0 | 0 | 17.895 | 17.895 | 6.979 | 0 | 6.979 | 0 | 6.979
2016-05-26 23:00 | 0 | 0 | 0 | 0 | 14.586 | 448.4593 | 14.586 | 20.8815 | 4.4782 | 0 | 0 | 0 | 20.8815 | 4.4782 | 0.329 | 0 | 0 | 0 | 14.586 | 14.586 | 5.6885 | 0 | 5.6885 | 0 | 5.6885
2016-05-27 | 0 | 0 | 0 | 0 | 12.598 | 448.4593 | 12.598 | 18.0354 | 3.8679 | 0 | 0 | 3.4612 | 14.5743 | 3.8679 | 0.41939 | 0 | 12.148 | 4.0493 | 16.6473 | 16.6473 | 4.9132 | 1.5792 | 6.4925 | 0 | 6.4925
2016-05-27 01:00 | 0 | 0 | 0 | 0.785 | 11.215 | 448.4593 | 12 | 17.1793 | 3.6843 | 0 | 0 | 3.3368 | 13.8425 | 3.6843 | 0.42048 | 0 | 11.713 | 3.9043 | 15.1193 | 15.9043 | 4.3739 | 1.5227 | 5.8965 | 0.30615 | 6.2027
2016-05-27 02:00 | 0 | 0 | 0 | 1.806 | 10.194 | 448.4593 | 12 | 17.1793 | 3.6843 | 0 | 0 | 3.1725 | 14.0068 | 3.6843 | 0.41598 | 0 | 11.136 | 3.712 | 13.906 | 15.712 | 3.9757 | 1.4477 | 5.4233 | 0.70434 | 6.1277
2016-05-27 03:00 | 0 | 0 | 0 | 1.513 | 10.487 | 448.4593 | 12 | 17.1793 | 3.6843 | 0 | 0 | 3.0007 | 14.1787 | 3.6843 | 0.41127 | 0 | 10.533 | 3.511 | 13.998 | 15.511 | 4.0899 | 1.3693 | 5.4592 | 0.59007 | 6.0493
2016-05-27 04:00 | 0 | 0 | 0 | 1.906 | 10.094 | 448.4593 | 12 | 17.1793 | 3.6843 | 0 | 0 | 2.8622 | 14.3172 | 3.6843 | 0.40747 | 0 | 10.046 | 3.3487 | 13.4427 | 15.3487 | 3.9367 | 1.306 | 5.2426 | 0.74334 | 5.986
2016-05-27 05:00 | 0 | 0 | 0 | 1.82 | 10.18 | 448.4593 | 12 | 17.1793 | 3.6843 | 0 | 0 | 0 | 17.1793 | 3.6843 | 0.329 | 0 | 0 | 0 | 10.18 | 12 | 3.9702 | 0 | 3.9702 | 0.7098 | 4.68
2016-05-27 06:00 | 0 | 0 | 0 | 1.99 | 10.01 | 448.4593 | 12 | 17.1793 | 3.6843 | 0 | 0 | 0 | 17.1793 | 3.6843 | 0.329 | 0 | 0 | 0 | 10.01 | 12 | 3.9039 | 0 | 3.9039 | 0.7761 | 4.68
2016-05-27 07:00 | 0 | 0 | 0 | 3.254 | 8.746 | 448.4593 | 12 | 17.1793 | 3.6843 | 0 | 0 | 0 | 17.1793 | 3.6843 | 0.329 | 0 | 0 | 0 | 8.746 | 12 | 3.4109 | 0 | 3.4109 | 1.2691 | 4.68
2016-05-27 08:00 | 0.009 | 0 | 0 | 4.598 | 7.411 | 448.4593 | 12 | 17.1793 | 3.6843 | 0 | 0 | 0 | 17.1793 | 3.6843 | 0.329 | 0 | 0 | 0 | 7.411 | 12.009 | 2.8903 | 0 | 2.8903 | 1.7932 | 4.6835
2016-05-27 09:00 | 0.042 | 0 | 4.856 | 0 | 7.186 | 452.6355 | 12 | 17.1793 | 3.6843 | 0 | 0 | 11.689 | 5.4903 | 3.6843 | 0.64947 | 70.134 | 0 | 0 | 7.186 | 7.186 | 2.8025 | 0 | 2.8025 | 0 | 2.8025
2016-05-27 10:00 | 0.039 | 0 | 4.3446 | 0.48542 | 7.209 | 456.3718 | 12 | 17.1793 | 3.6843 | 0 | 0 | 11.7052 | 5.4742 | 3.6843 | 0.64992 | 70.231 | 0 | 0 | 7.209 | 7.6944 | 2.8115 | 0 | 2.8115 | 0.18931 | 3.0008
2016-05-27 11:00 | 0.073 | 0 | 0 | 4.964 | 7.109 | 456.3718 | 12 | 17.1793 | 3.6843 | 0 | 0 | 11.715 | 5.4643 | 3.6843 | 0.65019 | 70.29 | 0 | 0 | 7.109 | 12.073 | 2.7725 | 0 | 2.7725 | 1.936 | 4.7085
2016-05-27 12:00 | 0.094 | 0 | 4.969 | 0 | 7.125 | 460.6451 | 12 | 17.1793 | 3.6843 | 0 | 0 | 14.5753 | 2.604 | 3.6843 | 0.72861 | 69.575 | 10.458 | 3.486 | 10.611 | 10.611 | 2.7788 | 1.3595 | 4.1383 | 0 | 4.1383
2016-05-27 13:00 | 0.089 | 0 | 0 | 4.677 | 7.412 | 460.6451 | 12 | 17.1793 | 3.6843 | 0 | 0 | 14.9057 | 2.2737 | 3.6843 | 0.73766 | 68.841 | 12.047 | 4.0157 | 11.4277 | 16.1047 | 2.8907 | 1.5661 | 4.4568 | 1.824 | 6.2808
2016-05-27 14:00 | 0.092 | 0 | 3.901 | 0 | 8.191 | 464 | 12 | 17.1793 | 3.6843 | 0 | 0 | 3.9262 | 13.2532 | 3.6843 | 0.43664 | 0 | 13.781 | 4.5937 | 12.7847 | 12.7847 | 3.1945 | 1.7915 | 4.986 | 0 | 4.986
2016-05-27 15:00 | 0.066 | 0 | 0 | 3.293 | 8.773 | 464 | 12 | 17.1793 | 3.6843 | 0 | 0 | 15.4272 | 1.7522 | 3.6843 | 0.75196 | 67.683 | 14.555 | 4.8517 | 13.6247 | 16.9177 | 3.4215 | 1.8921 | 5.3136 | 1.2843 | 6.5979
2016-05-27 16:00 | 0.043 | 0 | 0 | 3.147 | 8.896 | 464 | 12 | 17.1793 | 3.6843 | 0 | 0 | 15.612 | 1.5673 | 3.6843 | 0.75703 | 67.273 | 15.444 | 5.148 | 14.044 | 17.191 | 3.4694 | 2.0077 | 5.4772 | 1.2273 | 6.7045
2016-05-27 17:00 | 0.013 | 0 | 0 | 2.655 | 9.358 | 464 | 12 | 17.1793 | 3.6843 | 0 | 0 | 11.1862 | 5.9932 | 3.6843 | 0.63569 | 67.117 | 0 | 0 | 9.358 | 12.013 | 3.6496 | 0 | 3.6496 | 1.0355 | 4.6851
2016-05-27 18:00 | 0.002 | 0 | 0 | 0.65 | 11.352 | 464 | 12 | 17.1793 | 3.6843 | 0 | 0 | 11.1955 | 5.9838 | 3.6843 | 0.63594 | 67.173 | 0 | 0 | 11.352 | 12.002 | 4.4273 | 0 | 4.4273 | 0.2535 | 4.6808
2016-05-27 19:00 | 0 | 2.675 | 0 | 4.4409e-16 | 17.675 | 460.8895 | 15 | 21.4742 | 4.6053 | 0 | 0 | 11.237 | 10.2372 | 4.6053 | 0.57546 | 67.422 | 0 | 0 | 17.675 | 17.675 | 6.8933 | 0 | 6.8933 | 1.7319e-16 | 6.8933
2016-05-27 20:00 | 0 | 4.022 | 0 | 0 | 19.022 | 456.2128 | 15 | 21.4742 | 4.6053 | 0 | 0 | 0 | 21.4742 | 4.6053 | 0.329 | 0 | 0 | 0 | 19.022 | 19.022 | 7.4186 | 0 | 7.4186 | 0 | 7.4186
2016-05-27 21:00 | 0 | 3.564 | 0 | 0 | 18.564 | 452.0686 | 15 | 21.4742 | 4.6053 | 0 | 0 | 0 | 21.4742 | 4.6053 | 0.329 | 0 | 0 | 0 | 18.564 | 18.564 | 7.24 | 0 | 7.24 | 0 | 7.24
2016-05-27 22:00 | 0 | 2.17 | 0 | 0 | 17.17 | 449.5453 | 15 | 21.4742 | 4.6053 | 0 | 0 | 0 | 21.4742 | 4.6053 | 0.329 | 0 | 0 | 0 | 17.17 | 17.17 | 6.6963 | 0 | 6.6963 | 0 | 6.6963
2016-05-27 23:00 | 0 | 0.118 | 0 | 0 | 15.118 | 449.4081 | 15 | 21.4742 | 4.6053 | 0 | 0 | 0 | 21.4742 | 4.6053 | 0.329 | 0 | 0 | 0 | 15.118 | 15.118 | 5.896 | 0 | 5.896 | 0 | 5.896
2016-05-28 | 0 | 0 | 0 | 0 | 12.243 | 449.4081 | 12.243 | 17.5272 | 3.7589 | 0 | 0 | 2.8825 | 14.6447 | 3.7589 | 0.40646 | 0 | 10.118 | 3.3727 | 15.6157 | 15.6157 | 4.7748 | 1.3153 | 6.0901 | 0 | 6.0901
2016-05-28 01:00 | 0 | 0 | 0 | 0.956 | 11.044 | 449.4081 | 12 | 17.1793 | 3.6843 | 0 | 0 | 2.7718 | 14.4075 | 3.6843 | 0.40499 | 0 | 9.729 | 3.243 | 14.287 | 15.243 | 4.3072 | 1.2648 | 5.5719 | 0.37284 | 5.9448
2016-05-28 02:00 | 0 | 0 | 0 | 1.588 | 10.412 | 449.4081 | 12 | 17.1793 | 3.6843 | 0 | 0 | 2.5842 | 14.5952 | 3.6843 | 0.39985 | 0 | 9.071 | 3.0237 | 13.4357 | 15.0237 | 4.0607 | 1.1792 | 5.2399 | 0.61932 | 5.8592
2016-05-28 03:00 | 0 | 0 | 0 | 2.008 | 9.992 | 449.4081 | 12 | 17.1793 | 3.6843 | 0 | 0 | 2.3888 | 14.7905 | 3.6843 | 0.39449 | 0 | 8.385 | 2.795 | 12.787 | 14.795 | 3.8969 | 1.09 | 4.9869 | 0.78312 | 5.77
2016-05-28 04:00 | 0 | 0 | 0 | 1.959 | 10.041 | 449.4081 | 12 | 17.1793 | 3.6843 | 0 | 0 | 2.2428 | 14.9365 | 3.6843 | 0.39049 | 0 | 7.872 | 2.624 | 12.665 | 14.624 | 3.916 | 1.0234 | 4.9394 | 0.76401 | 5.7034
2016-05-28 05:00 | 0 | 0 | 0 | 2.264 | 9.736 | 449.4081 | 12 | 17.1793 | 3.6843 | 0 | 0 | 0 | 17.1793 | 3.6843 | 0.329 | 0 | 0 | 0 | 9.736 | 12 | 3.797 | 0 | 3.797 | 0.88296 | 4.68
2016-05-28 06:00 | 0 | 0 | 0 | 2.15 | 9.85 | 449.4081 | 12 | 17.1793 | 3.6843 | 0 | 0 | 0 | 17.1793 | 3.6843 | 0.329 | 0 | 0 | 0 | 9.85 | 12 | 3.8415 | 0 | 3.8415 | 0.8385 | 4.68
2016-05-28 07:00 | 0 | 0 | 0 | 3.246 | 8.754 | 449.4081 | 12 | 17.1793 | 3.6843 | 0 | 0 | 0 | 17.1793 | 3.6843 | 0.329 | 0 | 0 | 0 | 8.754 | 12 | 3.4141 | 0 | 3.4141 | 1.2659 | 4.68
2016-05-28 08:00 | 0.009 | 0 | 0 | 4.299 | 7.71 | 449.4081 | 12 | 17.1793 | 3.6843 | 0 | 0 | 0 | 17.1793 | 3.6843 | 0.329 | 0 | 0 | 0 | 7.71 | 12.009 | 3.0069 | 0 | 3.0069 | 1.6766 | 4.6835
2016-05-28 09:00 | 0.028 | 0 | 0 | 4.688 | 7.34 | 449.4081 | 12 | 17.1793 | 3.6843 | 0 | 0 | 11.8873 | 5.292 | 3.6843 | 0.65491 | 71.324 | 0 | 0 | 7.34 | 12.028 | 2.8626 | 0 | 2.8626 | 1.8283 | 4.6909
2016-05-28 10:00 | 0.069 | 0 | 0 | 4.588 | 7.481 | 449.4081 | 12 | 17.1793 | 3.6843 | 0 | 0 | 11.9113 | 5.268 | 3.6843 | 0.65557 | 71.468 | 0 | 0 | 7.481 | 12.069 | 2.9176 | 0 | 2.9176 | 1.7893 | 4.7069
2016-05-28 11:00 | 0.101 | 0 | 0 | 4.628 | 7.473 | 449.4081 | 12 | 17.1793 | 3.6843 | 0 | 0 | 11.9028 | 5.2765 | 3.6843 | 0.65534 | 71.417 | 0 | 0 | 7.473 | 12.101 | 2.9145 | 0 | 2.9145 | 1.8049 | 4.7194
2016-05-28 12:00 | 0.117 | 0 | 0 | 4.511 | 7.606 | 449.4081 | 12 | 17.1793 | 3.6843 | 0 | 0 | 14.2263 | 2.953 | 3.6843 | 0.71904 | 70.35 | 8.78 | 2.9267 | 10.5327 | 15.0437 | 2.9663 | 1.1414 | 4.1077 | 1.7593 | 5.867
2016-05-28 13:00 | 0.109 | 0 | 0 | 4.635 | 7.474 | 449.4081 | 12 | 17.1793 | 3.6843 | 0 | 0 | 14.7733 | 2.406 | 3.6843 | 0.73404 | 69.135 | 11.41 | 3.8033 | 11.2773 | 15.9123 | 2.9149 | 1.4833 | 4.3982 | 1.8076 | 6.2058
2016-05-28 14:00 | 0.099 | 0 | 3.862 | 1.7764e-15 | 8.237 | 452.7295 | 12 | 17.1793 | 3.6843 | 0 | 0 | 4.0055 | 13.1738 | 3.6843 | 0.43882 | 0 | 14.059 | 4.6863 | 12.9233 | 12.9233 | 3.2124 | 1.8277 | 5.0401 | 6.9278e-16 | 5.0401
2016-05-28 15:00 | 0.07 | 0 | 0 | 3.448 | 8.622 | 452.7295 | 12 | 17.1793 | 3.6843 | 0 | 0 | 15.7488 | 1.4305 | 3.6843 | 0.76078 | 66.969 | 16.101 | 5.367 | 13.989 | 17.437 | 3.3626 | 2.0931 | 5.4557 | 1.3447 | 6.8004
2016-05-28 16:00 | 0.044 | 0 | 0 | 3.229 | 8.815 | 452.7295 | 12 | 17.1793 | 3.6843 | 0 | 0 | 15.9738 | 1.2055 | 3.6843 | 0.76695 | 66.469 | 17.184 | 5.728 | 14.543 | 17.772 | 3.4379 | 2.2339 | 5.6718 | 1.2593 | 6.9311
2016-05-28 17:00 | 0.008 | 0 | 0 | 2.754 | 9.254 | 452.7295 | 12 | 17.1793 | 3.6843 | 0 | 0 | 11.0533 | 6.126 | 3.6843 | 0.63205 | 66.32 | 0 | 0 | 9.254 | 12.008 | 3.6091 | 0 | 3.6091 | 1.0741 | 4.6831
2016-05-28 18:00 | 0.001 | 0 | 0 | 0.795 | 11.206 | 452.7295 | 12 | 17.1793 | 3.6843 | 0 | 0 | 11.057 | 6.1223 | 3.6843 | 0.63215 | 66.342 | 0 | 0 | 11.206 | 12.001 | 4.3703 | 0 | 4.3703 | 0.31005 | 4.6804
2016-05-28 19:00 | 0 | 2.88 | 0 | 8.8818e-16 | 17.88 | 449.3806 | 15 | 21.4742 | 4.6053 | 0 | 0 | 11.1157 | 10.3585 | 4.6053 | 0.5728 | 66.694 | 0 | 0 | 17.88 | 17.88 | 6.9732 | 0 | 6.9732 | 3.4639e-16 | 6.9732
2016-05-28 20:00 | 0 | 4.109 | 0 | 0 | 19.109 | 444.6027 | 15 | 21.4742 | 4.6053 | 0 | 0 | 0 | 21.4742 | 4.6053 | 0.329 | 0 | 0 | 0 | 19.109 | 19.109 | 7.4525 | 0 | 7.4525 | 0 | 7.4525
2016-05-28 21:00 | 0 | 4.486 | 0 | 0 | 19.486 | 439.3864 | 15 | 21.4742 | 4.6053 | 0 | 0 | 0 | 21.4742 | 4.6053 | 0.329 | 0 | 0 | 0 | 19.486 | 19.486 | 7.5995 | 0 | 7.5995 | 0 | 7.5995
2016-05-28 22:00 | 0 | 2.746 | 0 | 0 | 17.746 | 436.1934 | 15 | 21.4742 | 4.6053 | 0 | 0 | 0 | 21.4742 | 4.6053 | 0.329 | 0 | 0 | 0 | 17.746 | 17.746 | 6.9209 | 0 | 6.9209 | 0 | 6.9209
2016-05-28 23:00 | 0 | 0 | 0 | 0 | 14.588 | 436.1934 | 14.588 | 20.8843 | 4.4788 | 0 | 0 | 0 | 20.8843 | 4.4788 | 0.329 | 0 | 0 | 0 | 14.588 | 14.588 | 5.6893 | 0 | 5.6893 | 0 | 5.6893
2016-05-29 | 0 | 0 | 0 | 0 | 12.488 | 436.1934 | 12.488 | 17.878 | 3.8341 | 0 | 0 | 2.8195 | 15.0585 | 3.8341 | 0.40328 | 0 | 9.896 | 3.2987 | 15.7867 | 15.7867 | 4.8703 | 1.2865 | 6.1568 | 0 | 6.1568
2016-05-29 01:00 | 0 | 0 | 0 | 1.038 | 10.962 | 436.1934 | 12 | 17.1793 | 3.6843 | 0 | 0 | 2.6362 | 14.5432 | 3.6843 | 0.40127 | 0 | 9.253 | 3.0843 | 14.0463 | 15.0843 | 4.2752 | 1.2029 | 5.4781 | 0.40482 | 5.8829
2016-05-29 02:00 | 0 | 0 | 0 | 2.055 | 9.945 | 436.1934 | 12 | 17.1793 | 3.6843 | 0 | 0 | 2.4893 | 14.69 | 3.6843 | 0.39725 | 0 | 8.737 | 2.9123 | 12.8573 | 14.9123 | 3.8786 | 1.1358 | 5.0144 | 0.80145 | 5.8158
2016-05-29 03:00 | 0 | 0 | 0 | 2.111 | 9.889 | 436.1934 | 12 | 17.1793 | 3.6843 | 0 | 0 | 2.3618 | 14.8175 | 3.6843 | 0.39375 | 0 | 8.29 | 2.7633 | 12.6523 | 14.7633 | 3.8567 | 1.0777 | 4.9344 | 0.82329 | 5.7577
2016-05-29 04:00 | 0 | 0 | 0 | 2.198 | 9.802 | 436.1934 | 12 | 17.1793 | 3.6843 | 0 | 0 | 2.2807 | 14.8987 | 3.6843 | 0.39153 | 0 | 8.005 | 2.6683 | 12.4703 | 14.6683 | 3.8228 | 1.0407 | 4.8634 | 0.85722 | 5.7207
2016-05-29 05:00 | 0 | 0 | 0 | 2.247 | 9.753 | 436.1934 | 12 | 17.1793 | 3.6843 | 0 | 0 | 0 | 17.1793 | 3.6843 | 0.329 | 0 | 0 | 0 | 9.753 | 12 | 3.8037 | 0 | 3.8037 | 0.87633 | 4.68
2016-05-29 06:00 | 0 | 0 | 0 | 2.544 | 9.456 | 436.1934 | 12 | 17.1793 | 3.6843 | 0 | 0 | 0 | 17.1793 | 3.6843 | 0.329 | 0 | 0 | 0 | 9.456 | 12 | 3.6878 | 0 | 3.6878 | 0.99216 | 4.68
2016-05-29 07:00 | 0 | 0 | 0 | 3.06 | 8.94 | 436.1934 | 12 | 17.1793 | 3.6843 | 0 | 0 | 0 | 17.1793 | 3.6843 | 0.329 | 0 | 0 | 0 | 8.94 | 12 | 3.4866 | 0 | 3.4866 | 1.1934 | 4.68
2016-05-29 08:00 | 0.01 | 0 | 0 | 4.136 | 7.874 | 436.1934 | 12 | 17.1793 | 3.6843 | 0 | 0 | 0 | 17.1793 | 3.6843 | 0.329 | 0 | 0 | 0 | 7.874 | 12.01 | 3.0709 | 0 | 3.0709 | 1.613 | 4.6839
2016-05-29 09:00 | 0.037 | 0 | 4.303 | 0 | 7.734 | 439.894 | 12 | 17.1793 | 3.6843 | 0 | 0 | 11.8962 | 5.2832 | 3.6843 | 0.65515 | 71.377 | 0 | 0 | 7.734 | 7.734 | 3.0163 | 0 | 3.0163 | 0 | 3.0163
2016-05-29 10:00 | 0.079 | 0 | 0 | 4.681 | 7.398 | 439.894 | 12 | 17.1793 | 3.6843 | 0 | 0 | 11.919 | 5.2603 | 3.6843 | 0.65578 | 71.514 | 0 | 0 | 7.398 | 12.079 | 2.8852 | 0 | 2.8852 | 1.8256 | 4.7108
2016-05-29 11:00 | 0.087 | 0 | 0 | 4.672 | 7.415 | 439.894 | 12 | 17.1793 | 3.6843 | 0 | 0 | 11.9122 | 5.2672 | 3.6843 | 0.65559 | 71.473 | 0 | 0 | 7.415 | 12.087 | 2.8918 | 0 | 2.8918 | 1.8221 | 4.7139
2016-05-29 12:00 | 0.082 | 0 | 3.823 | 1.7764e-15 | 8.259 | 443.1818 | 12 | 17.1793 | 3.6843 | 0 | 0 | 14.0245 | 3.1548 | 3.6843 | 0.71351 | 70.799 | 7.809 | 2.603 | 10.862 | 10.862 | 3.221 | 1.0152 | 4.2362 | 6.9278e-16 | 4.2362
2016-05-29 13:00 | 0.082 | 0 | 3.992 | 0 | 8.09 | 446.6149 | 12 | 17.1793 | 3.6843 | 0 | 0 | 14.41 | 2.7693 | 3.6843 | 0.72407 | 69.943 | 9.663 | 3.221 | 11.311 | 11.311 | 3.1551 | 1.2562 | 4.4113 | 0 | 4.4113
2016-05-29 14:00 | 0.073 | 0 | 0 | 3.747 | 8.326 | 446.6149 | 12 | 17.1793 | 3.6843 | 0 | 0 | 3.431 | 13.7483 | 3.6843 | 0.42307 | 0 | 12.043 | 4.0143 | 12.3403 | 16.0873 | 3.2471 | 1.5656 | 4.8127 | 1.4613 | 6.2741
2016-05-29 15:00 | 0.066 | 0 | 0 | 3.281 | 8.785 | 446.6149 | 12 | 17.1793 | 3.6843 | 0 | 0 | 15.4042 | 1.7752 | 3.6843 | 0.75133 | 67.734 | 14.444 | 4.8147 | 13.5997 | 16.8807 | 3.4261 | 1.8777 | 5.3039 | 1.2796 | 6.5835
2016-05-29 16:00 | 0.042 | 0 | 0 | 3.065 | 8.977 | 446.6149 | 12 | 17.1793 | 3.6843 | 0 | 0 | 15.777 | 1.4023 | 3.6843 | 0.76155 | 66.906 | 16.237 | 5.4123 | 14.3893 | 17.4543 | 3.501 | 2.1108 | 5.6118 | 1.1953 | 6.8072
2016-05-29 17:00 | 0.008 | 0 | 0 | 2.757 | 9.251 | 446.6149 | 12 | 17.1793 | 3.6843 | 0 | 0 | 11.0748 | 6.1045 | 3.6843 | 0.63264 | 66.449 | 0 | 0 | 9.251 | 12.008 | 3.6079 | 0 | 3.6079 | 1.0752 | 4.6831
2016-05-29 18:00 | 0.001 | 0 | 0 | 0.903 | 11.098 | 446.6149 | 12 | 17.1793 | 3.6843 | 0 | 0 | 11.0618 | 6.1175 | 3.6843 | 0.63228 | 66.371 | 0 | 0 | 11.098 | 12.001 | 4.3282 | 0 | 4.3282 | 0.35217 | 4.6804
2016-05-29 19:00 | 0 | 2.144 | 0 | 4.4409e-16 | 17.144 | 444.1219 | 15 | 21.4742 | 4.6053 | 0 | 0 | 11.097 | 10.3772 | 4.6053 | 0.57239 | 66.582 | 0 | 0 | 17.144 | 17.144 | 6.6862 | 0 | 6.6862 | 1.7319e-16 | 6.6862
2016-05-29 20:00 | 0 | 3.921 | 0 | 0 | 18.921 | 439.5626 | 15 | 21.4742 | 4.6053 | 0 | 0 | 0 | 21.4742 | 4.6053 | 0.329 | 0 | 0 | 0 | 18.921 | 18.921 | 7.3792 | 0 | 7.3792 | 0 | 7.3792
2016-05-29 21:00 | 0 | 3.78 | 0 | 0 | 18.78 | 435.1672 | 15 | 21.4742 | 4.6053 | 0 | 0 | 0 | 21.4742 | 4.6053 | 0.329 | 0 | 0 | 0 | 18.78 | 18.78 | 7.3242 | 0 | 7.3242 | 0 | 7.3242
2016-05-29 22:00 | 0 | 2.723 | 0 | 0 | 17.723 | 432.0009 | 15 | 21.4742 | 4.6053 | 0 | 0 | 0 | 21.4742 | 4.6053 | 0.329 | 0 | 0 | 0 | 17.723 | 17.723 | 6.912 | 0 | 6.912 | 0 | 6.912
2016-05-29 23:00 | 0 | 0.038 | 0 | 0 | 15.038 | 431.9568 | 15 | 21.4742 | 4.6053 | 0 | 0 | 0 | 21.4742 | 4.6053 | 0.329 | 0 | 0 | 0 | 15.038 | 15.038 | 5.8648 | 0 | 5.8648 | 0 | 5.8648
2016-05-30 | 0 | 0 | 0 | 0.113 | 11.887 | 431.9568 | 12 | 17.1793 | 3.6843 | 0 | 0 | 2.82 | 14.3593 | 3.6843 | 0.40631 | 0 | 9.898 | 3.2993 | 15.1863 | 15.2993 | 4.6359 | 1.2867 | 5.9227 | 0.04407 | 5.9667
2016-05-30 01:00 | 0 | 0 | 0 | 1.245 | 10.755 | 431.9568 | 12 | 17.1793 | 3.6843 | 0 | 0 | 2.5737 | 14.6057 | 3.6843 | 0.39956 | 0 | 9.033 | 3.011 | 13.766 | 15.011 | 4.1945 | 1.1743 | 5.3687 | 0.48555 | 5.8543
2016-05-30 02:00 | 0 | 0 | 0 | 2.025 | 9.975 | 431.9568 | 12 | 17.1793 | 3.6843 | 0 | 0 | 2.421 | 14.7583 | 3.6843 | 0.39538 | 0 | 8.498 | 2.8327 | 12.8077 | 14.8327 | 3.8902 | 1.1047 | 4.995 | 0.78975 | 5.7847
2016-05-30 03:00 | 0 | 0 | 0 | 2.573 | 9.427 | 431.9568 | 12 | 17.1793 | 3.6843 | 0 | 0 | 2.2928 | 14.8865 | 3.6843 | 0.39186 | 0 | 8.048 | 2.6827 | 12.1097 | 14.6827 | 3.6765 | 1.0462 | 4.7228 | 1.0035 | 5.7262
2016-05-30 04:00 | 0 | 0 | 0 | 2.102 | 9.898 | 431.9568 | 12 | 17.1793 | 3.6843 | 0 | 0 | 2.224 | 14.9553 | 3.6843 | 0.38997 | 0 | 7.806 | 2.602 | 12.5 | 14.602 | 3.8602 | 1.0148 | 4.875 | 0.81978 | 5.6948
2016-05-30 05:00 | 0 | 0 | 0 | 2.001 | 9.999 | 431.9568 | 12 | 17.1793 | 3.6843 | 0 | 0 | 0 | 17.1793 | 3.6843 | 0.329 | 0 | 0 | 0 | 9.999 | 12 | 3.8996 | 0 | 3.8996 | 0.78039 | 4.68
2016-05-30 06:00 | 0 | 0 | 0 | 2.216 | 9.784 | 431.9568 | 12 | 17.1793 | 3.6843 | 0 | 0 | 0 | 17.1793 | 3.6843 | 0.329 | 0 | 0 | 0 | 9.784 | 12 | 3.8158 | 0 | 3.8158 | 0.86424 | 4.68
2016-05-30 07:00 | 0 | 0 | 0 | 2.76 | 9.24 | 431.9568 | 12 | 17.1793 | 3.6843 | 0 | 0 | 0 | 17.1793 | 3.6843 | 0.329 | 0 | 0 | 0 | 9.24 | 12 | 3.6036 | 0 | 3.6036 | 1.0764 | 4.68
2016-05-30 08:00 | 0.01 | 0 | 0 | 4.244 | 7.766 | 431.9568 | 12 | 17.1793 | 3.6843 | 0 | 0 | 0 | 17.1793 | 3.6843 | 0.329 | 0 | 0 | 0 | 7.766 | 12.01 | 3.0287 | 0 | 3.0287 | 1.6552 | 4.6839
2016-05-30 09:00 | 0.023 | 0 | 4.255 | 0 | 7.768 | 435.6161 | 12 | 17.1793 | 3.6843 | 0 | 0 | 11.8915 | 5.2878 | 3.6843 | 0.65503 | 71.349 | 0 | 0 | 7.768 | 7.768 | 3.0295 | 0 | 3.0295 | 0 | 3.0295
2016-05-30 10:00 | 0.039 | 0 | 4.386 | 0 | 7.653 | 439.388 | 12 | 17.1793 | 3.6843 | 0 | 0 | 11.9048 | 5.2745 | 3.6843 | 0.65539 | 71.429 | 0 | 0 | 7.653 | 7.653 | 2.9847 | 0 | 2.9847 | 0 | 2.9847
2016-05-30 11:00 | 0.043 | 0 | 4.179 | 0 | 7.864 | 442.982 | 12 | 17.1793 | 3.6843 | 0 | 0 | 11.8887 | 5.2907 | 3.6843 | 0.65495 | 71.332 | 0 | 0 | 7.864 | 7.864 | 3.067 | 0 | 3.067 | 0 | 3.067
2016-05-30 12:00 | 0.057 | 0 | 4.079 | 0 | 7.978 | 446.4899 | 12 | 17.1793 | 3.6843 | 0 | 0 | 14.4177 | 2.7617 | 3.6843 | 0.72428 | 69.925 | 9.7 | 3.2333 | 11.2113 | 11.2113 | 3.1114 | 1.261 | 4.3724 | 0 | 4.3724
2016-05-30 13:00 | 0.043 | 0 | 4.005 | 0 | 8.038 | 449.9342 | 12 | 17.1793 | 3.6843 | 0 | 0 | 15.0485 | 2.1308 | 3.6843 | 0.74158 | 68.524 | 12.733 | 4.2443 | 12.2823 | 12.2823 | 3.1348 | 1.6553 | 4.7901 | 0 | 4.7901
2016-05-30 14:00 | 0.041 | 0 | 0 | 3.758 | 8.283 | 449.9342 | 12 | 17.1793 | 3.6843 | 0 | 0 | 4.3388 | 12.8405 | 3.6843 | 0.44796 | 0 | 15.229 | 5.0763 | 13.3593 | 17.1173 | 3.2304 | 1.9798 | 5.2101 | 1.4656 | 6.6758
2016-05-30 15:00 | 0.04 | 0 | 0 | 3.286 | 8.754 | 449.9342 | 12 | 17.1793 | 3.6843 | 0 | 0 | 15.9278 | 1.2515 | 3.6843 | 0.76569 | 66.571 | 16.962 | 5.654 | 14.408 | 17.694 | 3.4141 | 2.2051 | 5.6191 | 1.2815 | 6.9007
2016-05-30 16:00 | 0.02 | 0 | 0 | 3.292 | 8.728 | 449.9342 | 12 | 17.1793 | 3.6843 | 0 | 0 | 16.1445 | 1.0348 | 3.6843 | 0.77163 | 66.09 | 18.004 | 6.0013 | 14.7293 | 18.0213 | 3.4039 | 2.3405 | 5.7444 | 1.2839 | 7.0283
2016-05-30 17:00 | 0.011 | 0 | 0 | 2.89 | 9.121 | 449.9342 | 12 | 17.1793 | 3.6843 | 0 | 0 | 10.9818 | 6.1975 | 3.6843 | 0.63009 | 65.891 | 0 | 0 | 9.121 | 12.011 | 3.5572 | 0 | 3.5572 | 1.1271 | 4.6843
2016-05-30 18:00 | 0.001 | 0 | 0 | 1.06 | 10.941 | 449.9342 | 12 | 17.1793 | 3.6843 | 0 | 0 | 10.9822 | 6.1972 | 3.6843 | 0.63009 | 65.893 | 0 | 0 | 10.941 | 12.001 | 4.267 | 0 | 4.267 | 0.4134 | 4.6804
2016-05-30 19:00 | 0 | 1.846 | 0 | 0 | 16.846 | 447.7877 | 15 | 21.4742 | 4.6053 | 0 | 0 | 11.0222 | 10.452 | 4.6053 | 0.57075 | 66.133 | 0 | 0 | 16.846 | 16.846 | 6.5699 | 0 | 6.5699 | 0 | 6.5699
2016-05-30 20:00 | 0 | 3.873 | 0 | 0 | 18.873 | 443.2842 | 15 | 21.4742 | 4.6053 | 0 | 0 | 0 | 21.4742 | 4.6053 | 0.329 | 0 | 0 | 0 | 18.873 | 18.873 | 7.3605 | 0 | 7.3605 | 0 | 7.3605
2016-05-30 21:00 | 0 | 4.301 | 0 | 0 | 19.301 | 438.283 | 15 | 21.4742 | 4.6053 | 0 | 0 | 0 | 21.4742 | 4.6053 | 0.329 | 0 | 0 | 0 | 19.301 | 19.301 | 7.5274 | 0 | 7.5274 | 0 | 7.5274
2016-05-30 22:00 | 0 | 2.224 | 0 | 8.8818e-16 | 17.224 | 435.697 | 15 | 21.4742 | 4.6053 | 0 | 0 | 0 | 21.4742 | 4.6053 | 0.329 | 0 | 0 | 0 | 17.224 | 17.224 | 6.7174 | 0 | 6.7174 | 3.4639e-16 | 6.7174
2016-05-30 23:00 | 0 | 0 | 0 | 0 | 13.876 | 435.697 | 13.876 | 19.865 | 4.2602 | 0 | 0 | 0 | 19.865 | 4.2602 | 0.329 | 0 | 0 | 0 | 13.876 | 13.876 | 5.4116 | 0 | 5.4116 | 0 | 5.4116
2016-05-31 | 0 | 0 | 0 | 0.004 | 11.996 | 435.697 | 12 | 17.1793 | 3.6843 | 0 | 0 | 3.0125 | 14.1668 | 3.6843 | 0.41159 | 0 | 10.574 | 3.5247 | 15.5207 | 15.5247 | 4.6784 | 1.3746 | 6.0531 | 0.00156 | 6.0546
2016-05-31 01:00 | 0 | 0 | 0 | 1.05 | 10.95 | 435.697 | 12 | 17.1793 | 3.6843 | 0 | 0 | 2.8587 | 14.3207 | 3.6843 | 0.40738 | 0 | 10.034 | 3.3447 | 14.2947 | 15.3447 | 4.2705 | 1.3044 | 5.5749 | 0.4095 | 5.9844
2016-05-31 02:00 | 0 | 0 | 0 | 1.908 | 10.092 | 435.697 | 12 | 17.1793 | 3.6843 | 0 | 0 | 2.7265 | 14.4528 | 3.6843 | 0.40375 | 0 | 9.57 | 3.19 | 13.282 | 15.19 | 3.9359 | 1.2441 | 5.18 | 0.74412 | 5.9241
2016-05-31 03:00 | 0 | 0 | 0 | 1.979 | 10.021 | 435.697 | 12 | 17.1793 | 3.6843 | 0 | 0 | 2.6032 | 14.5762 | 3.6843 | 0.40037 | 0 | 9.137 | 3.0457 | 13.0667 | 15.0457 | 3.9082 | 1.1878 | 5.096 | 0.77181 | 5.8678
2016-05-31 04:00 | 0 | 0 | 0 | 2.206 | 9.794 | 435.697 | 12 | 17.1793 | 3.6843 | 0 | 0 | 2.4663 | 14.713 | 3.6843 | 0.39662 | 0 | 8.657 | 2.8857 | 12.6797 | 14.8857 | 3.8197 | 1.1254 | 4.9451 | 0.86034 | 5.8054
2016-05-31 05:00 | 0 | 0 | 0 | 2.19 | 9.81 | 435.697 | 12 | 17.1793 | 3.6843 | 0 | 0 | 0 | 17.1793 | 3.6843 | 0.329 | 0 | 0 | 0 | 9.81 | 12 | 3.8259 | 0 | 3.8259 | 0.8541 | 4.68
2016-05-31 06:00 | 0 | 0 | 0 | 2.418 | 9.582 | 435.697 | 12 | 17.1793 | 3.6843 | 0 | 0 | 0 | 17.1793 | 3.6843 | 0.329 | 0 | 0 | 0 | 9.582 | 12 | 3.737 | 0 | 3.737 | 0.94302 | 4.68
2016-05-31 07:00 | 0 | 0 | 0 | 3.221 | 8.779 | 435.697 | 12 | 17.1793 | 3.6843 | 0 | 0 | 0 | 17.1793 | 3.6843 | 0.329 | 0 | 0 | 0 | 8.779 | 12 | 3.4238 | 0 | 3.4238 | 1.2562 | 4.68
2016-05-31 08:00 | 0.011 | 0 | 0 | 4.28 | 7.731 | 435.697 | 12 | 17.1793 | 3.6843 | 0 | 0 | 0 | 17.1793 | 3.6843 | 0.329 | 0 | 0 | 0 | 7.731 | 12.011 | 3.0151 | 0 | 3.0151 | 1.6692 | 4.6843
2016-05-31 09:00 | 0.025 | 0 | 0 | 4.628 | 7.397 | 435.697 | 12 | 17.1793 | 3.6843 | 0 | 0 | 11.87 | 5.3093 | 3.6843 | 0.65444 | 71.22 | 0 | 0 | 7.397 | 12.025 | 2.8848 | 0 | 2.8848 | 1.8049 | 4.6898
2016-05-31 10:00 | 0.064 | 0 | 0 | 4.79 | 7.274 | 435.697 | 12 | 17.1793 | 3.6843 | 0 | 0 | 11.898 | 5.2813 | 3.6843 | 0.6552 | 71.388 | 0 | 0 | 7.274 | 12.064 | 2.8369 | 0 | 2.8369 | 1.8681 | 4.705
2016-05-31 11:00 | 0.103 | 0 | 0 | 4.918 | 7.185 | 435.697 | 12 | 17.1793 | 3.6843 | 0 | 0 | 11.8785 | 5.3008 | 3.6843 | 0.65467 | 71.271 | 0 | 0 | 7.185 | 12.103 | 2.8022 | 0 | 2.8022 | 1.918 | 4.7202
2016-05-31 12:00 | 0.101 | 0 | 5.091 | 0 | 7.01 | 440.0752 | 12 | 17.1793 | 3.6843 | 0 | 0 | 14.3145 | 2.8648 | 3.6843 | 0.72146 | 70.155 | 9.203 | 3.0677 | 10.0777 | 10.0777 | 2.7339 | 1.1964 | 3.9303 | 0 | 3.9303
2016-05-31 13:00 | 0.096 | 0 | 5.097 | 0 | 6.999 | 444.4587 | 12 | 17.1793 | 3.6843 | 0 | 0 | 14.8772 | 2.3022 | 3.6843 | 0.73688 | 68.905 | 11.91 | 3.97 | 10.969 | 10.969 | 2.7296 | 1.5483 | 4.2779 | 0 | 4.2779
2016-05-31 14:00 | 0.08 | 0 | 3.867 | 1.7764e-15 | 8.213 | 447.7843 | 12 | 17.1793 | 3.6843 | 0 | 0 | 4.1467 | 13.0327 | 3.6843 | 0.44269 | 0 | 14.555 | 4.8517 | 13.0647 | 13.0647 | 3.2031 | 1.8921 | 5.0952 | 6.9278e-16 | 5.0952
2016-05-31 15:00 | 0.048 | 0 | 0 | 3.516 | 8.532 | 447.7843 | 12 | 17.1793 | 3.6843 | 0 | 0 | 15.8597 | 1.3197 | 3.6843 | 0.76382 | 66.723 | 16.635 | 5.545 | 14.077 | 17.593 | 3.3275 | 2.1625 | 5.49 | 1.3712 | 6.8613
2016-05-31 16:00 | 0.024 | 0 | 0 | 3.204 | 8.82 | 447.7843 | 12 | 17.1793 | 3.6843 | 0 | 0 | 16.1208 | 1.0585 | 3.6843 | 0.77098 | 66.143 | 17.89 | 5.9633 | 14.7833 | 17.9873 | 3.4398 | 2.3257 | 5.7655 | 1.2496 | 7.0151
2016-05-31 17:00 | 0.014 | 0 | 0 | 2.922 | 9.092 | 447.7843 | 12 | 17.1793 | 3.6843 | 0 | 0 | 10.9932 | 6.1862 | 3.6843 | 0.6304 | 65.959 | 0 | 0 | 9.092 | 12.014 | 3.5459 | 0 | 3.5459 | 1.1396 | 4.6855
2016-05-31 18:00 | 0.001 | 0 | 0 | 1.013 | 10.988 | 447.7843 | 12 | 17.1793 | 3.6843 | 0 | 0 | 11.0233 | 6.156 | 3.6843 | 0.63122 | 66.14 | 0 | 0 | 10.988 | 12.001 | 4.2853 | 0 | 4.2853 | 0.39507 | 4.6804
2016-05-31 19:00 | 0 | 2.259 | 0 | 8.8818e-16 | 17.259 | 445.1575 | 15 | 21.4742 | 4.6053 | 0 | 0 | 11.0757 | 10.3985 | 4.6053 | 0.57193 | 66.454 | 0 | 0 | 17.259 | 17.259 | 6.731 | 0 | 6.731 | 3.4639e-16 | 6.731
2016-05-31 20:00 | 0 | 3.865 | 0 | 4.4409e-16 | 18.865 | 440.6634 | 15 | 21.4742 | 4.6053 | 0 | 0 | 0 | 21.4742 | 4.6053 | 0.329 | 0 | 0 | 0 | 18.865 | 18.865 | 7.3573 | 0 | 7.3573 | 1.7319e-16 | 7.3573
2016-05-31 21:00 | 0 | 3.301 | 0 | 0 | 18.301 | 436.825 | 15 | 21.4742 | 4.6053 | 0 | 0 | 0 | 21.4742 | 4.6053 | 0.329 | 0 | 0 | 0 | 18.301 | 18.301 | 7.1374 | 0 | 7.1374 | 0 | 7.1374
2016-05-31 22:00 | 0 | 2.201 | 0 | 4.4409e-16 | 17.201 | 434.2657 | 15 | 21.4742 | 4.6053 | 0 | 0 | 0 | 21.4742 | 4.6053 | 0.329 | 0 | 0 | 0 | 17.201 | 17.201 | 6.7084 | 0 | 6.7084 | 1.7319e-16 | 6.7084
2016-05-31 23:00 | 0 | 0 | 0 | 0 | 14.487 | 434.2657 | 14.487 | 20.7397 | 4.4478 | 0 | 0 | 0 | 20.7397 | 4.4478 | 0.329 | 0 | 0 | 0 | 14.487 | 14.487 | 5.6499 | 0 | 5.6499 | 0 | 5.6499
2016-06-01 | 0 | 0 | 0 | 0 | 12.317 | 434.2657 | 12.317 | 17.6332 | 3.7816 | 0 | 0 | 3.1795 | 14.4537 | 3.7816 | 0.41393 | 0 | 11.16 | 3.72 | 16.037 | 16.037 | 4.8036 | 1.4508 | 6.2544 | 0 | 6.2544
2016-06-01 01:00 | 0 | 0 | 0.471 | 0 | 11.529 | 434.6707 | 12 | 17.1793 | 3.6843 | 0 | 0 | 2.9505 | 14.2288 | 3.6843 | 0.40989 | 0 | 10.356 | 3.452 | 14.981 | 14.981 | 4.4963 | 1.3463 | 5.8426 | 0 | 5.8426
2016-06-01 02:00 | 0 | 0 | 0 | 1.332 | 10.668 | 434.6707 | 12 | 17.1793 | 3.6843 | 0 | 0 | 2.7322 | 14.4472 | 3.6843 | 0.40391 | 0 | 9.59 | 3.1967 | 13.8647 | 15.1967 | 4.1605 | 1.2467 | 5.4072 | 0.51948 | 5.9267
2016-06-01 03:00 | 0 | 0 | 0 | 1.698 | 10.302 | 434.6707 | 12 | 17.1793 | 3.6843 | 0 | 0 | 2.547 | 14.6323 | 3.6843 | 0.39883 | 0 | 8.94 | 2.98 | 13.282 | 14.98 | 4.0178 | 1.1622 | 5.18 | 0.66222 | 5.8422
2016-06-01 04:00 | 0 | 0 | 0 | 1.929 | 10.071 | 434.6707 | 12 | 17.1793 | 3.6843 | 0 | 0 | 2.4147 | 14.7647 | 3.6843 | 0.3952 | 0 | 8.476 | 2.8253 | 12.8963 | 14.8253 | 3.9277 | 1.1019 | 5.0296 | 0.75231 | 5.7819
2016-06-01 05:00 | 0 | 0 | 0 | 2.08 | 9.92 | 434.6707 | 12 | 17.1793 | 3.6843 | 0 | 0 | 0 | 17.1793 | 3.6843 | 0.329 | 0 | 0 | 0 | 9.92 | 12 | 3.8688 | 0 | 3.8688 | 0.8112 | 4.68
2016-06-01 06:00 | 0 | 0 | 0 | 2.503 | 9.497 | 434.6707 | 12 | 17.1793 | 3.6843 | 0 | 0 | 0 | 17.1793 | 3.6843 | 0.329 | 0 | 0 | 0 | 9.497 | 12 | 3.7038 | 0 | 3.7038 | 0.97617 | 4.68
2016-06-01 07:00 | 0 | 0 | 0 | 3.157 | 8.843 | 434.6707 | 12 | 17.1793 | 3.6843 | 0 | 0 | 0 | 17.1793 | 3.6843 | 0.329 | 0 | 0 | 0 | 8.843 | 12 | 3.4488 | 0 | 3.4488 | 1.2312 | 4.68
2016-06-01 08:00 | 0.009 | 0 | 0 | 4.434 | 7.575 | 434.6707 | 12 | 17.1793 | 3.6843 | 0 | 0 | 0 | 17.1793 | 3.6843 | 0.329 | 0 | 0 | 0 | 7.575 | 12.009 | 2.9543 | 0 | 2.9543 | 1.7293 | 4.6835
2016-06-01 09:00 | 0.028 | 0 | 0 | 4.584 | 7.444 | 434.6707 | 12 | 17.1793 | 3.6843 | 0 | 0 | 11.8913 | 5.288 | 3.6843 | 0.65502 | 71.348 | 0 | 0 | 7.444 | 12.028 | 2.9032 | 0 | 2.9032 | 1.7878 | 4.6909
2016-06-01 10:00 | 0.073 | 0 | 0 | 5.06 | 7.013 | 434.6707 | 12 | 17.1793 | 3.6843 | 0 | 0 | 11.9047 | 5.2747 | 3.6843 | 0.65539 | 71.428 | 0 | 0 | 7.013 | 12.073 | 2.7351 | 0 | 2.7351 | 1.9734 | 4.7085
2016-06-01 11:00 | 0.09 | 0 | 0 | 5.158 | 6.932 | 434.6707 | 12 | 17.1793 | 3.6843 | 0 | 0 | 11.8642 | 5.3152 | 3.6843 | 0.65428 | 71.185 | 0 | 0 | 6.932 | 12.09 | 2.7035 | 0 | 2.7035 | 2.0116 | 4.7151
2016-06-01 12:00 | 0.092 | 0 | 4.897 | 0 | 7.195 | 438.8822 | 12 | 17.1793 | 3.6843 | 0 | 0 | 14.3202 | 2.8592 | 3.6843 | 0.72161 | 70.142 | 9.231 | 3.077 | 10.272 | 10.272 | 2.806 | 1.2 | 4.0061 | 0 | 4.0061
2016-06-01 13:00 | 0.087 | 0 | 4.58 | 0 | 7.507 | 442.821 | 12 | 17.1793 | 3.6843 | 0 | 0 | 14.827 | 2.3523 | 3.6843 | 0.73551 | 69.016 | 11.668 | 3.8893 | 11.3963 | 11.3963 | 2.9277 | 1.5168 | 4.4446 | 0 | 4.4446
2016-06-01 14:00 | 0.074 | 0 | 3.927 | 0 | 8.147 | 446.1982 | 12 | 17.1793 | 3.6843 | 0 | 0 | 4.0683 | 13.111 | 3.6843 | 0.44054 | 0 | 14.28 | 4.76 | 12.907 | 12.907 | 3.1773 | 1.8564 | 5.0337 | 0 | 5.0337
2016-06-01 15:00 | 0.069 | 0 | 0 | 3.637 | 8.432 | 446.1982 | 12 | 17.1793 | 3.6843 | 0 | 0 | 15.8178 | 1.3615 | 3.6843 | 0.76267 | 66.816 | 16.434 | 5.478 | 13.91 | 17.547 | 3.2885 | 2.1364 | 5.4249 | 1.4184 | 6.8433
2016-06-01 16:00 | 0.042 | 0 | 0 | 3.447 | 8.595 | 446.1982 | 12 | 17.1793 | 3.6843 | 0 | 0 | 16.1008 | 1.0785 | 3.6843 | 0.77043 | 66.187 | 17.795 | 5.9317 | 14.5267 | 17.9737 | 3.3521 | 2.3133 | 5.6654 | 1.3443 | 7.0097
2016-06-01 17:00 | 0.008 | 0 | 0 | 2.235 | 9.773 | 446.1982 | 12 | 17.1793 | 3.6843 | 0 | 0 | 10.9982 | 6.1812 | 3.6843 | 0.63053 | 65.989 | 0 | 0 | 9.773 | 12.008 | 3.8115 | 0 | 3.8115 | 0.87165 | 4.6831
2016-06-01 18:00 | 0.001 | 0 | 0 | 0.077 | 11.924 | 446.1982 | 12 | 17.1793 | 3.6843 | 0 | 0 | 11.0578 | 6.1215 | 3.6843 | 0.63217 | 66.347 | 0 | 0 | 11.924 | 12.001 | 4.6504 | 0 | 4.6504 | 0.03003 | 4.6804
2016-06-01 19:00 | 0 | 3.121 | 0 | 0 | 18.121 | 442.5691 | 15 | 21.4742 | 4.6053 | 0 | 0 | 11.1518 | 10.3223 | 4.6053 | 0.5736 | 66.911 | 0 | 0 | 18.121 | 18.121 | 7.0672 | 0 | 7.0672 | 0 | 7.0672
2016-06-01 20:00 | 0 | 3.802 | 0 | 0 | 18.802 | 438.1482 | 15 | 21.4742 | 4.6053 | 0 | 0 | 0 | 21.4742 | 4.6053 | 0.329 | 0 | 0 | 0 | 18.802 | 18.802 | 7.3328 | 0 | 7.3328 | 0 | 7.3328
2016-06-01 21:00 | 0 | 3.987 | 0 | 0 | 18.987 | 433.5121 | 15 | 21.4742 | 4.6053 | 0 | 0 | 0 | 21.4742 | 4.6053 | 0.329 | 0 | 0 | 0 | 18.987 | 18.987 | 7.4049 | 0 | 7.4049 | 0 | 7.4049
2016-06-01 22:00 | 0 | 2.242 | 0 | 0 | 17.242 | 430.9052 | 15 | 21.4742 | 4.6053 | 0 | 0 | 0 | 21.4742 | 4.6053 | 0.329 | 0 | 0 | 0 | 17.242 | 17.242 | 6.7244 | 0 | 6.7244 | 0 | 6.7244
2016-06-01 23:00 | 0 | 0 | 0 | 0 | 14.588 | 430.9052 | 14.588 | 20.8843 | 4.4788 | 0 | 0 | 0 | 20.8843 | 4.4788 | 0.329 | 0 | 0 | 0 | 14.588 | 14.588 | 5.6893 | 0 | 5.6893 | 0 | 5.6893
2016-06-02 | 0 | 0 | 0 | 0 | 12.403 | 430.9052 | 12.403 | 17.7563 | 3.808 | 0 | 0 | 2.9488 | 14.8074 | 3.808 | 0.40722 | 0 | 10.35 | 3.45 | 15.853 | 15.853 | 4.8372 | 1.3455 | 6.1827 | 0 | 6.1827
2016-06-02 01:00 | 0 | 0 | 0 | 1.812 | 10.188 | 430.9052 | 12 | 17.1793 | 3.6843 | 0 | 0 | 2.7962 | 14.3832 | 3.6843 | 0.40566 | 0 | 9.815 | 3.2717 | 13.4597 | 15.2717 | 3.9733 | 1.2759 | 5.2493 | 0.70668 | 5.956
2016-06-02 02:00 | 0 | 0 | 0 | 1.861 | 10.139 | 430.9052 | 12 | 17.1793 | 3.6843 | 0 | 0 | 2.643 | 14.5363 | 3.6843 | 0.40146 | 0 | 9.277 | 3.0923 | 13.2313 | 15.0923 | 3.9542 | 1.206 | 5.1602 | 0.72579 | 5.886
2016-06-02 03:00 | 0 | 0 | 0 | 2.054 | 9.946 | 430.9052 | 12 | 17.1793 | 3.6843 | 0 | 0 | 2.5102 | 14.6692 | 3.6843 | 0.39782 | 0 | 8.811 | 2.937 | 12.883 | 14.937 | 3.8789 | 1.1454 | 5.0244 | 0.80106 | 5.8254
2016-06-02 04:00 | 0 | 0 | 0 | 2.115 | 9.885 | 430.9052 | 12 | 17.1793 | 3.6843 | 0 | 0 | 2.402 | 14.7773 | 3.6843 | 0.39485 | 0 | 8.431 | 2.8103 | 12.6953 | 14.8103 | 3.8552 | 1.096 | 4.9512 | 0.82485 | 5.776
2016-06-02 05:00 | 0 | 0 | 0 | 2.481 | 9.519 | 430.9052 | 12 | 17.1793 | 3.6843 | 0 | 0 | 0 | 17.1793 | 3.6843 | 0.329 | 0 | 0 | 0 | 9.519 | 12 | 3.7124 | 0 | 3.7124 | 0.96759 | 4.68
2016-06-02 06:00 | 0 | 0 | 0 | 3.138 | 8.862 | 430.9052 | 12 | 17.1793 | 3.6843 | 0 | 0 | 0 | 17.1793 | 3.6843 | 0.329 | 0 | 0 | 0 | 8.862 | 12 | 3.4562 | 0 | 3.4562 | 1.2238 | 4.68
2016-06-02 07:00 | 0 | 0 | 0 | 3.713 | 8.287 | 430.9052 | 12 | 17.1793 | 3.6843 | 0 | 0 | 0 | 17.1793 | 3.6843 | 0.329 | 0 | 0 | 0 | 8.287 | 12 | 3.2319 | 0 | 3.2319 | 1.4481 | 4.68
2016-06-02 08:00 | 0.005 | 0 | 0 | 4.928 | 7.077 | 430.9052 | 12 | 17.1793 | 3.6843 | 0 | 0 | 0 | 17.1793 | 3.6843 | 0.329 | 0 | 0 | 0 | 7.077 | 12.005 | 2.76 | 0 | 2.76 | 1.9219 | 4.682
2016-06-02 09:00 | 0.043 | 0 | 0 | 4.611 | 7.432 | 430.9052 | 12 | 17.1793 | 3.6843 | 0 | 0 | 11.9307 | 5.2487 | 3.6843 | 0.6561 | 71.584 | 0 | 0 | 7.432 | 12.043 | 2.8985 | 0 | 2.8985 | 1.7983 | 4.6968
2016-06-02 10:00 | 0.061 | 0 | 4.346 | 0 | 7.715 | 434.6427 | 12 | 17.1793 | 3.6843 | 0 | 0 | 11.943 | 5.2363 | 3.6843 | 0.65644 | 71.658 | 0 | 0 | 7.715 | 7.715 | 3.0088 | 0 | 3.0088 | 0 | 3.0088
2016-06-02 11:00 | 0.068 | 0 | 0 | 4.471 | 7.597 | 434.6427 | 12 | 17.1793 | 3.6843 | 0 | 0 | 11.9303 | 5.249 | 3.6843 | 0.65609 | 71.582 | 0 | 0 | 7.597 | 12.068 | 2.9628 | 0 | 2.9628 | 1.7437 | 4.7065
2016-06-02 12:00 | 0.063 | 0 | 4.321 | 0 | 7.742 | 438.3588 | 12 | 17.1793 | 3.6843 | 0 | 0 | 14.0373 | 3.142 | 3.6843 | 0.71386 | 70.77 | 7.87 | 2.6233 | 10.3653 | 10.3653 | 3.0194 | 1.0231 | 4.0425 | 0 | 4.0425
2016-06-02 13:00 | 0.082 | 0 | 4.218 | 0 | 7.864 | 441.9863 | 12 | 17.1793 | 3.6843 | 0 | 0 | 14.604 | 2.5753 | 3.6843 | 0.72939 | 69.512 | 10.596 | 3.532 | 11.396 | 11.396 | 3.067 | 1.3775 | 4.4444 | 0 | 4.4444
2016-06-02 14:00 | 0.062 | 0 | 3.919 | 0 | 8.143 | 445.3566 | 12 | 17.1793 | 3.6843 | 0 | 0 | 3.8917 | 13.2877 | 3.6843 | 0.4357 | 0 | 13.66 | 4.5533 | 12.6963 | 12.6963 | 3.1758 | 1.7758 | 4.9516 | 0 | 4.9516
2016-06-02 15:00 | 0.054 | 0 | 0 | 3.224 | 8.83 | 445.3566 | 12 | 17.1793 | 3.6843 | 0 | 0 | 15.7318 | 1.4475 | 3.6843 | 0.76031 | 67.007 | 16.02 | 5.34 | 14.17 | 17.394 | 3.4437 | 2.0826 | 5.5263 | 1.2574 | 6.7837
2016-06-02 16:00 | 0.035 | 0 | 0 | 3.199 | 8.836 | 445.3566 | 12 | 17.1793 | 3.6843 | 0 | 0 | 16.0287 | 1.1507 | 3.6843 | 0.76845 | 66.347 | 17.447 | 5.8157 | 14.6517 | 17.8507 | 3.446 | 2.2681 | 5.7142 | 1.2476 | 6.9618
2016-06-02 17:00 | 0.008 | 0 | 0 | 2.66 | 9.348 | 445.3566 | 12 | 17.1793 | 3.6843 | 0 | 0 | 11.0245 | 6.1548 | 3.6843 | 0.63126 | 66.147 | 0 | 0 | 9.348 | 12.008 | 3.6457 | 0 | 3.6457 | 1.0374 | 4.6831
2016-06-02 18:00 | 0.001 | 0 | 0 | 0.464 | 11.537 | 445.3566 | 12 | 17.1793 | 3.6843 | 0 | 0 | 11.0253 | 6.154 | 3.6843 | 0.63128 | 66.152 | 0 | 0 | 11.537 | 12.001 | 4.4994 | 0 | 4.4994 | 0.18096 | 4.6804
2016-06-02 19:00 | 0 | 2.603 | 0 | 4.4409e-16 | 17.603 | 442.3299 | 15 | 21.4742 | 4.6053 | 0 | 0 | 11.0517 | 10.4225 | 4.6053 | 0.5714 | 66.31 | 0 | 0 | 17.603 | 17.603 | 6.8652 | 0 | 6.8652 | 1.7319e-16 | 6.8652
2016-06-02 20:00 | 0 | 4.134 | 0 | 0 | 19.134 | 437.5229 | 15 | 21.4742 | 4.6053 | 0 | 0 | 0 | 21.4742 | 4.6053 | 0.329 | 0 | 0 | 0 | 19.134 | 19.134 | 7.4623 | 0 | 7.4623 | 0 | 7.4623
2016-06-02 21:00 | 0 | 4.092 | 0 | 0 | 19.092 | 432.7647 | 15 | 21.4742 | 4.6053 | 0 | 0 | 0 | 21.4742 | 4.6053 | 0.329 | 0 | 0 | 0 | 19.092 | 19.092 | 7.4459 | 0 | 7.4459 | 0 | 7.4459
2016-06-02 22:00 | 0 | 3.31 | 0 | 4.4409e-16 | 18.31 | 428.9159 | 15 | 21.4742 | 4.6053 | 0 | 0 | 0 | 21.4742 | 4.6053 | 0.329 | 0 | 0 | 0 | 18.31 | 18.31 | 7.1409 | 0 | 7.1409 | 1.7319e-16 | 7.1409
2016-06-02 23:00 | 0 | 1.472 | 0 | 0 | 16.472 | 427.2043 | 15 | 21.4742 | 4.6053 | 0 | 0 | 0 | 21.4742 | 4.6053 | 0.329 | 0 | 0 | 0 | 16.472 | 16.472 | 6.4241 | 0 | 6.4241 | 0 | 6.4241
2016-06-03 | 0 | 0 | 0 | 0 | 13.049 | 427.2043 | 13.049 | 18.6811 | 4.0063 | 0 | 0 | 2.8983 | 15.7828 | 4.0063 | 0.40207 | 0 | 10.173 | 3.391 | 16.44 | 16.44 | 5.0891 | 1.3225 | 6.4116 | 0 | 6.4116
2016-06-03 01:00 | 0 | 0 | 0 | 0.763 | 11.237 | 427.2043 | 12 | 17.1793 | 3.6843 | 0 | 0 | 2.6887 | 14.4907 | 3.6843 | 0.40271 | 0 | 9.437 | 3.1457 | 14.3827 | 15.1457 | 4.3824 | 1.2268 | 5.6092 | 0.29757 | 5.9068
2016-06-03 02:00 | 0 | 0 | 0 | 1.232 | 10.768 | 427.2043 | 12 | 17.1793 | 3.6843 | 0 | 0 | 2.516 | 14.6633 | 3.6843 | 0.39798 | 0 | 8.831 | 2.9437 | 13.7117 | 14.9437 | 4.1995 | 1.148 | 5.3476 | 0.48048 | 5.828
2016-06-03 03:00 | 0 | 0 | 0 | 1.278 | 10.722 | 427.2043 | 12 | 17.1793 | 3.6843 | 0 | 0 | 2.4402 | 14.7392 | 3.6843 | 0.3959 | 0 | 8.565 | 2.855 | 13.577 | 14.855 | 4.1816 | 1.1135 | 5.295 | 0.49842 | 5.7934
2016-06-03 04:00 | 0 | 0 | 0 | 1.562 | 10.438 | 427.2043 | 12 | 17.1793 | 3.6843 | 0 | 0 | 2.3927 | 14.7867 | 3.6843 | 0.3946 | 0 | 8.398 | 2.7993 | 13.2373 | 14.7993 | 4.0708 | 1.0917 | 5.1626 | 0.60918 | 5.7717
2016-06-03 05:00 | 0 | 0 | 0 | 1.591 | 10.409 | 427.2043 | 12 | 17.1793 | 3.6843 | 0 | 0 | 0 | 17.1793 | 3.6843 | 0.329 | 0 | 0 | 0 | 10.409 | 12 | 4.0595 | 0 | 4.0595 | 0.62049 | 4.68
2016-06-03 06:00 | 0 | 0 | 0 | 2.704 | 9.296 | 427.2043 | 12 | 17.1793 | 3.6843 | 0 | 0 | 0 | 17.1793 | 3.6843 | 0.329 | 0 | 0 | 0 | 9.296 | 12 | 3.6254 | 0 | 3.6254 | 1.0546 | 4.68
2016-06-03 07:00 | 0 | 0 | 0 | 3.236 | 8.764 | 427.2043 | 12 | 17.1793 | 3.6843 | 0 | 0 | 0 | 17.1793 | 3.6843 | 0.329 | 0 | 0 | 0 | 8.764 | 12 | 3.418 | 0 | 3.418 | 1.262 | 4.68
2016-06-03 08:00 | 0.006 | 0 | 0 | 4.682 | 7.324 | 427.2043 | 12 | 17.1793 | 3.6843 | 0 | 0 | 0 | 17.1793 | 3.6843 | 0.329 | 0 | 0 | 0 | 7.324 | 12.006 | 2.8564 | 0 | 2.8564 | 1.826 | 4.6823
2016-06-03 09:00 | 0.048 | 0 | 0 | 4.84 | 7.208 | 427.2043 | 12 | 17.1793 | 3.6843 | 0 | 0 | 11.9492 | 5.2302 | 3.6843 | 0.65661 | 71.695 | 0 | 0 | 7.208 | 12.048 | 2.8111 | 0 | 2.8111 | 1.8876 | 4.6987
2016-06-03 10:00 | 0.08 | 0 | 0 | 4.74 | 7.34 | 427.2043 | 12 | 17.1793 | 3.6843 | 0 | 0 | 11.9625 | 5.2168 | 3.6843 | 0.65697 | 71.775 | 0 | 0 | 7.34 | 12.08 | 2.8626 | 0 | 2.8626 | 1.8486 | 4.7112
2016-06-03 11:00 | 0.092 | 0 | 0 | 4.469 | 7.623 | 427.2043 | 12 | 17.1793 | 3.6843 | 0 | 0 | 11.9505 | 5.2288 | 3.6843 | 0.65664 | 71.703 | 0 | 0 | 7.623 | 12.092 | 2.973 | 0 | 2.973 | 1.7429 | 4.7159
2016-06-03 12:00 | 0.102 | 0 | 0 | 4.118 | 7.984 | 427.2043 | 12 | 17.1793 | 3.6843 | 0 | 0 | 13.9002 | 3.2792 | 3.6843 | 0.7101 | 71.075 | 7.211 | 2.4037 | 10.3877 | 14.5057 | 3.1138 | 0.93743 | 4.0512 | 1.606 | 5.6572
2016-06-03 13:00 | 0.097 | 0 | 3.9542 | 0.39277 | 7.75 | 430.6049 | 12 | 17.1793 | 3.6843 | 0 | 0 | 14.2557 | 2.9237 | 3.6843 | 0.71984 | 70.285 | 8.921 | 2.9737 | 10.7237 | 11.1164 | 3.0225 | 1.1597 | 4.1822 | 0.15318 | 4.3354
2016-06-03 14:00 | 0.087 | 0 | 0 | 3.616 | 8.471 | 430.6049 | 12 | 17.1793 | 3.6843 | 0 | 0 | 3.1998 | 13.9795 | 3.6843 | 0.41673 | 0 | 11.231 | 3.7437 | 12.2147 | 15.8307 | 3.3037 | 1.46 | 4.7637 | 1.4102 | 6.174
2016-06-03 15:00 | 0.068 | 0 | 0 | 3.434 | 8.634 | 430.6049 | 12 | 17.1793 | 3.6843 | 0 | 0 | 15.2153 | 1.964 | 3.6843 | 0.74615 | 68.154 | 13.536 | 4.512 | 13.146 | 16.58 | 3.3673 | 1.7597 | 5.1269 | 1.3393 | 6.4662
2016-06-03 16:00 | 0.042 | 0 | 0 | 3.595 | 8.447 | 430.6049 | 12 | 17.1793 | 3.6843 | 0 | 0 | 15.5805 | 1.5988 | 3.6843 | 0.75617 | 67.343 | 15.292 | 5.0973 | 13.5443 | 17.1393 | 3.2943 | 1.988 | 5.2823 | 1.402 | 6.6843
2016-06-03 17:00 | 0.009 | 0 | 0 | 3.06 | 8.949 | 430.6049 | 12 | 17.1793 | 3.6843 | 0 | 0 | 11.1295 | 6.0498 | 3.6843 | 0.63413 | 66.777 | 0 | 0 | 8.949 | 12.009 | 3.4901 | 0 | 3.4901 | 1.1934 | 4.6835
2016-06-03 18:00 | 0.001 | 0 | 0 | 1.141 | 10.86 | 430.6049 | 12 | 17.1793 | 3.6843 | 0 | 0 | 11.0965 | 6.0828 | 3.6843 | 0.63323 | 66.579 | 0 | 0 | 10.86 | 12.001 | 4.2354 | 0 | 4.2354 | 0.44499 | 4.6804
2016-06-03 19:00 | 0 | 2.058 | 0 | 0 | 17.058 | 428.2119 | 15 | 21.4742 | 4.6053 | 0 | 0 | 11.0928 | 10.3813 | 4.6053 | 0.5723 | 66.557 | 0 | 0 | 17.058 | 17.058 | 6.6526 | 0 | 6.6526 | 0 | 6.6526
2016-06-03 20:00 | 0 | 3.756 | 0 | 0 | 18.756 | 423.8444 | 15 | 21.4742 | 4.6053 | 0 | 0 | 0 | 21.4742 | 4.6053 | 0.329 | 0 | 0 | 0 | 18.756 | 18.756 | 7.3148 | 0 | 7.3148 | 0 | 7.3148
2016-06-03 21:00 | 0 | 3.485 | 0 | 8.8818e-16 | 18.485 | 419.7921 | 15 | 21.4742 | 4.6053 | 0 | 0 | 0 | 21.4742 | 4.6053 | 0.329 | 0 | 0 | 0 | 18.485 | 18.485 | 7.2092 | 0 | 7.2092 | 3.4639e-16 | 7.2092
2016-06-03 22:00 | 0 | 2.911 | 0 | 0 | 17.911 | 416.4072 | 15 | 21.4742 | 4.6053 | 0 | 0 | 0 | 21.4742 | 4.6053 | 0.329 | 0 | 0 | 0 | 17.911 | 17.911 | 6.9853 | 0 | 6.9853 | 0 | 6.9853
2016-06-03 23:00 | 0 | 0.386 | 0 | 5.5511e-17 | 15.386 | 415.9584 | 15 | 21.4742 | 4.6053 | 0 | 0 | 0 | 21.4742 | 4.6053 | 0.329 | 0 | 0 | 0 | 15.386 | 15.386 | 6.0005 | 0 | 6.0005 | 2.1649e-17 | 6.0005
2016-06-04 | 0 | 0 | 0 | 0 | 13.187 | 415.9584 | 13.187 | 18.8787 | 4.0487 | 0 | 0 | 2.7958 | 16.0828 | 4.0487 | 0.39875 | 0 | 9.814 | 3.2713 | 16.4583 | 16.4583 | 5.1429 | 1.2758 | 6.4188 | 0 | 6.4188
2016-06-04 01:00 | 0 | 0 | 0 | 0.739 | 11.261 | 415.9584 | 12 | 17.1793 | 3.6843 | 0 | 0 | 2.6097 | 14.5697 | 3.6843 | 0.40055 | 0 | 9.16 | 3.0533 | 14.3143 | 15.0533 | 4.3918 | 1.1908 | 5.5826 | 0.28821 | 5.8708
2016-06-04 02:00 | 0 | 0 | 0 | 1.863 | 10.137 | 415.9584 | 12 | 17.1793 | 3.6843 | 0 | 0 | 2.4787 | 14.7007 | 3.6843 | 0.39696 | 0 | 8.7 | 2.9 | 13.037 | 14.9 | 3.9534 | 1.131 | 5.0844 | 0.72657 | 5.811
2016-06-04 03:00 | 0 | 0 | 0 | 1.597 | 10.403 | 415.9584 | 12 | 17.1793 | 3.6843 | 0 | 0 | 2.4723 | 14.707 | 3.6843 | 0.39678 | 0 | 8.678 | 2.8927 | 13.2957 | 14.8927 | 4.0572 | 1.1281 | 5.1853 | 0.62283 | 5.8081
2016-06-04 04:00 | 0 | 0 | 0 | 1.811 | 10.189 | 415.9584 | 12 | 17.1793 | 3.6843 | 0 | 0 | 2.4102 | 14.7692 | 3.6843 | 0.39508 | 0 | 8.459 | 2.8197 | 13.0087 | 14.8197 | 3.9737 | 1.0997 | 5.0734 | 0.70629 | 5.7797
2016-06-04 05:00 | 0 | 0 | 0 | 2.639 | 9.361 | 415.9584 | 12 | 17.1793 | 3.6843 | 0 | 0 | 0 | 17.1793 | 3.6843 | 0.329 | 0 | 0 | 0 | 9.361 | 12 | 3.6508 | 0 | 3.6508 | 1.0292 | 4.68
2016-06-04 06:00 | 0 | 0 | 0 | 2.973 | 9.027 | 415.9584 | 12 | 17.1793 | 3.6843 | 0 | 0 | 0 | 17.1793 | 3.6843 | 0.329 | 0 | 0 | 0 | 9.027 | 12 | 3.5205 | 0 | 3.5205 | 1.1595 | 4.68
2016-06-04 07:00 | 0 | 0 | 0 | 3.528 | 8.472 | 415.9584 | 12 | 17.1793 | 3.6843 | 0 | 0 | 0 | 17.1793 | 3.6843 | 0.329 | 0 | 0 | 0 | 8.472 | 12 | 3.3041 | 0 | 3.3041 | 1.3759 | 4.68
2016-06-04 08:00 | 0.006 | 0 | 4.362 | 1.7764e-15 | 7.644 | 419.7097 | 12 | 17.1793 | 3.6843 | 0 | 0 | 0 | 17.1793 | 3.6843 | 0.329 | 0 | 0 | 0 | 7.644 | 7.644 | 2.9812 | 0 | 2.9812 | 6.9278e-16 | 2.9812
2016-06-04 09:00 | 0.041 | 0 | 0 | 4.465 | 7.576 | 419.7097 | 12 | 17.1793 | 3.6843 | 0 | 0 | 11.9968 | 5.1825 | 3.6843 | 0.65791 | 71.981 | 0 | 0 | 7.576 | 12.041 | 2.9546 | 0 | 2.9546 | 1.7413 | 4.696
2016-06-04 10:00 | 0.061 | 0 | 0 | 4.656 | 7.405 | 419.7097 | 12 | 17.1793 | 3.6843 | 0 | 0 | 12.0213 | 5.158 | 3.6843 | 0.65858 | 72.128 | 0 | 0 | 7.405 | 12.061 | 2.888 | 0 | 2.888 | 1.8158 | 4.7038
2016-06-04 11:00 | 0.075 | 0 | 0 | 4.848 | 7.227 | 419.7097 | 12 | 17.1793 | 3.6843 | 0 | 0 | 12.029 | 5.1503 | 3.6843 | 0.6588 | 72.174 | 0 | 0 | 7.227 | 12.075 | 2.8185 | 0 | 2.8185 | 1.8907 | 4.7092
2016-06-04 12:00 | 0.083 | 0 | 0 | 4.665 | 7.418 | 419.7097 | 12 | 17.1793 | 3.6843 | 0 | 0 | 13.637 | 3.5423 | 3.6843 | 0.70288 | 71.659 | 5.945 | 1.9817 | 9.3997 | 14.0647 | 2.893 | 0.77285 | 3.6659 | 1.8193 | 5.4852
2016-06-04 13:00 | 0.083 | 0 | 4.284 | 0 | 7.799 | 423.394 | 12 | 17.1793 | 3.6843 | 0 | 0 | 14.0883 | 3.091 | 3.6843 | 0.71526 | 70.657 | 8.116 | 2.7053 | 10.5043 | 10.5043 | 3.0416 | 1.0551 | 4.0967 | 0 | 4.0967
2016-06-04 14:00 | 0.086 | 0 | 3.93 | 0 | 8.156 | 426.7738 | 12 | 17.1793 | 3.6843 | 0 | 0 | 3.309 | 13.8703 | 3.6843 | 0.41972 | 0 | 11.615 | 3.8717 | 12.0277 | 12.0277 | 3.1808 | 1.5099 | 4.6908 | 0 | 4.6908
2016-06-04 15:00 | 0.07 | 0 | 0 | 3.54 | 8.53 | 426.7738 | 12 | 17.1793 | 3.6843 | 0 | 0 | 15.3982 | 1.7812 | 3.6843 | 0.75117 | 67.748 | 14.415 | 4.805 | 13.335 | 16.875 | 3.3267 | 1.874 | 5.2007 | 1.3806 | 6.5812
2016-06-04 16:00 | 0.046 | 0 | 0 | 3.367 | 8.679 | 426.7738 | 12 | 17.1793 | 3.6843 | 0 | 0 | 15.8703 | 1.309 | 3.6843 | 0.76411 | 66.699 | 16.686 | 5.562 | 14.241 | 17.608 | 3.3848 | 2.1692 | 5.554 | 1.3131 | 6.8671
2016-06-04 17:00 | 0.01 | 0 | 0 | 3.404 | 8.606 | 426.7738 | 12 | 17.1793 | 3.6843 | 0 | 0 | 11.0222 | 6.1572 | 3.6843 | 0.63119 | 66.133 | 0 | 0 | 8.606 | 12.01 | 3.3563 | 0 | 3.3563 | 1.3276 | 4.6839
2016-06-04 18:00 | 0.001 | 0 | 0 | 1.125 | 10.876 | 426.7738 | 12 | 17.1793 | 3.6843 | 0 | 0 | 11.0052 | 6.1742 | 3.6843 | 0.63072 | 66.031 | 0 | 0 | 10.876 | 12.001 | 4.2416 | 0 | 4.2416 | 0.43875 | 4.6804
2016-06-04 19:00 | 0 | 2.295 | 0 | 0 | 17.295 | 424.1052 | 15 | 21.4742 | 4.6053 | 0 | 0 | 11.0473 | 10.4268 | 4.6053 | 0.5713 | 66.284 | 0 | 0 | 17.295 | 17.295 | 6.7451 | 0 | 6.7451 | 0 | 6.7451
2016-06-04 20:00 | 0 | 4.342 | 0 | 0 | 19.342 | 419.0563 | 15 | 21.4742 | 4.6053 | 0 | 0 | 0 | 21.4742 | 4.6053 | 0.329 | 0 | 0 | 0 | 19.342 | 19.342 | 7.5434 | 0 | 7.5434 | 0 | 7.5434
2016-06-04 21:00 | 0 | 3.99 | 0 | 4.4409e-16 | 18.99 | 414.4168 | 15 | 21.4742 | 4.6053 | 0 | 0 | 0 | 21.4742 | 4.6053 | 0.329 | 0 | 0 | 0 | 18.99 | 18.99 | 7.4061 | 0 | 7.4061 | 1.7319e-16 | 7.4061
2016-06-04 22:00 | 0 | 2.682 | 0 | 0 | 17.682 | 411.2982 | 15 | 21.4742 | 4.6053 | 0 | 0 | 0 | 21.4742 | 4.6053 | 0.329 | 0 | 0 | 0 | 17.682 | 17.682 | 6.896 | 0 | 6.896 | 0 | 6.896
2016-06-04 23:00 | 0 | 0 | 0 | 0 | 14.934 | 411.2982 | 14.934 | 21.3797 | 4.5851 | 0 | 0 | 0 | 21.3797 | 4.5851 | 0.329 | 0 | 0 | 0 | 14.934 | 14.934 | 5.8243 | 0 | 5.8243 | 0 | 5.8243
2016-06-05 | 0 | 0 | 0 | 0 | 12.916 | 411.2982 | 12.916 | 18.4907 | 3.9655 | 0 | 0 | 2.7503 | 15.7404 | 3.9655 | 0.39906 | 0 | 9.654 | 3.218 | 16.134 | 16.134 | 5.0372 | 1.255 | 6.2923 | 0 | 6.2923
2016-06-05 01:00 | 0 | 0 | 0 | 1.075 | 10.925 | 411.2982 | 12 | 17.1793 | 3.6843 | 0 | 0 | 2.5372 | 14.6422 | 3.6843 | 0.39856 | 0 | 8.905 | 2.9683 | 13.8933 | 14.9683 | 4.2608 | 1.1577 | 5.4184 | 0.41925 | 5.8377
2016-06-05 02:00 | 0 | 0 | 0 | 1.616 | 10.384 | 411.2982 | 12 | 17.1793 | 3.6843 | 0 | 0 | 2.3852 | 14.7942 | 3.6843 | 0.39439 | 0 | 8.372 | 2.7907 | 13.1747 | 14.7907 | 4.0498 | 1.0884 | 5.1381 | 0.63024 | 5.7684
2016-06-05 03:00 | 0 | 0 | 0 | 1.664 | 10.336 | 411.2982 | 12 | 17.1793 | 3.6843 | 0 | 0 | 2.2547 | 14.9247 | 3.6843 | 0.39082 | 0 | 7.914 | 2.638 | 12.974 | 14.638 | 4.031 | 1.0288 | 5.0599 | 0.64896 | 5.7088
2016-06-05 04:00 | 0 | 0 | 0 | 2.547 | 9.453 | 411.2982 | 12 | 17.1793 | 3.6843 | 0 | 0 | 2.1775 | 15.0018 | 3.6843 | 0.3887 | 0 | 7.643 | 2.5477 | 12.0007 | 14.5477 | 3.6867 | 0.99359 | 4.6803 | 0.99333 | 5.6736
2016-06-05 05:00 | 0 | 0 | 0 | 2.321 | 9.679 | 411.2982 | 12 | 17.1793 | 3.6843 | 0 | 0 | 0 | 17.1793 | 3.6843 | 0.329 | 0 | 0 | 0 | 9.679 | 12 | 3.7748 | 0 | 3.7748 | 0.90519 | 4.68
2016-06-05 06:00 | 0 | 0 | 0 | 2.538 | 9.462 | 411.2982 | 12 | 17.1793 | 3.6843 | 0 | 0 | 0 | 17.1793 | 3.6843 | 0.329 | 0 | 0 | 0 | 9.462 | 12 | 3.6902 | 0 | 3.6902 | 0.98982 | 4.68
2016-06-05 07:00 | 0 | 0 | 0 | 3.38 | 8.62 | 411.2982 | 12 | 17.1793 | 3.6843 | 0 | 0 | 0 | 17.1793 | 3.6843 | 0.329 | 0 | 0 | 0 | 8.62 | 12 | 3.3618 | 0 | 3.3618 | 1.3182 | 4.68
2016-06-05 08:00 | 0.008 | 0 | 0 | 4.73 | 7.278 | 411.2982 | 12 | 17.1793 | 3.6843 | 0 | 0 | 0 | 17.1793 | 3.6843 | 0.329 | 0 | 0 | 0 | 7.278 | 12.008 | 2.8384 | 0 | 2.8384 | 1.8447 | 4.6831
2016-06-05 09:00 | 0.039 | 0 | 0 | 4.639 | 7.4 | 411.2982 | 12 | 17.1793 | 3.6843 | 0 | 0 | 11.8043 | 5.375 | 3.6843 | 0.65264 | 70.826 | 0 | 0 | 7.4 | 12.039 | 2.886 | 0 | 2.886 | 1.8092 | 4.6952
2016-06-05 10:00 | 0.045 | 0 | 0 | 4.679 | 7.366 | 411.2982 | 12 | 17.1793 | 3.6843 | 0 | 0 | 11.8008 | 5.3785 | 3.6843 | 0.65254 | 70.805 | 0 | 0 | 7.366 | 12.045 | 2.8727 | 0 | 2.8727 | 1.8248 | 4.6976
2016-06-05 11:00 | 0.077 | 0 | 0 | 4.733 | 7.344 | 411.2982 | 12 | 17.1793 | 3.6843 | 0 | 0 | 11.7922 | 5.3872 | 3.6843 | 0.6523 | 70.753 | 0 | 0 | 7.344 | 12.077 | 2.8642 | 0 | 2.8642 | 1.8459 | 4.71
2016-06-05 12:00 | 0.088 | 0 | 0 | 4.47 | 7.618 | 411.2982 | 12 | 17.1793 | 3.6843 | 0 | 0 | 14.4388 | 2.7405 | 3.6843 | 0.72486 | 69.878 | 9.802 | 3.2673 | 10.8853 | 15.3553 | 2.971 | 1.2743 | 4.2453 | 1.7433 | 5.9886
2016-06-05 13:00 | 0.091 | 0 | 4.056 | 1.7764e-15 | 8.035 | 414.7863 | 12 | 17.1793 | 3.6843 | 0 | 0 | 14.9162 | 2.2632 | 3.6843 | 0.73795 | 68.818 | 12.097 | 4.0323 | 12.0673 | 12.0673 | 3.1336 | 1.5726 | 4.7063 | 6.9278e-16 | 4.7063
2016-06-05 14:00 | 0.083 | 0 | 0 | 4.105 | 7.978 | 414.7863 | 12 | 17.1793 | 3.6843 | 0 | 0 | 4.0567 | 13.1227 | 3.6843 | 0.44022 | 0 | 14.239 | 4.7463 | 12.7243 | 16.8293 | 3.1114 | 1.8511 | 4.9625 | 1.601 | 6.5634
2016-06-05 15:00 | 0.063 | 0 | 3.987 | 0 | 8.076 | 418.2152 | 12 | 17.1793 | 3.6843 | 0 | 0 | 15.6753 | 1.504 | 3.6843 | 0.75877 | 67.132 | 15.748 | 5.2493 | 13.3253 | 13.3253 | 3.1496 | 2.0472 | 5.1969 | 0 | 5.1969
2016-06-05 16:00 | 0.04 | 0 | 4.063 | 0 | 7.977 | 421.7093 | 12 | 17.1793 | 3.6843 | 0 | 0 | 15.8473 | 1.332 | 3.6843 | 0.76348 | 66.75 | 16.576 | 5.5253 | 13.5023 | 13.5023 | 3.111 | 2.1549 | 5.2659 | 0 | 5.2659
2016-06-05 17:00 | 0.009 | 0 | 0 | 3.41 | 8.599 | 421.7093 | 12 | 17.1793 | 3.6843 | 0 | 0 | 11.0877 | 6.0917 | 3.6843 | 0.63299 | 66.526 | 0 | 0 | 8.599 | 12.009 | 3.3536 | 0 | 3.3536 | 1.3299 | 4.6835
2016-06-05 18:00 | 0.002 | 0 | 0.994 | 0 | 11.008 | 422.5642 | 12 | 17.1793 | 3.6843 | 0 | 0 | 11.129 | 6.0503 | 3.6843 | 0.63412 | 66.774 | 0 | 0 | 11.008 | 11.008 | 4.2931 | 0 | 4.2931 | 0 | 4.2931
2016-06-05 19:00 | 0 | 3.064 | 0 | 4.4409e-16 | 18.064 | 419.0014 | 15 | 21.4742 | 4.6053 | 0 | 0 | 11.204 | 10.2702 | 4.6053 | 0.57474 | 67.224 | 0 | 0 | 18.064 | 18.064 | 7.045 | 0 | 7.045 | 1.7319e-16 | 7.045
2016-06-05 20:00 | 0 | 4.626 | 0 | 8.8818e-16 | 19.626 | 413.6223 | 15 | 21.4742 | 4.6053 | 0 | 0 | 0 | 21.4742 | 4.6053 | 0.329 | 0 | 0 | 0 | 19.626 | 19.626 | 7.6541 | 0 | 7.6541 | 3.4639e-16 | 7.6541
2016-06-05 21:00 | 0 | 4.46 | 0 | 0 | 19.46 | 408.4363 | 15 | 21.4742 | 4.6053 | 0 | 0 | 0 | 21.4742 | 4.6053 | 0.329 | 0 | 0 | 0 | 19.46 | 19.46 | 7.5894 | 0 | 7.5894 | 0 | 7.5894
2016-06-05 22:00 | 0 | 3.391 | 0 | 0 | 18.391 | 404.4932 | 15 | 21.4742 | 4.6053 | 0 | 0 | 0 | 21.4742 | 4.6053 | 0.329 | 0 | 0 | 0 | 18.391 | 18.391 | 7.1725 | 0 | 7.1725 | 0 | 7.1725
2016-06-05 23:00 | 0 | 0.325 | 0 | 0 | 15.325 | 404.1153 | 15 | 21.4742 | 4.6053 | 0 | 0 | 0 | 21.4742 | 4.6053 | 0.329 | 0 | 0 | 0 | 15.325 | 15.325 | 5.9768 | 0 | 5.9768 | 0 | 5.9768
2016-06-06 | 0 | 0 | 0 | 0 | 12.682 | 404.1153 | 12.682 | 18.1557 | 3.8936 | 0 | 0 | 2.9457 | 15.21 | 3.8936 | 0.40542 | 0 | 10.339 | 3.4463 | 16.1283 | 16.1283 | 4.946 | 1.3441 | 6.2901 | 0 | 6.2901
2016-06-06 01:00 | 0 | 0 | 0 | 1.205 | 10.795 | 404.1153 | 12 | 17.1793 | 3.6843 | 0 | 0 | 2.8017 | 14.3777 | 3.6843 | 0.40581 | 0 | 9.834 | 3.278 | 14.073 | 15.278 | 4.21 | 1.2784 | 5.4885 | 0.46995 | 5.9584
2016-06-06 02:00 | 0 | 0 | 0 | 1.996 | 10.004 | 404.1153 | 12 | 17.1793 | 3.6843 | 0 | 0 | 2.664 | 14.5153 | 3.6843 | 0.40204 | 0 | 9.35 | 3.1167 | 13.1207 | 15.1167 | 3.9016 | 1.2155 | 5.1171 | 0.77844 | 5.8955
2016-06-06 03:00 | 0 | 0 | 0 | 2.642 | 9.358 | 404.1153 | 12 | 17.1793 | 3.6843 | 0 | 0 | 2.5753 | 14.604 | 3.6843 | 0.39961 | 0 | 9.039 | 3.013 | 12.371 | 15.013 | 3.6496 | 1.1751 | 4.8247 | 1.0304 | 5.8551
2016-06-06 04:00 | 0 | 0 | 0 | 2.338 | 9.662 | 404.1153 | 12 | 17.1793 | 3.6843 | 0 | 0 | 2.5268 | 14.6525 | 3.6843 | 0.39828 | 0 | 8.869 | 2.9563 | 12.6183 | 14.9563 | 3.7682 | 1.153 | 4.9212 | 0.91182 | 5.833
2016-06-06 05:00 | 0 | 0 | 0 | 2.388 | 9.612 | 404.1153 | 12 | 17.1793 | 3.6843 | 0 | 0 | 0 | 17.1793 | 3.6843 | 0.329 | 0 | 0 | 0 | 9.612 | 12 | 3.7487 | 0 | 3.7487 | 0.93132 | 4.68
2016-06-06 06:00 | 0 | 0 | 0 | 2.391 | 9.609 | 404.1153 | 12 | 17.1793 | 3.6843 | 0 | 0 | 0 | 17.1793 | 3.6843 | 0.329 | 0 | 0 | 0 | 9.609 | 12 | 3.7475 | 0 | 3.7475 | 0.93249 | 4.68
2016-06-06 07:00 | 0 | 0 | 0 | 2.791 | 9.209 | 404.1153 | 12 | 17.1793 | 3.6843 | 0 | 0 | 0 | 17.1793 | 3.6843 | 0.329 | 0 | 0 | 0 | 9.209 | 12 | 3.5915 | 0 | 3.5915 | 1.0885 | 4.68
2016-06-06 08:00 | 0.006 | 0 | 0 | 4.055 | 7.951 | 404.1153 | 12 | 17.1793 | 3.6843 | 0 | 0 | 0 | 17.1793 | 3.6843 | 0.329 | 0 | 0 | 0 | 7.951 | 12.006 | 3.1009 | 0 | 3.1009 | 1.5815 | 4.6823
2016-06-06 09:00 | 0.045 | 0 | 0 | 4.496 | 7.549 | 404.1153 | 12 | 17.1793 | 3.6843 | 0 | 0 | 11.7948 | 5.3845 | 3.6843 | 0.65238 | 70.769 | 0 | 0 | 7.549 | 12.045 | 2.9441 | 0 | 2.9441 | 1.7534 | 4.6976
2016-06-06 10:00 | 0.068 | 0 | 0 | 4.8 | 7.268 | 404.1153 | 12 | 17.1793 | 3.6843 | 0 | 0 | 11.817 | 5.3623 | 3.6843 | 0.65298 | 70.902 | 0 | 0 | 7.268 | 12.068 | 2.8345 | 0 | 2.8345 | 1.872 | 4.7065
2016-06-06 11:00 | 0.078 | 0 | 0 | 4.853 | 7.225 | 404.1153 | 12 | 17.1793 | 3.6843 | 0 | 0 | 11.8205 | 5.3588 | 3.6843 | 0.65308 | 70.923 | 0 | 0 | 7.225 | 12.078 | 2.8178 | 0 | 2.8178 | 1.8927 | 4.7104
2016-06-06 12:00 | 0.08 | 0 | 4.825 | 0 | 7.255 | 408.2648 | 12 | 17.1793 | 3.6843 | 0 | 0 | 14.3315 | 2.8478 | 3.6843 | 0.72192 | 70.117 | 9.285 | 3.095 | 10.35 | 10.35 | 2.8295 | 1.207 | 4.0365 | 0 | 4.0365
2016-06-06 13:00 | 0.067 | 0 | 4.273 | 0 | 7.794 | 411.9396 | 12 | 17.1793 | 3.6843 | 0 | 0 | 14.9215 | 2.2578 | 3.6843 | 0.7381 | 68.807 | 12.122 | 4.0407 | 11.8347 | 11.8347 | 3.0397 | 1.5759 | 4.6155 | 0 | 4.6155
2016-06-06 14:00 | 0.066 | 0 | 0 | 3.861 | 8.205 | 411.9396 | 12 | 17.1793 | 3.6843 | 0 | 0 | 4.169 | 13.0103 | 3.6843 | 0.4433 | 0 | 14.633 | 4.8777 | 13.0827 | 16.9437 | 3.1999 | 1.9023 | 5.1022 | 1.5058 | 6.608
2016-06-06 15:00 | 0.049 | 0 | 0 | 3.523 | 8.526 | 411.9396 | 12 | 17.1793 | 3.6843 | 0 | 0 | 15.8013 | 1.378 | 3.6843 | 0.76222 | 66.852 | 16.354 | 5.4513 | 13.9773 | 17.5003 | 3.3251 | 2.126 | 5.4512 | 1.374 | 6.8251
2016-06-06 16:00 | 0.021 | 0 | 0 | 3.627 | 8.394 | 411.9396 | 12 | 17.1793 | 3.6843 | 0 | 0 | 15.9958 | 1.1835 | 3.6843 | 0.76755 | 66.42 | 17.289 | 5.763 | 14.157 | 17.784 | 3.2737 | 2.2476 | 5.5212 | 1.4145 | 6.9358
2016-06-06 17:00 | 0.01 | 0 | 0 | 2.882 | 9.128 | 411.9396 | 12 | 17.1793 | 3.6843 | 0 | 0 | 11.0287 | 6.1507 | 3.6843 | 0.63137 | 66.172 | 0 | 0 | 9.128 | 12.01 | 3.5599 | 0 | 3.5599 | 1.124 | 4.6839
2016-06-06 18:00 | 0.001 | 0 | 0 | 0.504 | 11.497 | 411.9396 | 12 | 17.1793 | 3.6843 | 0 | 0 | 11.0338 | 6.1455 | 3.6843 | 0.63151 | 66.203 | 0 | 0 | 11.497 | 12.001 | 4.4838 | 0 | 4.4838 | 0.19656 | 4.6804
2016-06-06 19:00 | 0 | 3.562 | 0 | 0 | 18.562 | 407.7978 | 15 | 21.4742 | 4.6053 | 0 | 0 | 11.0522 | 10.422 | 4.6053 | 0.57141 | 66.313 | 0 | 0 | 18.562 | 18.562 | 7.2392 | 0 | 7.2392 | 0 | 7.2392
2016-06-06 20:00 | 0 | 4.424 | 0 | 0 | 19.424 | 402.6536 | 15 | 21.4742 | 4.6053 | 0 | 0 | 0 | 21.4742 | 4.6053 | 0.329 | 0 | 0 | 0 | 19.424 | 19.424 | 7.5754 | 0 | 7.5754 | 0 | 7.5754
2016-06-06 21:00 | 0 | 4.438 | 0 | 8.8818e-16 | 19.438 | 397.4931 | 15 | 21.4742 | 4.6053 | 0 | 0 | 0 | 21.4742 | 4.6053 | 0.329 | 0 | 0 | 0 | 19.438 | 19.438 | 7.5808 | 0 | 7.5808 | 3.4639e-16 | 7.5808
2016-06-06 22:00 | 0 | 2.939 | 0 | 0 | 17.939 | 394.0757 | 15 | 21.4742 | 4.6053 | 0 | 0 | 0 | 21.4742 | 4.6053 | 0.329 | 0 | 0 | 0 | 17.939 | 17.939 | 6.9962 | 0 | 6.9962 | 0 | 6.9962
2016-06-06 23:00 | 0 | 0 | 0 | 0 | 14.913 | 394.0757 | 14.913 | 21.3496 | 4.5786 | 0 | 0 | 0 | 21.3496 | 4.5786 | 0.329 | 0 | 0 | 0 | 14.913 | 14.913 | 5.8161 | 0 | 5.8161 | 0 | 5.8161
2016-06-07 | 0 | 0 | 0 | 0 | 12.125 | 394.0757 | 12.125 | 17.3583 | 3.7226 | 0 | 0 | 3.186 | 14.1723 | 3.7226 | 0.41545 | 0 | 11.183 | 3.7277 | 15.8527 | 15.8527 | 4.7287 | 1.4538 | 6.1825 | 0 | 6.1825
2016-06-07 01:00 | 0 | 0 | 0 | 1.76 | 10.24 | 394.0757 | 12 | 17.1793 | 3.6843 | 0 | 0 | 2.9912 | 14.1882 | 3.6843 | 0.41101 | 0 | 10.499 | 3.4997 | 13.7397 | 15.4997 | 3.9936 | 1.3649 | 5.3585 | 0.6864 | 6.0449
2016-06-07 02:00 | 0 | 0 | 0 | 2.223 | 9.777 | 394.0757 | 12 | 17.1793 | 3.6843 | 0 | 0 | 2.8237 | 14.3557 | 3.6843 | 0.40642 | 0 | 9.911 | 3.3037 | 13.0807 | 15.3037 | 3.813 | 1.2884 | 5.1015 | 0.86697 | 5.9684
2016-06-07 03:00 | 0 | 0 | 0 | 2.185 | 9.815 | 394.0757 | 12 | 17.1793 | 3.6843 | 0 | 0 | 2.6608 | 14.5185 | 3.6843 | 0.40195 | 0 | 9.339 | 3.113 | 12.928 | 15.113 | 3.8279 | 1.2141 | 5.0419 | 0.85215 | 5.8941
2016-06-07 04:00 | 0 | 0 | 0 | 2.815 | 9.185 | 394.0757 | 12 | 17.1793 | 3.6843 | 0 | 0 | 2.5018 | 14.6775 | 3.6843 | 0.39759 | 0 | 8.782 | 2.9273 | 12.1123 | 14.9273 | 3.5821 | 1.1417 | 4.7238 | 1.0978 | 5.8217
2016-06-07 05:00 | 0 | 0 | 0 | 2.92 | 9.08 | 394.0757 | 12 | 17.1793 | 3.6843 | 0 | 0 | 0 | 17.1793 | 3.6843 | 0.329 | 0 | 0 | 0 | 9.08 | 12 | 3.5412 | 0 | 3.5412 | 1.1388 | 4.68
2016-06-07 06:00 | 0 | 0 | 0 | 2.936 | 9.064 | 394.0757 | 12 | 17.1793 | 3.6843 | 0 | 0 | 0 | 17.1793 | 3.6843 | 0.329 | 0 | 0 | 0 | 9.064 | 12 | 3.535 | 0 | 3.535 | 1.145 | 4.68
2016-06-07 07:00 | 0 | 0 | 0 | 3.112 | 8.888 | 394.0757 | 12 | 17.1793 | 3.6843 | 0 | 0 | 0 | 17.1793 | 3.6843 | 0.329 | 0 | 0 | 0 | 8.888 | 12 | 3.4663 | 0 | 3.4663 | 1.2137 | 4.68
2016-06-07 08:00 | 0.007 | 0 | 4.382 | 0 | 7.625 | 397.8442 | 12 | 17.1793 | 3.6843 | 0 | 0 | 0 | 17.1793 | 3.6843 | 0.329 | 0 | 0 | 0 | 7.625 | 7.625 | 2.9737 | 0 | 2.9737 | 0 | 2.9737
2016-06-07 09:00 | 0.049 | 0 | 0 | 4.292 | 7.757 | 397.8442 | 12 | 17.1793 | 3.6843 | 0 | 0 | 11.9012 | 5.2782 | 3.6843 | 0.65529 | 71.407 | 0 | 0 | 7.757 | 12.049 | 3.0252 | 0 | 3.0252 | 1.6739 | 4.6991
2016-06-07 10:00 | 0.082 | 0 | 0 | 4.318 | 7.764 | 397.8442 | 12 | 17.1793 | 3.6843 | 0 | 0 | 11.9285 | 5.2508 | 3.6843 | 0.65604 | 71.571 | 0 | 0 | 7.764 | 12.082 | 3.028 | 0 | 3.028 | 1.684 | 4.712
2016-06-07 11:00 | 0.101 | 0 | 0 | 4.38 | 7.721 | 397.8442 | 12 | 17.1793 | 3.6843 | 0 | 0 | 11.9023 | 5.277 | 3.6843 | 0.65532 | 71.414 | 0 | 0 | 7.721 | 12.101 | 3.0112 | 0 | 3.0112 | 1.7082 | 4.7194
2016-06-07 12:00 | 0.104 | 0 | 0 | 4.4 | 7.704 | 397.8442 | 12 | 17.1793 | 3.6843 | 0 | 0 | 14.3513 | 2.828 | 3.6843 | 0.72247 | 70.073 | 9.381 | 3.127 | 10.831 | 15.231 | 3.0046 | 1.2195 | 4.2241 | 1.716 | 5.9401
2016-06-07 13:00 | 0.094 | 0 | 0 | 4.268 | 7.826 | 397.8442 | 12 | 17.1793 | 3.6843 | 0 | 0 | 14.8248 | 2.3545 | 3.6843 | 0.73545 | 69.021 | 11.658 | 3.886 | 11.712 | 15.98 | 3.0521 | 1.5155 | 4.5677 | 1.6645 | 6.2322
2016-06-07 14:00 | 0.083 | 0 | 0 | 3.809 | 8.274 | 397.8442 | 12 | 17.1793 | 3.6843 | 0 | 0 | 3.8452 | 13.3342 | 3.6843 | 0.43442 | 0 | 13.497 | 4.499 | 12.773 | 16.582 | 3.2269 | 1.7546 | 4.9815 | 1.4855 | 6.467
2016-06-07 15:00 | 0.053 | 0 | 0 | 3.284 | 8.769 | 397.8442 | 12 | 17.1793 | 3.6843 | 0 | 0 | 15.5057 | 1.6737 | 3.6843 | 0.75411 | 67.509 | 14.932 | 4.9773 | 13.7463 | 17.0303 | 3.4199 | 1.9412 | 5.3611 | 1.2808 | 6.6418
2016-06-07 16:00 | 0.034 | 0 | 0 | 3.131 | 8.903 | 397.8442 | 12 | 17.1793 | 3.6843 | 0 | 0 | 15.7605 | 1.4188 | 3.6843 | 0.7611 | 66.943 | 16.158 | 5.386 | 14.289 | 17.42 | 3.4722 | 2.1005 | 5.5727 | 1.2211 | 6.7938
2016-06-07 17:00 | 0.014 | 0 | 0 | 2.696 | 9.318 | 397.8442 | 12 | 17.1793 | 3.6843 | 0 | 0 | 11.1213 | 6.058 | 3.6843 | 0.63391 | 66.728 | 0 | 0 | 9.318 | 12.014 | 3.634 | 0 | 3.634 | 1.0514 | 4.6855
2016-06-07 18:00 | 0.002 | 0 | 0 | 0.355 | 11.647 | 397.8442 | 12 | 17.1793 | 3.6843 | 0 | 0 | 11.1453 | 6.034 | 3.6843 | 0.63457 | 66.872 | 0 | 0 | 11.647 | 12.002 | 4.5423 | 0 | 4.5423 | 0.13845 | 4.6808
2016-06-07 19:00 | 0 | 3.16 | 0 | 4.4409e-16 | 18.16 | 394.1698 | 15 | 21.4742 | 4.6053 | 0 | 0 | 11.228 | 10.2462 | 4.6053 | 0.57527 | 67.368 | 0 | 0 | 18.16 | 18.16 | 7.0824 | 0 | 7.0824 | 1.7319e-16 | 7.0824
2016-06-07 20:00 | 0 | 5.057 | 0 | 0 | 20.057 | 388.2895 | 15 | 21.4742 | 4.6053 | 0 | 0 | 0 | 21.4742 | 4.6053 | 0.329 | 0 | 0 | 0 | 20.057 | 20.057 | 7.8222 | 0 | 7.8222 | 0 | 7.8222
2016-06-07 21:00 | 0 | 5.476 | 0 | 0 | 20.476 | 381.9221 | 15 | 21.4742 | 4.6053 | 0 | 0 | 0 | 21.4742 | 4.6053 | 0.329 | 0 | 0 | 0 | 20.476 | 20.476 | 7.9856 | 0 | 7.9856 | 0 | 7.9856
2016-06-07 22:00 | 0 | 3.251 | 0 | 4.4409e-16 | 18.251 | 378.1419 | 15 | 21.4742 | 4.6053 | 0 | 0 | 0 | 21.4742 | 4.6053 | 0.329 | 0 | 0 | 0 | 18.251 | 18.251 | 7.1179 | 0 | 7.1179 | 1.7319e-16 | 7.1179
2016-06-07 23:00 | 0 | 0.42 | 0 | 4.4409e-16 | 15.42 | 377.6535 | 15 | 21.4742 | 4.6053 | 0 | 0 | 0 | 21.4742 | 4.6053 | 0.329 | 0 | 0 | 0 | 15.42 | 15.42 | 6.0138 | 0 | 6.0138 | 1.7319e-16 | 6.0138
2016-06-08 | 0 | 0 | 0 | 0 | 12.449 | 377.6535 | 12.449 | 17.8221 | 3.8221 | 0 | 0 | 2.5705 | 15.2516 | 3.8221 | 0.39693 | 0 | 9.022 | 3.0073 | 15.4563 | 15.4563 | 4.8551 | 1.1729 | 6.028 | 0 | 6.028
2016-06-08 01:00 | 0 | 0 | 0 | 1.28 | 10.72 | 377.6535 | 12 | 17.1793 | 3.6843 | 0 | 0 | 2.3685 | 14.8108 | 3.6843 | 0.39394 | 0 | 8.313 | 2.771 | 13.491 | 14.771 | 4.1808 | 1.0807 | 5.2615 | 0.4992 | 5.7607
2016-06-08 02:00 | 0 | 0 | 0 | 2.109 | 9.891 | 377.6535 | 12 | 17.1793 | 3.6843 | 0 | 0 | 2.2333 | 14.946 | 3.6843 | 0.39023 | 0 | 7.839 | 2.613 | 12.504 | 14.613 | 3.8575 | 1.0191 | 4.8766 | 0.82251 | 5.6991
2016-06-08 03:00 | 0 | 0 | 0 | 1.853 | 10.147 | 377.6535 | 12 | 17.1793 | 3.6843 | 0 | 0 | 2.1457 | 15.0337 | 3.6843 | 0.38783 | 0 | 7.531 | 2.5103 | 12.6573 | 14.5103 | 3.9573 | 0.97903 | 4.9364 | 0.72267 | 5.659
2016-06-08 04:00 | 0 | 0 | 0 | 1.843 | 10.157 | 377.6535 | 12 | 17.1793 | 3.6843 | 0 | 0 | 2.061 | 15.1183 | 3.6843 | 0.38551 | 0 | 7.234 | 2.4113 | 12.5683 | 14.4113 | 3.9612 | 0.94042 | 4.9017 | 0.71877 | 5.6204
2016-06-08 05:00 | 0 | 0 | 0 | 1.882 | 10.118 | 377.6535 | 12 | 17.1793 | 3.6843 | 0 | 0 | 0 | 17.1793 | 3.6843 | 0.329 | 0 | 0 | 0 | 10.118 | 12 | 3.946 | 0 | 3.946 | 0.73398 | 4.68
2016-06-08 06:00 | 0 | 0 | 0 | 2.689 | 9.311 | 377.6535 | 12 | 17.1793 | 3.6843 | 0 | 0 | 0 | 17.1793 | 3.6843 | 0.329 | 0 | 0 | 0 | 9.311 | 12 | 3.6313 | 0 | 3.6313 | 1.0487 | 4.68
2016-06-08 07:00 | 0 | 0 | 0 | 3.361 | 8.639 | 377.6535 | 12 | 17.1793 | 3.6843 | 0 | 0 | 0 | 17.1793 | 3.6843 | 0.329 | 0 | 0 | 0 | 8.639 | 12 | 3.3692 | 0 | 3.3692 | 1.3108 | 4.68
2016-06-08 08:00 | 0.01 | 0 | 0 | 4.603 | 7.407 | 377.6535 | 12 | 17.1793 | 3.6843 | 0 | 0 | 0 | 17.1793 | 3.6843 | 0.329 | 0 | 0 | 0 | 7.407 | 12.01 | 2.8887 | 0 | 2.8887 | 1.7952 | 4.6839
2016-06-08 09:00 | 0.034 | 0 | 0 | 4.57 | 7.464 | 377.6535 | 12 | 17.1793 | 3.6843 | 0 | 0 | 11.9743 | 5.205 | 3.6843 | 0.6573 | 71.846 | 0 | 0 | 7.464 | 12.034 | 2.911 | 0 | 2.911 | 1.7823 | 4.6933
2016-06-08 10:00 | 0.067 | 0 | 0 | 4.723 | 7.344 | 377.6535 | 12 | 17.1793 | 3.6843 | 0 | 0 | 12.0022 | 5.1772 | 3.6843 | 0.65806 | 72.013 | 0 | 0 | 7.344 | 12.067 | 2.8642 | 0 | 2.8642 | 1.842 | 4.7061
2016-06-08 11:00 | 0.088 | 0 | 0 | 4.722 | 7.366 | 377.6535 | 12 | 17.1793 | 3.6843 | 0 | 0 | 11.9945 | 5.1848 | 3.6843 | 0.65785 | 71.967 | 0 | 0 | 7.366 | 12.088 | 2.8727 | 0 | 2.8727 | 1.8416 | 4.7143
2016-06-08 12:00 | 0.103 | 0 | 0 | 4.414 | 7.689 | 377.6535 | 12 | 17.1793 | 3.6843 | 0 | 0 | 13.9113 | 3.268 | 3.6843 | 0.7104 | 71.05 | 7.264 | 2.4213 | 10.1103 | 14.5243 | 2.9987 | 0.94432 | 3.943 | 1.7215 | 5.6645
2016-06-08 13:00 | 0.101 | 0 | 0 | 4.013 | 8.088 | 377.6535 | 12 | 17.1793 | 3.6843 | 0 | 0 | 14.4757 | 2.7037 | 3.6843 | 0.72587 | 69.797 | 9.979 | 3.3263 | 11.4143 | 15.4273 | 3.1543 | 1.2973 | 4.4516 | 1.5651 | 6.0167
2016-06-08 14:00 | 0.078 | 0 | 0 | 3.319 | 8.759 | 377.6535 | 12 | 17.1793 | 3.6843 | 0 | 0 | 3.6983 | 13.481 | 3.6843 | 0.4304 | 0 | 12.981 | 4.327 | 13.086 | 16.405 | 3.416 | 1.6875 | 5.1035 | 1.2944 | 6.398
2016-06-08 15:00 | 0.06 | 0 | 0 | 2.944 | 9.116 | 377.6535 | 12 | 17.1793 | 3.6843 | 0 | 0 | 15.6193 | 1.56 | 3.6843 | 0.75723 | 67.256 | 15.479 | 5.1597 | 14.2757 | 17.2197 | 3.5552 | 2.0123 | 5.5675 | 1.1482 | 6.7157
2016-06-08 16:00 | 0.04 | 0 | 0 | 3.142 | 8.898 | 377.6535 | 12 | 17.1793 | 3.6843 | 0 | 0 | 15.9437 | 1.2357 | 3.6843 | 0.76612 | 66.536 | 17.039 | 5.6797 | 14.5777 | 17.7197 | 3.4702 | 2.2151 | 5.6853 | 1.2254 | 6.9107
2016-06-08 17:00 | 0.008 | 0 | 0 | 2.889 | 9.119 | 377.6535 | 12 | 17.1793 | 3.6843 | 0 | 0 | 11.0323 | 6.147 | 3.6843 | 0.63147 | 66.194 | 0 | 0 | 9.119 | 12.008 | 3.5564 | 0 | 3.5564 | 1.1267 | 4.6831
2016-06-08 18:00 | 0.001 | 0 | 0 | 0.672 | 11.329 | 377.6535 | 12 | 17.1793 | 3.6843 | 0 | 0 | 11.037 | 6.1423 | 3.6843 | 0.6316 | 66.222 | 0 | 0 | 11.329 | 12.001 | 4.4183 | 0 | 4.4183 | 0.26208 | 4.6804
2016-06-08 19:00 | 0 | 1.53 | 0 | 2.2204e-16 | 16.53 | 375.8744 | 15 | 21.4742 | 4.6053 | 0 | 0 | 11.1228 | 10.3513 | 4.6053 | 0.57296 | 66.737 | 0 | 0 | 16.53 | 16.53 | 6.4467 | 0 | 6.4467 | 8.6597e-17 | 6.4467
2016-06-08 20:00 | 0 | 3.792 | 0 | 0 | 18.792 | 371.4651 | 15 | 21.4742 | 4.6053 | 0 | 0 | 0 | 21.4742 | 4.6053 | 0.329 | 0 | 0 | 0 | 18.792 | 18.792 | 7.3289 | 0 | 7.3289 | 0 | 7.3289
2016-06-08 21:00 | 0 | 4.129 | 0 | 8.8818e-16 | 19.129 | 366.664 | 15 | 21.4742 | 4.6053 | 0 | 0 | 0 | 21.4742 | 4.6053 | 0.329 | 0 | 0 | 0 | 19.129 | 19.129 | 7.4603 | 0 | 7.4603 | 3.4639e-16 | 7.4603
2016-06-08 22:00 | 0 | 2.914 | 0 | 4.4409e-16 | 17.914 | 363.2756 | 15 | 21.4742 | 4.6053 | 0 | 0 | 0 | 21.4742 | 4.6053 | 0.329 | 0 | 0 | 0 | 17.914 | 17.914 | 6.9865 | 0 | 6.9865 | 1.7319e-16 | 6.9865
2016-06-08 23:00 | 0 | 1.221 | 0 | 0 | 16.221 | 361.8558 | 15 | 21.4742 | 4.6053 | 0 | 0 | 0 | 21.4742 | 4.6053 | 0.329 | 0 | 0 | 0 | 16.221 | 16.221 | 6.3262 | 0 | 6.3262 | 0 | 6.3262
2016-06-09 | 0 | 0 | 0 | 0 | 13.435 | 361.8558 | 13.435 | 19.2337 | 4.1248 | 0 | 0 | 2.655 | 16.5787 | 4.1248 | 0.39402 | 0 | 9.319 | 3.1063 | 16.5413 | 16.5413 | 5.2397 | 1.2115 | 6.4511 | 0 | 6.4511
2016-06-09 01:00 | 0 | 0 | 0 | 0.779 | 11.221 | 361.8558 | 12 | 17.1793 | 3.6843 | 0 | 0 | 2.4715 | 14.7078 | 3.6843 | 0.39676 | 0 | 8.675 | 2.8917 | 14.1127 | 14.8917 | 4.3762 | 1.1278 | 5.5039 | 0.30381 | 5.8078
2016-06-09 02:00 | 0 | 0 | 0 | 1.369 | 10.631 | 361.8558 | 12 | 17.1793 | 3.6843 | 0 | 0 | 2.322 | 14.8573 | 3.6843 | 0.39266 | 0 | 8.15 | 2.7167 | 13.3477 | 14.7167 | 4.1461 | 1.0595 | 5.2056 | 0.53391 | 5.7395
2016-06-09 03:00 | 0 | 0 | 0 | 1.617 | 10.383 | 361.8558 | 12 | 17.1793 | 3.6843 | 0 | 0 | 2.1835 | 14.9958 | 3.6843 | 0.38886 | 0 | 7.664 | 2.5547 | 12.9377 | 14.5547 | 4.0494 | 0.99632 | 5.0457 | 0.63063 | 5.6763
2016-06-09 04:00 | 0 | 0 | 0 | 1.469 | 10.531 | 361.8558 | 12 | 17.1793 | 3.6843 | 0 | 0 | 2.0013 | 15.178 | 3.6843 | 0.38387 | 0 | 7.025 | 2.3417 | 12.8727 | 14.3417 | 4.1071 | 0.91325 | 5.0203 | 0.57291 | 5.5933
2016-06-09 05:00 | 0 | 0 | 0 | 1.903 | 10.097 | 361.8558 | 12 | 17.1793 | 3.6843 | 0 | 0 | 0 | 17.1793 | 3.6843 | 0.329 | 0 | 0 | 0 | 10.097 | 12 | 3.9378 | 0 | 3.9378 | 0.74217 | 4.68
2016-06-09 06:00 | 0 | 0 | 0 | 1.955 | 10.045 | 361.8558 | 12 | 17.1793 | 3.6843 | 0 | 0 | 0 | 17.1793 | 3.6843 | 0.329 | 0 | 0 | 0 | 10.045 | 12 | 3.9175 | 0 | 3.9175 | 0.76245 | 4.68
2016-06-09 07:00 | 0 | 0 | 0 | 2.975 | 9.025 | 361.8558 | 12 | 17.1793 | 3.6843 | 0 | 0 | 0 | 17.1793 | 3.6843 | 0.329 | 0 | 0 | 0 | 9.025 | 12 | 3.5198 | 0 | 3.5198 | 1.1603 | 4.68
2016-06-09 08:00 | 0.008 | 0 | 0 | 4.964 | 7.044 | 361.8558 | 12 | 17.1793 | 3.6843 | 0 | 0 | 0 | 17.1793 | 3.6843 | 0.329 | 0 | 0 | 0 | 7.044 | 12.008 | 2.7472 | 0 | 2.7472 | 1.936 | 4.6831
2016-06-09 09:00 | 0.036 | 0 | 0 | 5.341 | 6.695 | 361.8558 | 12 | 17.1793 | 3.6843 | 0 | 0 | 11.9813 | 5.198 | 3.6843 | 0.65749 | 71.888 | 0 | 0 | 6.695 | 12.036 | 2.6111 | 0 | 2.6111 | 2.083 | 4.694
2016-06-09 10:00 | 0.069 | 0 | 0 | 5.433 | 6.636 | 361.8558 | 12 | 17.1793 | 3.6843 | 0 | 0 | 11.9923 | 5.187 | 3.6843 | 0.65779 | 71.954 | 0 | 0 | 6.636 | 12.069 | 2.588 | 0 | 2.588 | 2.1189 | 4.7069
2016-06-09 11:00 | 0.076 | 0 | 0 | 5.318 | 6.758 | 361.8558 | 12 | 17.1793 | 3.6843 | 0 | 0 | 11.9832 | 5.1962 | 3.6843 | 0.65754 | 71.899 | 0 | 0 | 6.758 | 12.076 | 2.6356 | 0 | 2.6356 | 2.074 | 4.7096
2016-06-09 12:00 | 0.099 | 0 | 0 | 4.861 | 7.238 | 361.8558 | 12 | 17.1793 | 3.6843 | 0 | 0 | 14.1283 | 3.051 | 3.6843 | 0.71635 | 70.568 | 8.308 | 2.7693 | 10.0073 | 14.8683 | 2.8228 | 1.08 | 3.9029 | 1.8958 | 5.7986
2016-06-09 13:00 | 0.115 | 0 | 0 | 4.625 | 7.49 | 361.8558 | 12 | 17.1793 | 3.6843 | 0 | 0 | 14.8627 | 2.3167 | 3.6843 | 0.73648 | 68.937 | 11.839 | 3.9463 | 11.4363 | 16.0613 | 2.9211 | 1.5391 | 4.4602 | 1.8037 | 6.2639
2016-06-09 14:00 | 0.093 | 0 | 0 | 3.946 | 8.147 | 361.8558 | 12 | 17.1793 | 3.6843 | 0 | 0 | 4.208 | 12.9713 | 3.6843 | 0.44437 | 0 | 14.77 | 4.9233 | 13.0703 | 17.0163 | 3.1773 | 1.9201 | 5.0974 | 1.5389 | 6.6364
2016-06-09 15:00 | 0.068 | 0 | 0 | 3.357 | 8.711 | 361.8558 | 12 | 17.1793 | 3.6843 | 0 | 0 | 15.9087 | 1.2707 | 3.6843 | 0.76516 | 66.614 | 16.871 | 5.6237 | 14.3347 | 17.6917 | 3.3973 | 2.1932 | 5.5905 | 1.3092 | 6.8998
2016-06-09 16:00 | 0.053 | 0 | 0 | 3.715 | 8.338 | 361.8558 | 12 | 17.1793 | 3.6843 | 0 | 0 | 16.1682 | 1.0112 | 3.6843 | 0.77228 | 66.038 | 18.118 | 6.0393 | 14.3773 | 18.0923 | 3.2518 | 2.3553 | 5.6072 | 1.4489 | 7.056
2016-06-09 17:00 | 0.014 | 0 | 0 | 3.033 | 8.981 | 361.8558 | 12 | 17.1793 | 3.6843 | 0 | 0 | 10.9727 | 6.2067 | 3.6843 | 0.62983 | 65.836 | 0 | 0 | 8.981 | 12.014 | 3.5026 | 0 | 3.5026 | 1.1829 | 4.6855
2016-06-09 18:00 | 0.002 | 0 | 0 | 1.035 | 10.967 | 361.8558 | 12 | 17.1793 | 3.6843 | 0 | 0 | 11.0022 | 6.1772 | 3.6843 | 0.63064 | 66.013 | 0 | 0 | 10.967 | 12.002 | 4.2771 | 0 | 4.2771 | 0.40365 | 4.6808
2016-06-09 19:00 | 0 | 2.283 | 0 | 8.8818e-16 | 17.283 | 359.2012 | 15 | 21.4742 | 4.6053 | 0 | 0 | 11.0578 | 10.4163 | 4.6053 | 0.57154 | 66.347 | 0 | 0 | 17.283 | 17.283 | 6.7404 | 0 | 6.7404 | 3.4639e-16 | 6.7404
2016-06-09 20:00 | 0 | 5.194 | 0 | 8.8818e-16 | 20.194 | 353.1616 | 15 | 21.4742 | 4.6053 | 0 | 0 | 0 | 21.4742 | 4.6053 | 0.329 | 0 | 0 | 0 | 20.194 | 20.194 | 7.8757 | 0 | 7.8757 | 3.4639e-16 | 7.8757
2016-06-09 21:00 | 0 | 4.699 | 0 | 0 | 19.699 | 347.6977 | 15 | 21.4742 | 4.6053 | 0 | 0 | 0 | 21.4742 | 4.6053 | 0.329 | 0 | 0 | 0 | 19.699 | 19.699 | 7.6826 | 0 | 7.6826 | 0 | 7.6826
2016-06-09 22:00 | 0 | 3.799 | 0 | 0 | 18.799 | 343.2802 | 15 | 21.4742 | 4.6053 | 0 | 0 | 0 | 21.4742 | 4.6053 | 0.329 | 0 | 0 | 0 | 18.799 | 18.799 | 7.3316 | 0 | 7.3316 | 0 | 7.3316
2016-06-09 23:00 | 0 | 1.538 | 0 | 6.6613e-16 | 16.538 | 341.4919 | 15 | 21.4742 | 4.6053 | 0 | 0 | 0 | 21.4742 | 4.6053 | 0.329 | 0 | 0 | 0 | 16.538 | 16.538 | 6.4498 | 0 | 6.4498 | 2.5979e-16 | 6.4498
2016-06-10 | 0 | 0 | 0 | 0 | 13.35 | 341.4919 | 13.35 | 19.112 | 4.0987 | 0 | 0 | 2.563 | 16.549 | 4.0987 | 0.39216 | 0 | 8.996 | 2.9987 | 16.3487 | 16.3487 | 5.2065 | 1.1695 | 6.376 | 0 | 6.376
2016-06-10 01:00 | 0 | 0 | 0 | 0.985 | 11.015 | 341.4919 | 12 | 17.1793 | 3.6843 | 0 | 0 | 2.3825 | 14.7968 | 3.6843 | 0.39432 | 0 | 8.363 | 2.7877 | 13.8027 | 14.7877 | 4.2959 | 1.0872 | 5.383 | 0.38415 | 5.7672
2016-06-10 02:00 | 0 | 0 | 0 | 1.321 | 10.679 | 341.4919 | 12 | 17.1793 | 3.6843 | 0 | 0 | 2.2667 | 14.9127 | 3.6843 | 0.39114 | 0 | 7.956 | 2.652 | 13.331 | 14.652 | 4.1648 | 1.0343 | 5.1991 | 0.51519 | 5.7143
2016-06-10 03:00 | 0 | 0 | 0 | 1.339 | 10.661 | 341.4919 | 12 | 17.1793 | 3.6843 | 0 | 0 | 2.1522 | 15.0272 | 3.6843 | 0.38801 | 0 | 7.554 | 2.518 | 13.179 | 14.518 | 4.1578 | 0.98202 | 5.1398 | 0.52221 | 5.662
2016-06-10 04:00 | 0 | 0 | 0 | 1.102 | 10.898 | 341.4919 | 12 | 17.1793 | 3.6843 | 0 | 0 | 2.0237 | 15.1557 | 3.6843 | 0.38448 | 0 | 7.103 | 2.3677 | 13.2657 | 14.3677 | 4.2502 | 0.92339 | 5.1736 | 0.42978 | 5.6034
2016-06-10 05:00 | 0 | 0 | 0 | 1.812 | 10.188 | 341.4919 | 12 | 17.1793 | 3.6843 | 0 | 0 | 0 | 17.1793 | 3.6843 | 0.329 | 0 | 0 | 0 | 10.188 | 12 | 3.9733 | 0 | 3.9733 | 0.70668 | 4.68
2016-06-10 06:00 | 0 | 0 | 0 | 2.534 | 9.466 | 341.4919 | 12 | 17.1793 | 3.6843 | 0 | 0 | 0 | 17.1793 | 3.6843 | 0.329 | 0 | 0 | 0 | 9.466 | 12 | 3.6917 | 0 | 3.6917 | 0.98826 | 4.68
2016-06-10 07:00 | 0 | 0 | 0 | 3.341 | 8.659 | 341.4919 | 12 | 17.1793 | 3.6843 | 0 | 0 | 0 | 17.1793 | 3.6843 | 0.329 | 0 | 0 | 0 | 8.659 | 12 | 3.377 | 0 | 3.377 | 1.303 | 4.68
2016-06-10 08:00 | 0.008 | 0 | 0 | 4.388 | 7.62 | 341.4919 | 12 | 17.1793 | 3.6843 | 0 | 0 | 0 | 17.1793 | 3.6843 | 0.329 | 0 | 0 | 0 | 7.62 | 12.008 | 2.9718 | 0 | 2.9718 | 1.7113 | 4.6831
2016-06-10 09:00 | 0.019 | 0 | 0 | 4.634 | 7.385 | 341.4919 | 12 | 17.1793 | 3.6843 | 0 | 0 | 12.0033 | 5.176 | 3.6843 | 0.65809 | 72.02 | 0 | 0 | 7.385 | 12.019 | 2.8801 | 0 | 2.8801 | 1.8073 | 4.6874
2016-06-10 10:00 | 0.06 | 0 | 0 | 4.96 | 7.1 | 341.4919 | 12 | 17.1793 | 3.6843 | 0 | 0 | 12.0258 | 5.1535 | 3.6843 | 0.65871 | 72.155 | 0 | 0 | 7.1 | 12.06 | 2.769 | 0 | 2.769 | 1.9344 | 4.7034
2016-06-10 11:00 | 0.078 | 0 | 0 | 4.889 | 7.189 | 341.4919 | 12 | 17.1793 | 3.6843 | 0 | 0 | 12.0208 | 5.1585 | 3.6843 | 0.65857 | 72.125 | 0 | 0 | 7.189 | 12.078 | 2.8037 | 0 | 2.8037 | 1.9067 | 4.7104
2016-06-10 12:00 | 0.103 | 0 | 0 | 4.761 | 7.342 | 341.4919 | 12 | 17.1793 | 3.6843 | 0 | 0 | 14.0147 | 3.1647 | 3.6843 | 0.71324 | 70.82 | 7.762 | 2.5873 | 9.9293 | 14.6903 | 2.8634 | 1.0091 | 3.8724 | 1.8568 | 5.7292
2016-06-10 13:00 | 0.115 | 0 | 0 | 4.758 | 7.357 | 341.4919 | 12 | 17.1793 | 3.6843 | 0 | 0 | 14.7062 | 2.4732 | 3.6843 | 0.73219 | 69.285 | 11.087 | 3.6957 | 11.0527 | 15.8107 | 2.8692 | 1.4413 | 4.3105 | 1.8556 | 6.1662
2016-06-10 14:00 | 0.1 | 0 | 0 | 4.666 | 7.434 | 341.4919 | 12 | 17.1793 | 3.6843 | 0 | 0 | 3.9847 | 13.1947 | 3.6843 | 0.43825 | 0 | 13.986 | 4.662 | 12.096 | 16.762 | 2.8993 | 1.8182 | 4.7174 | 1.8197 | 6.5372
2016-06-10 15:00 | 0.068 | 0 | 0 | 3.941 | 8.127 | 341.4919 | 12 | 17.1793 | 3.6843 | 0 | 0 | 15.7873 | 1.392 | 3.6843 | 0.76184 | 66.883 | 16.287 | 5.429 | 13.556 | 17.497 | 3.1695 | 2.1173 | 5.2868 | 1.537 | 6.8238
2016-06-10 16:00 | 0.051 | 0 | 0 | 3.785 | 8.266 | 341.4919 | 12 | 17.1793 | 3.6843 | 0 | 0 | 16.1478 | 1.0315 | 3.6843 | 0.77172 | 66.083 | 18.02 | 6.0067 | 14.2727 | 18.0577 | 3.2237 | 2.3426 | 5.5663 | 1.4761 | 7.0425
2016-06-10 17:00 | 0.021 | 0 | 0 | 3.488 | 8.533 | 341.4919 | 12 | 17.1793 | 3.6843 | 0 | 0 | 10.9245 | 6.2548 | 3.6843 | 0.62851 | 65.547 | 0 | 0 | 8.533 | 12.021 | 3.3279 | 0 | 3.3279 | 1.3603 | 4.6882
2016-06-10 18:00 | 0.003 | 0 | 0 | 1.269 | 10.734 | 341.4919 | 12 | 17.1793 | 3.6843 | 0 | 0 | 10.8862 | 6.2932 | 3.6843 | 0.62746 | 65.317 | 0 | 0 | 10.734 | 12.003 | 4.1863 | 0 | 4.1863 | 0.49491 | 4.6812
2016-06-10 19:00 | 0 | 1.757 | 0 | 8.8818e-16 | 16.757 | 339.4488 | 15 | 21.4742 | 4.6053 | 0 | 0 | 10.9028 | 10.5713 | 4.6053 | 0.56814 | 65.417 | 0 | 0 | 16.757 | 16.757 | 6.5352 | 0 | 6.5352 | 3.4639e-16 | 6.5352
2016-06-10 20:00 | 0 | 3.951 | 0 | 0 | 18.951 | 334.8547 | 15 | 21.4742 | 4.6053 | 0 | 0 | 0 | 21.4742 | 4.6053 | 0.329 | 0 | 0 | 0 | 18.951 | 18.951 | 7.3909 | 0 | 7.3909 | 0 | 7.3909
2016-06-10 21:00 | 0 | 3.468 | 0 | 4.4409e-16 | 18.468 | 330.8221 | 15 | 21.4742 | 4.6053 | 0 | 0 | 0 | 21.4742 | 4.6053 | 0.329 | 0 | 0 | 0 | 18.468 | 18.468 | 7.2025 | 0 | 7.2025 | 1.7319e-16 | 7.2025
2016-06-10 22:00 | 0 | 3.033 | 0 | 0 | 18.033 | 327.2953 | 15 | 21.4742 | 4.6053 | 0 | 0 | 0 | 21.4742 | 4.6053 | 0.329 | 0 | 0 | 0 | 18.033 | 18.033 | 7.0329 | 0 | 7.0329 | 0 | 7.0329
2016-06-10 23:00 | 0 | 0.615 | 0 | 3.3307e-16 | 15.615 | 326.5802 | 15 | 21.4742 | 4.6053 | 0 | 0 | 0 | 21.4742 | 4.6053 | 0.329 | 0 | 0 | 0 | 15.615 | 15.615 | 6.0899 | 0 | 6.0899 | 1.299e-16 | 6.0899
2016-06-11 | 0 | 0 | 0 | 0 | 12.832 | 326.5802 | 12.832 | 18.3704 | 3.9397 | 0 | 0 | 2.8722 | 15.4983 | 3.9397 | 0.40264 | 0 | 10.081 | 3.3603 | 16.1923 | 16.1923 | 5.0045 | 1.3105 | 6.315 | 0 | 6.315
2016-06-11 01:00 | 0 | 0 | 0 | 1.145 | 10.855 | 326.5802 | 12 | 17.1793 | 3.6843 | 0 | 0 | 2.6725 | 14.5068 | 3.6843 | 0.40227 | 0 | 9.381 | 3.127 | 13.982 | 15.127 | 4.2335 | 1.2195 | 5.453 | 0.44655 | 5.8995
2016-06-11 02:00 | 0 | 0 | 0 | 2.056 | 9.944 | 326.5802 | 12 | 17.1793 | 3.6843 | 0 | 0 | 2.5002 | 14.6792 | 3.6843 | 0.39755 | 0 | 8.776 | 2.9253 | 12.8693 | 14.9253 | 3.8782 | 1.1409 | 5.019 | 0.80184 | 5.8209
2016-06-11 03:00 | 0 | 0 | 0 | 1.826 | 10.174 | 326.5802 | 12 | 17.1793 | 3.6843 | 0 | 0 | 2.3817 | 14.7977 | 3.6843 | 0.3943 | 0 | 8.36 | 2.7867 | 12.9607 | 14.7867 | 3.9679 | 1.0868 | 5.0547 | 0.71214 | 5.7668
2016-06-11 04:00 | 0 | 0 | 0 | 1.439 | 10.561 | 326.5802 | 12 | 17.1793 | 3.6843 | 0 | 0 | 2.289 | 14.8903 | 3.6843 | 0.39176 | 0 | 8.035 | 2.6783 | 13.2393 | 14.6783 | 4.1188 | 1.0446 | 5.1633 | 0.56121 | 5.7245
2016-06-11 05:00 | 0 | 0 | 0 | 1.885 | 10.115 | 326.5802 | 12 | 17.1793 | 3.6843 | 0 | 0 | 0 | 17.1793 | 3.6843 | 0.329 | 0 | 0 | 0 | 10.115 | 12 | 3.9449 | 0 | 3.9449 | 0.73515 | 4.68
2016-06-11 06:00 | 0 | 0 | 0 | 2.392 | 9.608 | 326.5802 | 12 | 17.1793 | 3.6843 | 0 | 0 | 0 | 17.1793 | 3.6843 | 0.329 | 0 | 0 | 0 | 9.608 | 12 | 3.7471 | 0 | 3.7471 | 0.93288 | 4.68
2016-06-11 07:00 | 0 | 0 | 0 | 3.264 | 8.736 | 326.5802 | 12 | 17.1793 | 3.6843 | 0 | 0 | 0 | 17.1793 | 3.6843 | 0.329 | 0 | 0 | 0 | 8.736 | 12 | 3.407 | 0 | 3.407 | 1.273 | 4.68
2016-06-11 08:00 | 0.007 | 0 | 0 | 4.342 | 7.665 | 326.5802 | 12 | 17.1793 | 3.6843 | 0 | 0 | 0 | 17.1793 | 3.6843 | 0.329 | 0 | 0 | 0 | 7.665 | 12.007 | 2.9893 | 0 | 2.9893 | 1.6934 | 4.6827
2016-06-11 09:00 | 0.018 | 0 | 0 | 4.443 | 7.575 | 326.5802 | 12 | 17.1793 | 3.6843 | 0 | 0 | 11.8687 | 5.3107 | 3.6843 | 0.6544 | 71.212 | 0 | 0 | 7.575 | 12.018 | 2.9543 | 0 | 2.9543 | 1.7328 | 4.687
2016-06-11 10:00 | 0.03 | 0 | 0 | 4.568 | 7.462 | 326.5802 | 12 | 17.1793 | 3.6843 | 0 | 0 | 11.8628 | 5.3165 | 3.6843 | 0.65424 | 71.177 | 0 | 0 | 7.462 | 12.03 | 2.9102 | 0 | 2.9102 | 1.7815 | 4.6917
2016-06-11 11:00 | 0.089 | 0 | 0 | 4.62 | 7.469 | 326.5802 | 12 | 17.1793 | 3.6843 | 0 | 0 | 11.8425 | 5.3368 | 3.6843 | 0.65368 | 71.055 | 0 | 0 | 7.469 | 12.089 | 2.9129 | 0 | 2.9129 | 1.8018 | 4.7147
2016-06-11 12:00 | 0.094 | 0 | 0 | 4.626 | 7.468 | 326.5802 | 12 | 17.1793 | 3.6843 | 0 | 0 | 14.3763 | 2.803 | 3.6843 | 0.72315 | 70.017 | 9.501 | 3.167 | 10.635 | 15.261 | 2.9125 | 1.2351 | 4.1476 | 1.8041 | 5.9518
2016-06-11 13:00 | 0.114 | 0 | 0 | 4.746 | 7.368 | 326.5802 | 12 | 17.1793 | 3.6843 | 0 | 0 | 14.945 | 2.2343 | 3.6843 | 0.73874 | 68.754 | 12.236 | 4.0787 | 11.4467 | 16.1927 | 2.8735 | 1.5907 | 4.4642 | 1.8509 | 6.3151
2016-06-11 14:00 | 0.126 | 0 | 0 | 4.373 | 7.753 | 326.5802 | 12 | 17.1793 | 3.6843 | 0 | 0 | 4.2233 | 12.956 | 3.6843 | 0.44479 | 0 | 14.824 | 4.9413 | 12.6943 | 17.0673 | 3.0237 | 1.9271 | 4.9508 | 1.7055 | 6.6563
2016-06-11 15:00 | 0.107 | 0 | 0 | 4.135 | 7.972 | 326.5802 | 12 | 17.1793 | 3.6843 | 0 | 0 | 15.798 | 1.3813 | 3.6843 | 0.76213 | 66.86 | 16.338 | 5.446 | 13.418 | 17.553 | 3.1091 | 2.1239 | 5.233 | 1.6127 | 6.8457
2016-06-11 16:00 | 0.057 | 0 | 0 | 3.66 | 8.397 | 326.5802 | 12 | 17.1793 | 3.6843 | 0 | 0 | 15.9492 | 1.2302 | 3.6843 | 0.76627 | 66.524 | 17.065 | 5.6883 | 14.0853 | 17.7453 | 3.2748 | 2.2184 | 5.4933 | 1.4274 | 6.9207
2016-06-11 17:00 | 0.024 | 0 | 0 | 3.018 | 9.006 | 326.5802 | 12 | 17.1793 | 3.6843 | 0 | 0 | 11.0598 | 6.1195 | 3.6843 | 0.63222 | 66.359 | 0 | 0 | 9.006 | 12.024 | 3.5123 | 0 | 3.5123 | 1.177 | 4.6894
2016-06-11 18:00 | 0.001 | 0 | 0 | 0.586 | 11.415 | 326.5802 | 12 | 17.1793 | 3.6843 | 0 | 0 | 11.0592 | 6.1202 | 3.6843 | 0.63221 | 66.355 | 0 | 0 | 11.415 | 12.001 | 4.4518 | 0 | 4.4518 | 0.22854 | 4.6804
2016-06-11 19:00 | 0 | 2.411 | 0 | 4.4409e-16 | 17.411 | 323.7767 | 15 | 21.4742 | 4.6053 | 0 | 0 | 11.1117 | 10.3625 | 4.6053 | 0.57272 | 66.67 | 0 | 0 | 17.411 | 17.411 | 6.7903 | 0 | 6.7903 | 1.7319e-16 | 6.7903
2016-06-11 20:00 | 0 | 4.5 | 0 | 0 | 19.5 | 318.5442 | 15 | 21.4742 | 4.6053 | 0 | 0 | 0 | 21.4742 | 4.6053 | 0.329 | 0 | 0 | 0 | 19.5 | 19.5 | 7.605 | 0 | 7.605 | 0 | 7.605
2016-06-11 21:00 | 0 | 4.192 | 0 | 0 | 19.192 | 313.6698 | 15 | 21.4742 | 4.6053 | 0 | 0 | 0 | 21.4742 | 4.6053 | 0.329 | 0 | 0 | 0 | 19.192 | 19.192 | 7.4849 | 0 | 7.4849 | 0 | 7.4849
2016-06-11 22:00 | 0 | 2.752 | 0 | 8.8818e-16 | 17.752 | 310.4698 | 15 | 21.4742 | 4.6053 | 0 | 0 | 0 | 21.4742 | 4.6053 | 0.329 | 0 | 0 | 0 | 17.752 | 17.752 | 6.9233 | 0 | 6.9233 | 3.4639e-16 | 6.9233
2016-06-11 23:00 | 0 | 0.23 | 0 | 0 | 15.23 | 310.2023 | 15 | 21.4742 | 4.6053 | 0 | 0 | 0 | 21.4742 | 4.6053 | 0.329 | 0 | 0 | 0 | 15.23 | 15.23 | 5.9397 | 0 | 5.9397 | 0 | 5.9397
2016-06-12 | 0 | 0 | 0 | 0 | 12.443 | 310.2023 | 12.443 | 17.8135 | 3.8203 | 0 | 0 | 2.8802 | 14.9334 | 3.8203 | 0.40515 | 0 | 10.11 | 3.37 | 15.813 | 15.813 | 4.8528 | 1.3143 | 6.1671 | 0 | 6.1671
2016-06-12 01:00 | 0 | 0 | 0 | 0.856 | 11.144 | 310.2023 | 12 | 17.1793 | 3.6843 | 0 | 0 | 2.7145 | 14.4648 | 3.6843 | 0.40342 | 0 | 9.528 | 3.176 | 14.32 | 15.176 | 4.3462 | 1.2386 | 5.5848 | 0.33384 | 5.9186
2016-06-12 02:00 | 0 | 0 | 0 | 1.746 | 10.254 | 310.2023 | 12 | 17.1793 | 3.6843 | 0 | 0 | 2.6282 | 14.5512 | 3.6843 | 0.40106 | 0 | 9.225 | 3.075 | 13.329 | 15.075 | 3.9991 | 1.1992 | 5.1983 | 0.68094 | 5.8793
2016-06-12 03:00 | 0 | 0 | 0 | 1.343 | 10.657 | 310.2023 | 12 | 17.1793 | 3.6843 | 0 | 0 | 2.5848 | 14.5945 | 3.6843 | 0.39987 | 0 | 9.073 | 3.0243 | 13.6813 | 15.0243 | 4.1562 | 1.1795 | 5.3357 | 0.52377 | 5.8595
2016-06-12 04:00 | 0 | 0 | 0 | 1.574 | 10.426 | 310.2023 | 12 | 17.1793 | 3.6843 | 0 | 0 | 2.507 | 14.6723 | 3.6843 | 0.39773 | 0 | 8.8 | 2.9333 | 13.3593 | 14.9333 | 4.0661 | 1.144 | 5.2101 | 0.61386 | 5.824
2016-06-12 05:00 | 0 | 0 | 0 | 1.886 | 10.114 | 310.2023 | 12 | 17.1793 | 3.6843 | 0 | 0 | 0 | 17.1793 | 3.6843 | 0.329 | 0 | 0 | 0 | 10.114 | 12 | 3.9445 | 0 | 3.9445 | 0.73554 | 4.68
2016-06-12 06:00 | 0 | 0 | 0 | 2.412 | 9.588 | 310.2023 | 12 | 17.1793 | 3.6843 | 0 | 0 | 0 | 17.1793 | 3.6843 | 0.329 | 0 | 0 | 0 | 9.588 | 12 | 3.7393 | 0 | 3.7393 | 0.94068 | 4.68
2016-06-12 07:00 | 0 | 0 | 0 | 2.993 | 9.007 | 310.2023 | 12 | 17.1793 | 3.6843 | 0 | 0 | 0 | 17.1793 | 3.6843 | 0.329 | 0 | 0 | 0 | 9.007 | 12 | 3.5127 | 0 | 3.5127 | 1.1673 | 4.68
2016-06-12 08:00 | 0.007 | 0 | 0 | 4.275 | 7.732 | 310.2023 | 12 | 17.1793 | 3.6843 | 0 | 0 | 0 | 17.1793 | 3.6843 | 0.329 | 0 | 0 | 0 | 7.732 | 12.007 | 3.0155 | 0 | 3.0155 | 1.6672 | 4.6827
2016-06-12 09:00 | 0.024 | 0 | 0 | 4.564 | 7.46 | 310.2023 | 12 | 17.1793 | 3.6843 | 0 | 0 | 11.7665 | 5.4128 | 3.6843 | 0.6516 | 70.599 | 0 | 0 | 7.46 | 12.024 | 2.9094 | 0 | 2.9094 | 1.78 | 4.6894
2016-06-12 10:00 | 0.032 | 0 | 0 | 4.732 | 7.3 | 310.2023 | 12 | 17.1793 | 3.6843 | 0 | 0 | 11.7982 | 5.3812 | 3.6843 | 0.65247 | 70.789 | 0 | 0 | 7.3 | 12.032 | 2.847 | 0 | 2.847 | 1.8455 | 4.6925
2016-06-12 11:00 | 0.093 | 0 | 0 | 5.062 | 7.031 | 310.2023 | 12 | 17.1793 | 3.6843 | 0 | 0 | 11.7982 | 5.3812 | 3.6843 | 0.65247 | 70.789 | 0 | 0 | 7.031 | 12.093 | 2.7421 | 0 | 2.7421 | 1.9742 | 4.7163
2016-06-12 12:00 | 0.121 | 0 | 0 | 4.756 | 7.365 | 310.2023 | 12 | 17.1793 | 3.6843 | 0 | 0 | 14.3143 | 2.865 | 3.6843 | 0.72145 | 70.155 | 9.202 | 3.0673 | 10.4323 | 15.1883 | 2.8723 | 1.1963 | 4.0686 | 1.8548 | 5.9234
2016-06-12 13:00 | 0.119 | 0 | 0 | 4.414 | 7.705 | 310.2023 | 12 | 17.1793 | 3.6843 | 0 | 0 | 14.634 | 2.5453 | 3.6843 | 0.73022 | 69.445 | 10.74 | 3.58 | 11.285 | 15.699 | 3.005 | 1.3962 | 4.4012 | 1.7215 | 6.1226
2016-06-12 14:00 | 0.087 | 0 | 0 | 4.107 | 7.98 | 310.2023 | 12 | 17.1793 | 3.6843 | 0 | 0 | 3.427 | 13.7523 | 3.6843 | 0.42296 | 0 | 12.029 | 4.0097 | 11.9897 | 16.0967 | 3.1122 | 1.5638 | 4.676 | 1.6017 | 6.2777
2016-06-12 15:00 | 0.1 | 0 | 0 | 3.711 | 8.389 | 310.2023 | 12 | 17.1793 | 3.6843 | 0 | 0 | 15.1412 | 2.0382 | 3.6843 | 0.74412 | 68.318 | 13.179 | 4.393 | 12.782 | 16.493 | 3.2717 | 1.7133 | 4.985 | 1.4473 | 6.4323
2016-06-12 16:00 | 0.073 | 0 | 0 | 3.813 | 8.26 | 310.2023 | 12 | 17.1793 | 3.6843 | 0 | 0 | 15.372 | 1.8073 | 3.6843 | 0.75045 | 67.806 | 14.289 | 4.763 | 13.023 | 16.836 | 3.2214 | 1.8576 | 5.079 | 1.4871 | 6.566
2016-06-12 17:00 | 0.039 | 0 | 0 | 3.707 | 8.332 | 310.2023 | 12 | 17.1793 | 3.6843 | 0 | 0 | 11.2323 | 5.947 | 3.6843 | 0.63695 | 67.394 | 0 | 0 | 8.332 | 12.039 | 3.2495 | 0 | 3.2495 | 1.4457 | 4.6952
2016-06-12 18:00 | 0.006 | 0 | 0 | 0.505 | 11.501 | 310.2023 | 12 | 17.1793 | 3.6843 | 0 | 0 | 11.2017 | 5.9777 | 3.6843 | 0.63611 | 67.21 | 0 | 0 | 11.501 | 12.006 | 4.4854 | 0 | 4.4854 | 0.19695 | 4.6823
2016-06-12 19:00 | 0 | 2.939 | 0 | 0 | 17.939 | 306.7849 | 15 | 21.4742 | 4.6053 | 0 | 0 | 11.2132 | 10.261 | 4.6053 | 0.57494 | 67.279 | 0 | 0 | 17.939 | 17.939 | 6.9962 | 0 | 6.9962 | 0 | 6.9962
2016-06-12 20:00 | 0 | 4.246 | 0 | 0 | 19.246 | 301.8477 | 15 | 21.4742 | 4.6053 | 0 | 0 | 0 | 21.4742 | 4.6053 | 0.329 | 0 | 0 | 0 | 19.246 | 19.246 | 7.5059 | 0 | 7.5059 | 0 | 7.5059
2016-06-12 21:00 | 0 | 4.197 | 0 | 8.8818e-16 | 19.197 | 296.9674 | 15 | 21.4742 | 4.6053 | 0 | 0 | 0 | 21.4742 | 4.6053 | 0.329 | 0 | 0 | 0 | 19.197 | 19.197 | 7.4868 | 0 | 7.4868 | 3.4639e-16 | 7.4868
2016-06-12 22:00 | 0 | 2.011 | 0 | 4.4409e-16 | 17.011 | 294.6291 | 15 | 21.4742 | 4.6053 | 0 | 0 | 0 | 21.4742 | 4.6053 | 0.329 | 0 | 0 | 0 | 17.011 | 17.011 | 6.6343 | 0 | 6.6343 | 1.7319e-16 | 6.6343
2016-06-12 23:00 | 0 | 0 | 0 | 0 | 14.563 | 294.6291 | 14.563 | 20.8486 | 4.4712 | 0 | 0 | 0 | 20.8486 | 4.4712 | 0.329 | 0 | 0 | 0 | 14.563 | 14.563 | 5.6796 | 0 | 5.6796 | 0 | 5.6796
2016-06-13 | 0 | 0 | 0 | 0 | 12.438 | 294.6291 | 12.438 | 17.8064 | 3.8187 | 0 | 0 | 2.7667 | 15.0397 | 3.8187 | 0.40218 | 0 | 9.711 | 3.237 | 15.675 | 15.675 | 4.8508 | 1.2624 | 6.1133 | 0 | 6.1133
2016-06-13 01:00 | 0 | 0 | 0 | 1.08 | 10.92 | 294.6291 | 12 | 17.1793 | 3.6843 | 0 | 0 | 2.6795 | 14.4998 | 3.6843 | 0.40246 | 0 | 9.405 | 3.135 | 14.055 | 15.135 | 4.2588 | 1.2227 | 5.4814 | 0.4212 | 5.9027
2016-06-13 02:00 | 0 | 0 | 0 | 1.645 | 10.355 | 294.6291 | 12 | 17.1793 | 3.6843 | 0 | 0 | 2.5613 | 14.618 | 3.6843 | 0.39922 | 0 | 8.99 | 2.9967 | 13.3517 | 14.9967 | 4.0385 | 1.1687 | 5.2072 | 0.64155 | 5.8487
2016-06-13 03:00 | 0 | 0 | 0 | 1.658 | 10.342 | 294.6291 | 12 | 17.1793 | 3.6843 | 0 | 0 | 2.4043 | 14.775 | 3.6843 | 0.39492 | 0 | 8.439 | 2.813 | 13.155 | 14.813 | 4.0334 | 1.0971 | 5.1305 | 0.64662 | 5.7771
2016-06-13 04:00 | 0 | 0 | 0 | 1.575 | 10.425 | 294.6291 | 12 | 17.1793 | 3.6843 | 0 | 0 | 2.1987 | 14.9807 | 3.6843 | 0.38928 | 0 | 7.717 | 2.5723 | 12.9973 | 14.5723 | 4.0658 | 1.0032 | 5.069 | 0.61425 | 5.6832
2016-06-13 05:00 | 0 | 0 | 0 | 1.694 | 10.306 | 294.6291 | 12 | 17.1793 | 3.6843 | 0 | 0 | 0 | 17.1793 | 3.6843 | 0.329 | 0 | 0 | 0 | 10.306 | 12 | 4.0193 | 0 | 4.0193 | 0.66066 | 4.68
2016-06-13 06:00 | 0 | 0 | 0 | 2.039 | 9.961 | 294.6291 | 12 | 17.1793 | 3.6843 | 0 | 0 | 0 | 17.1793 | 3.6843 | 0.329 | 0 | 0 | 0 | 9.961 | 12 | 3.8848 | 0 | 3.8848 | 0.79521 | 4.68
2016-06-13 07:00 | 0 | 0 | 0 | 2.569 | 9.431 | 294.6291 | 12 | 17.1793 | 3.6843 | 0 | 0 | 0 | 17.1793 | 3.6843 | 0.329 | 0 | 0 | 0 | 9.431 | 12 | 3.6781 | 0 | 3.6781 | 1.0019 | 4.68
2016-06-13 08:00 | 0.005 | 0 | 0 | 4.295 | 7.71 | 294.6291 | 12 | 17.1793 | 3.6843 | 0 | 0 | 0 | 17.1793 | 3.6843 | 0.329 | 0 | 0 | 0 | 7.71 | 12.005 | 3.0069 | 0 | 3.0069 | 1.6751 | 4.682
2016-06-13 09:00 | 0.02 | 0 | 0 | 4.802 | 7.218 | 294.6291 | 12 | 17.1793 | 3.6843 | 0 | 0 | 11.9843 | 5.195 | 3.6843 | 0.65757 | 71.906 | 0 | 0 | 7.218 | 12.02 | 2.815 | 0 | 2.815 | 1.8728 | 4.6878
2016-06-13 10:00 | 0.048 | 0 | 0 | 4.724 | 7.324 | 294.6291 | 12 | 17.1793 | 3.6843 | 0 | 0 | 11.9948 | 5.1845 | 3.6843 | 0.65786 | 71.969 | 0 | 0 | 7.324 | 12.048 | 2.8564 | 0 | 2.8564 | 1.8424 | 4.6987
2016-06-13 11:00 | 0.052 | 0 | 0 | 5.033 | 7.019 | 294.6291 | 12 | 17.1793 | 3.6843 | 0 | 0 | 11.9992 | 5.1802 | 3.6843 | 0.65798 | 71.995 | 0 | 0 | 7.019 | 12.052 | 2.7374 | 0 | 2.7374 | 1.9629 | 4.7003
2016-06-13 12:00 | 0.093 | 0 | 0 | 4.437 | 7.656 | 294.6291 | 12 | 17.1793 | 3.6843 | 0 | 0 | 13.8058 | 3.3735 | 3.6843 | 0.70751 | 71.284 | 6.757 | 2.2523 | 9.9083 | 14.3453 | 2.9858 | 0.87841 | 3.8643 | 1.7304 | 5.5947
2016-06-13 13:00 | 0.141 | 0 | 0 | 4.724 | 7.417 | 294.6291 | 12 | 17.1793 | 3.6843 | 0 | 0 | 14.2862 | 2.8932 | 3.6843 | 0.72068 | 70.217 | 9.068 | 3.0227 | 10.4397 | 15.1637 | 2.8926 | 1.1788 | 4.0715 | 1.8424 | 5.9138
2016-06-13 14:00 | 0.12 | 0 | 0 | 4.069 | 8.051 | 294.6291 | 12 | 17.1793 | 3.6843 | 0 | 0 | 3.3438 | 13.8355 | 3.6843 | 0.42068 | 0 | 11.737 | 3.9123 | 11.9633 | 16.0323 | 3.1399 | 1.5258 | 4.6657 | 1.5869 | 6.2526
2016-06-13 15:00 | 0.107 | 0 | 0 | 3.61 | 8.497 | 294.6291 | 12 | 17.1793 | 3.6843 | 0 | 0 | 15.325 | 1.8543 | 3.6843 | 0.74916 | 67.91 | 14.063 | 4.6877 | 13.1847 | 16.7947 | 3.3138 | 1.8282 | 5.142 | 1.4079 | 6.5499
2016-06-13 16:00 | 0.075 | 0 | 0 | 3.479 | 8.596 | 294.6291 | 12 | 17.1793 | 3.6843 | 0 | 0 | 15.627 | 1.5523 | 3.6843 | 0.75744 | 67.24 | 15.515 | 5.1717 | 13.7677 | 17.2467 | 3.3524 | 2.017 | 5.3694 | 1.3568 | 6.7262
2016-06-13 17:00 | 0.033 | 0 | 0 | 3.189 | 8.844 | 294.6291 | 12 | 17.1793 | 3.6843 | 0 | 0 | 11.1558 | 6.0235 | 3.6843 | 0.63486 | 66.935 | 0 | 0 | 8.844 | 12.033 | 3.4492 | 0 | 3.4492 | 1.2437 | 4.6929
2016-06-13 18:00 | 0.004 | 0 | 0 | 0.746 | 11.258 | 294.6291 | 12 | 17.1793 | 3.6843 | 0 | 0 | 11.1655 | 6.0138 | 3.6843 | 0.63512 | 66.993 | 0 | 0 | 11.258 | 12.004 | 4.3906 | 0 | 4.3906 | 0.29094 | 4.6816
2016-06-13 19:00 | 0 | 2.725 | 0 | 0 | 17.725 | 291.4605 | 15 | 21.4742 | 4.6053 | 0 | 0 | 11.2378 | 10.2363 | 4.6053 | 0.57548 | 67.427 | 0 | 0 | 17.725 | 17.725 | 6.9128 | 0 | 6.9128 | 0 | 6.9128
2016-06-13 20:00 | 0 | 3.788 | 0 | 0 | 18.788 | 287.0558 | 15 | 21.4742 | 4.6053 | 0 | 0 | 0 | 21.4742 | 4.6053 | 0.329 | 0 | 0 | 0 | 18.788 | 18.788 | 7.3273 | 0 | 7.3273 | 0 | 7.3273
2016-06-13 21:00 | 0 | 3.756 | 0 | 0 | 18.756 | 282.6884 | 15 | 21.4742 | 4.6053 | 0 | 0 | 0 | 21.4742 | 4.6053 | 0.329 | 0 | 0 | 0 | 18.756 | 18.756 | 7.3148 | 0 | 7.3148 | 0 | 7.3148
2016-06-13 22:00 | 0 | 2.31 | 0 | 0 | 17.31 | 280.0023 | 15 | 21.4742 | 4.6053 | 0 | 0 | 0 | 21.4742 | 4.6053 | 0.329 | 0 | 0 | 0 | 17.31 | 17.31 | 6.7509 | 0 | 6.7509 | 0 | 6.7509
2016-06-13 23:00 | 0 | 0.141 | 0 | 1.249e-15 | 15.141 | 279.8384 | 15 | 21.4742 | 4.6053 | 0 | 0 | 0 | 21.4742 | 4.6053 | 0.329 | 0 | 0 | 0 | 15.141 | 15.141 | 5.905 | 0 | 5.905 | 4.8711e-16 | 5.905
2016-06-14 | 0 | 0 | 0 | 0 | 12.841 | 279.8384 | 12.841 | 18.3833 | 3.9425 | 0 | 0 | 2.3732 | 16.0101 | 3.9425 | 0.3898 | 0 | 8.33 | 2.7767 | 15.6177 | 15.6177 | 5.008 | 1.0829 | 6.0909 | 0 | 6.0909
2016-06-14 01:00 | 0 | 0 | 0 | 1.036 | 10.964 | 279.8384 | 12 | 17.1793 | 3.6843 | 0 | 0 | 2.2488 | 14.9305 | 3.6843 | 0.39066 | 0 | 7.894 | 2.6313 | 13.5953 | 14.6313 | 4.276 | 1.0262 | 5.3022 | 0.40404 | 5.7062
2016-06-14 02:00 | 0 | 0 | 0 | 2.002 | 9.998 | 279.8384 | 12 | 17.1793 | 3.6843 | 0 | 0 | 2.1643 | 15.015 | 3.6843 | 0.38834 | 0 | 7.597 | 2.5323 | 12.5303 | 14.5323 | 3.8992 | 0.98761 | 4.8868 | 0.78078 | 5.6676
2016-06-14 03:00 | 0 | 0 | 0 | 2.269 | 9.731 | 279.8384 | 12 | 17.1793 | 3.6843 | 0 | 0 | 2.061 | 15.1183 | 3.6843 | 0.38551 | 0 | 7.234 | 2.4113 | 12.1423 | 14.4113 | 3.7951 | 0.94042 | 4.7355 | 0.88491 | 5.6204
2016-06-14 04:00 | 0 | 0 | 0 | 2.37 | 9.63 | 279.8384 | 12 | 17.1793 | 3.6843 | 0 | 0 | 1.8847 | 15.2947 | 3.6843 | 0.38067 | 0 | 6.615 | 2.205 | 11.835 | 14.205 | 3.7557 | 0.85995 | 4.6156 | 0.9243 | 5.54
2016-06-14 05:00 | 0 | 0 | 0 | 2.346 | 9.654 | 279.8384 | 12 | 17.1793 | 3.6843 | 0 | 0 | 0 | 17.1793 | 3.6843 | 0.329 | 0 | 0 | 0 | 9.654 | 12 | 3.7651 | 0 | 3.7651 | 0.91494 | 4.68
2016-06-14 06:00 | 0 | 0 | 0 | 2.691 | 9.309 | 279.8384 | 12 | 17.1793 | 3.6843 | 0 | 0 | 0 | 17.1793 | 3.6843 | 0.329 | 0 | 0 | 0 | 9.309 | 12 | 3.6305 | 0 | 3.6305 | 1.0495 | 4.68
2016-06-14 07:00 | 0 | 0 | 0 | 3.289 | 8.711 | 279.8384 | 12 | 17.1793 | 3.6843 | 0 | 0 | 0 | 17.1793 | 3.6843 | 0.329 | 0 | 0 | 0 | 8.711 | 12 | 3.3973 | 0 | 3.3973 | 1.2827 | 4.68
2016-06-14 08:00 | 0.01 | 0 | 0 | 4.462 | 7.548 | 279.8384 | 12 | 17.1793 | 3.6843 | 0 | 0 | 0 | 17.1793 | 3.6843 | 0.329 | 0 | 0 | 0 | 7.548 | 12.01 | 2.9437 | 0 | 2.9437 | 1.7402 | 4.6839
2016-06-14 09:00 | 0.039 | 0 | 0 | 4.838 | 7.201 | 279.8384 | 12 | 17.1793 | 3.6843 | 0 | 0 | 12.0207 | 5.1587 | 3.6843 | 0.65857 | 72.124 | 0 | 0 | 7.201 | 12.039 | 2.8084 | 0 | 2.8084 | 1.8868 | 4.6952
2016-06-14 10:00 | 0.079 | 0 | 0 | 4.586 | 7.493 | 279.8384 | 12 | 17.1793 | 3.6843 | 0 | 0 | 11.9968 | 5.1825 | 3.6843 | 0.65791 | 71.981 | 0 | 0 | 7.493 | 12.079 | 2.9223 | 0 | 2.9223 | 1.7885 | 4.7108
2016-06-14 11:00 | 0.136 | 0 | 0 | 4.651 | 7.485 | 279.8384 | 12 | 17.1793 | 3.6843 | 0 | 0 | 11.9613 | 5.218 | 3.6843 | 0.65694 | 71.768 | 0 | 0 | 7.485 | 12.136 | 2.9192 | 0 | 2.9192 | 1.8139 | 4.733
2016-06-14 12:00 | 0.132 | 0 | 0 | 4.469 | 7.663 | 279.8384 | 12 | 17.1793 | 3.6843 | 0 | 0 | 13.834 | 3.3453 | 3.6843 | 0.70828 | 71.222 | 6.893 | 2.2977 | 9.9607 | 14.4297 | 2.9886 | 0.89609 | 3.8847 | 1.7429 | 5.6276
2016-06-14 13:00 | 0.148 | 0 | 0 | 4.221 | 7.927 | 279.8384 | 12 | 17.1793 | 3.6843 | 0 | 0 | 14.1557 | 3.0237 | 3.6843 | 0.7171 | 70.507 | 8.439 | 2.813 | 10.74 | 14.961 | 3.0915 | 1.0971 | 4.1886 | 1.6462 | 5.8348
2016-06-14 14:00 | 0.131 | 0 | 0 | 3.924 | 8.207 | 279.8384 | 12 | 17.1793 | 3.6843 | 0 | 0 | 2.927 | 14.2523 | 3.6843 | 0.40925 | 0 | 10.274 | 3.4247 | 11.6317 | 15.5557 | 3.2007 | 1.3356 | 4.5364 | 1.5304 | 6.0667
2016-06-14 15:00 | 0.112 | 0 | 0 | 3.51 | 8.602 | 279.8384 | 12 | 17.1793 | 3.6843 | 0 | 0 | 14.8537 | 2.3257 | 3.6843 | 0.73624 | 68.957 | 11.796 | 3.932 | 12.534 | 16.044 | 3.3548 | 1.5335 | 4.8883 | 1.3689 | 6.2572
2016-06-14 16:00 | 0.091 | 0 | 0 | 3.803 | 8.288 | 279.8384 | 12 | 17.1793 | 3.6843 | 0 | 0 | 15.0732 | 2.1062 | 3.6843 | 0.74226 | 68.47 | 12.852 | 4.284 | 12.572 | 16.375 | 3.2323 | 1.6708 | 4.9031 | 1.4832 | 6.3862
2016-06-14 17:00 | 0.023 | 0 | 0 | 3.594 | 8.429 | 279.8384 | 12 | 17.1793 | 3.6843 | 0 | 0 | 11.356 | 5.8233 | 3.6843 | 0.64034 | 68.136 | 0 | 0 | 8.429 | 12.023 | 3.2873 | 0 | 3.2873 | 1.4017 | 4.689
2016-06-14 18:00 | 0.003 | 0 | 0 | 1.276 | 10.727 | 279.8384 | 12 | 17.1793 | 3.6843 | 0 | 0 | 11.3312 | 5.8482 | 3.6843 | 0.63966 | 67.987 | 0 | 0 | 10.727 | 12.003 | 4.1835 | 0 | 4.1835 | 0.49764 | 4.6812
2016-06-14 19:00 | 0 | 0.689 | 0 | 0 | 15.689 | 279.0372 | 15 | 21.4742 | 4.6053 | 0 | 0 | 11.346 | 10.1282 | 4.6053 | 0.57786 | 68.076 | 0 | 0 | 15.689 | 15.689 | 6.1187 | 0 | 6.1187 | 0 | 6.1187
2016-06-14 20:00 | 0 | 2.552 | 0 | 0 | 17.552 | 276.0698 | 15 | 21.4742 | 4.6053 | 0 | 0 | 0 | 21.4742 | 4.6053 | 0.329 | 0 | 0 | 0 | 17.552 | 17.552 | 6.8453 | 0 | 6.8453 | 0 | 6.8453
2016-06-14 21:00 | 0 | 2.889 | 0 | 0 | 17.889 | 272.7105 | 15 | 21.4742 | 4.6053 | 0 | 0 | 0 | 21.4742 | 4.6053 | 0.329 | 0 | 0 | 0 | 17.889 | 17.889 | 6.9767 | 0 | 6.9767 | 0 | 6.9767
2016-06-14 22:00 | 0 | 2.227 | 0 | 8.8818e-16 | 17.227 | 270.1209 | 15 | 21.4742 | 4.6053 | 0 | 0 | 0 | 21.4742 | 4.6053 | 0.329 | 0 | 0 | 0 | 17.227 | 17.227 | 6.7185 | 0 | 6.7185 | 3.4639e-16 | 6.7185
2016-06-14 23:00 | 0 | 0.074 | 0 | 4.1633e-16 | 15.074 | 270.0349 | 15 | 21.4742 | 4.6053 | 0 | 0 | 0 | 21.4742 | 4.6053 | 0.329 | 0 | 0 | 0 | 15.074 | 15.074 | 5.8789 | 0 | 5.8789 | 1.6237e-16 | 5.8789
2016-06-15 | 0 | 0 | 0 | 0 | 12.91 | 270.0349 | 12.91 | 18.4821 | 3.9636 | 0 | 0 | 2.1355 | 16.3466 | 3.9636 | 0.38342 | 0 | 7.496 | 2.4987 | 15.4087 | 15.4087 | 5.0349 | 0.97448 | 6.0094 | 0 | 6.0094
2016-06-15 01:00 | 0 | 0 | 0 | 1.229 | 10.771 | 270.0349 | 12 | 17.1793 | 3.6843 | 0 | 0 | 1.9945 | 15.1848 | 3.6843 | 0.38368 | 0 | 7.001 | 2.3337 | 13.1047 | 14.3337 | 4.2007 | 0.91013 | 5.1108 | 0.47931 | 5.5901
2016-06-15 02:00 | 0 | 0 | 0 | 2.267 | 9.733 | 270.0349 | 12 | 17.1793 | 3.6843 | 0 | 0 | 1.8825 | 15.2968 | 3.6843 | 0.38061 | 0 | 6.608 | 2.2027 | 11.9357 | 14.2027 | 3.7959 | 0.85904 | 4.6549 | 0.88413 | 5.539
2016-06-15 03:00 | 0 | 0 | 0 | 2.535 | 9.465 | 270.0349 | 12 | 17.1793 | 3.6843 | 0 | 0 | 1.7647 | 15.4147 | 3.6843 | 0.37738 | 0 | 6.194 | 2.0647 | 11.5297 | 14.0647 | 3.6913 | 0.80522 | 4.4966 | 0.98865 | 5.4852
2016-06-15 04:00 | 0 | 0 | 0 | 3.035 | 8.965 | 270.0349 | 12 | 17.1793 | 3.6843 | 0 | 0 | 1.6358 | 15.5435 | 3.6843 | 0.37385 | 0 | 5.742 | 1.914 | 10.879 | 13.914 | 3.4964 | 0.74646 | 4.2428 | 1.1837 | 5.4265
2016-06-15 05:00 | 0 | 0 | 0 | 3.21 | 8.79 | 270.0349 | 12 | 17.1793 | 3.6843 | 0 | 0 | 0 | 17.1793 | 3.6843 | 0.329 | 0 | 0 | 0 | 8.79 | 12 | 3.4281 | 0 | 3.4281 | 1.2519 | 4.68
2016-06-15 06:00 | 0 | 0 | 0 | 2.941 | 9.059 | 270.0349 | 12 | 17.1793 | 3.6843 | 0 | 0 | 0 | 17.1793 | 3.6843 | 0.329 | 0 | 0 | 0 | 9.059 | 12 | 3.533 | 0 | 3.533 | 1.147 | 4.68
2016-06-15 07:00 | 0 | 0 | 0 | 3.546 | 8.454 | 270.0349 | 12 | 17.1793 | 3.6843 | 0 | 0 | 0 | 17.1793 | 3.6843 | 0.329 | 0 | 0 | 0 | 8.454 | 12 | 3.2971 | 0 | 3.2971 | 1.3829 | 4.68
2016-06-15 08:00 | 0.016 | 0 | 0 | 4.206 | 7.81 | 270.0349 | 12 | 17.1793 | 3.6843 | 0 | 0 | 0 | 17.1793 | 3.6843 | 0.329 | 0 | 0 | 0 | 7.81 | 12.016 | 3.0459 | 0 | 3.0459 | 1.6403 | 4.6862
2016-06-15 09:00 | 0.069 | 0 | 0 | 4.267 | 7.802 | 270.0349 | 12 | 17.1793 | 3.6843 | 0 | 0 | 12.0605 | 5.1188 | 3.6843 | 0.65966 | 72.363 | 0 | 0 | 7.802 | 12.069 | 3.0428 | 0 | 3.0428 | 1.6641 | 4.7069
2016-06-15 10:00 | 0.065 | 0 | 0 | 4.121 | 7.944 | 270.0349 | 12 | 17.1793 | 3.6843 | 0 | 0 | 12.0585 | 5.1208 | 3.6843 | 0.6596 | 72.351 | 0 | 0 | 7.944 | 12.065 | 3.0982 | 0 | 3.0982 | 1.6072 | 4.7053
2016-06-15 11:00 | 0.065 | 0 | 0 | 4.256 | 7.809 | 270.0349 | 12 | 17.1793 | 3.6843 | 0 | 0 | 12.0625 | 5.1168 | 3.6843 | 0.65971 | 72.375 | 0 | 0 | 7.809 | 12.065 | 3.0455 | 0 | 3.0455 | 1.6598 | 4.7054
2016-06-15 12:00 | 0.088 | 0 | 0 | 4.21 | 7.878 | 270.0349 | 12 | 17.1793 | 3.6843 | 0 | 0 | 13.7575 | 3.4218 | 3.6843 | 0.70618 | 71.392 | 6.524 | 2.1747 | 10.0527 | 14.2627 | 3.0724 | 0.84812 | 3.9205 | 1.6419 | 5.5624
2016-06-15 13:00 | 0.082 | 0 | 0 | 3.952 | 8.13 | 270.0349 | 12 | 17.1793 | 3.6843 | 0 | 0 | 14.438 | 2.7413 | 3.6843 | 0.72484 | 69.88 | 9.798 | 3.266 | 11.396 | 15.348 | 3.1707 | 1.2737 | 4.4444 | 1.5413 | 5.9857
2016-06-15 14:00 | 0.062 | 0 | 0 | 3.791 | 8.271 | 270.0349 | 12 | 17.1793 | 3.6843 | 0 | 0 | 3.6597 | 13.5197 | 3.6843 | 0.42934 | 0 | 12.845 | 4.2817 | 12.5527 | 16.3437 | 3.2257 | 1.6699 | 4.8955 | 1.4785 | 6.374
2016-06-15 15:00 | 0.03 | 0 | 0 | 3.996 | 8.034 | 270.0349 | 12 | 17.1793 | 3.6843 | 0 | 0 | 15.549 | 1.6303 | 3.6843 | 0.7553 | 67.413 | 15.141 | 5.047 | 13.081 | 17.077 | 3.1333 | 1.9683 | 5.1016 | 1.5584 | 6.66
2016-06-15 16:00 | 0.018 | 0 | 0 | 4.29 | 7.728 | 270.0349 | 12 | 17.1793 | 3.6843 | 0 | 0 | 15.8743 | 1.305 | 3.6843 | 0.76422 | 66.69 | 16.705 | 5.5683 | 13.2963 | 17.5863 | 3.0139 | 2.1717 | 5.1856 | 1.6731 | 6.8587
2016-06-15 17:00 | 0.007 | 0 | 0 | 3.607 | 8.4 | 270.0349 | 12 | 17.1793 | 3.6843 | 0 | 0 | 11.0375 | 6.1418 | 3.6843 | 0.63161 | 66.225 | 0 | 0 | 8.4 | 12.007 | 3.276 | 0 | 3.276 | 1.4067 | 4.6827
2016-06-15 18:00 | 0.001 | 0 | 0 | 1.871 | 10.13 | 270.0349 | 12 | 17.1793 | 3.6843 | 0 | 0 | 11.0205 | 6.1588 | 3.6843 | 0.63115 | 66.123 | 0 | 0 | 10.13 | 12.001 | 3.9507 | 0 | 3.9507 | 0.72969 | 4.6804
2016-06-15 19:00 | 0 | 0.959 | 0 | 0 | 15.959 | 268.9198 | 15 | 21.4742 | 4.6053 | 0 | 0 | 11.063 | 10.4112 | 4.6053 | 0.57165 | 66.378 | 0 | 0 | 15.959 | 15.959 | 6.224 | 0 | 6.224 | 0 | 6.224
2016-06-15 20:00 | 0 | 2.559 | 0 | 0 | 17.559 | 265.9442 | 15 | 21.4742 | 4.6053 | 0 | 0 | 0 | 21.4742 | 4.6053 | 0.329 | 0 | 0 | 0 | 17.559 | 17.559 | 6.848 | 0 | 6.848 | 0 | 6.848
2016-06-15 21:00 | 0 | 2.144 | 0 | 4.4409e-16 | 17.144 | 263.4512 | 15 | 21.4742 | 4.6053 | 0 | 0 | 0 | 21.4742 | 4.6053 | 0.329 | 0 | 0 | 0 | 17.144 | 17.144 | 6.6862 | 0 | 6.6862 | 1.7319e-16 | 6.6862
2016-06-15 22:00 | 0 | 1.131 | 0 | 2.2204e-16 | 16.131 | 262.136 | 15 | 21.4742 | 4.6053 | 0 | 0 | 0 | 21.4742 | 4.6053 | 0.329 | 0 | 0 | 0 | 16.131 | 16.131 | 6.2911 | 0 | 6.2911 | 8.6597e-17 | 6.2911
2016-06-15 23:00 | 0 | 0.723 | 0 | 1.2212e-15 | 15.723 | 261.2953 | 15 | 21.4742 | 4.6053 | 0 | 0 | 0 | 21.4742 | 4.6053 | 0.329 | 0 | 0 | 0 | 15.723 | 15.723 | 6.132 | 0 | 6.132 | 4.7629e-16 | 6.132
2016-06-16 | 0 | 0 | 0 | 0 | 13.349 | 261.2953 | 13.349 | 19.1106 | 4.0984 | 0 | 0 | 2.5237 | 16.5869 | 4.0984 | 0.3912 | 0 | 8.858 | 2.9527 | 16.3017 | 16.3017 | 5.2061 | 1.1515 | 6.3576 | 0 | 6.3576
2016-06-16 01:00 | 0 | 0 | 0 | 1.07 | 10.93 | 261.2953 | 12 | 17.1793 | 3.6843 | 0 | 0 | 2.279 | 14.9003 | 3.6843 | 0.39148 | 0 | 7.999 | 2.6663 | 13.5963 | 14.6663 | 4.2627 | 1.0399 | 5.3026 | 0.4173 | 5.7199
2016-06-16 02:00 | 0 | 0 | 0 | 1.854 | 10.146 | 261.2953 | 12 | 17.1793 | 3.6843 | 0 | 0 | 2.0865 | 15.0928 | 3.6843 | 0.3862 | 0 | 7.324 | 2.4413 | 12.5873 | 14.4413 | 3.9569 | 0.95212 | 4.9091 | 0.72306 | 5.6321
2016-06-16 03:00 | 0 | 0 | 0 | 2.223 | 9.777 | 261.2953 | 12 | 17.1793 | 3.6843 | 0 | 0 | 1.921 | 15.2583 | 3.6843 | 0.38167 | 0 | 6.743 | 2.2477 | 12.0247 | 14.2477 | 3.813 | 0.87659 | 4.6896 | 0.86697 | 5.5566
2016-06-16 04:00 | 0 | 0 | 0 | 2.603 | 9.397 | 261.2953 | 12 | 17.1793 | 3.6843 | 0 | 0 | 1.7802 | 15.3992 | 3.6843 | 0.37781 | 0 | 6.248 | 2.0827 | 11.4797 | 14.0827 | 3.6648 | 0.81224 | 4.4771 | 1.0152 | 5.4922
2016-06-16 05:00 | 0 | 0 | 0 | 2.645 | 9.355 | 261.2953 | 12 | 17.1793 | 3.6843 | 0 | 0 | 0 | 17.1793 | 3.6843 | 0.329 | 0 | 0 | 0 | 9.355 | 12 | 3.6484 | 0 | 3.6484 | 1.0315 | 4.68
2016-06-16 06:00 | 0 | 0 | 0 | 2.804 | 9.196 | 261.2953 | 12 | 17.1793 | 3.6843 | 0 | 0 | 0 | 17.1793 | 3.6843 | 0.329 | 0 | 0 | 0 | 9.196 | 12 | 3.5864 | 0 | 3.5864 | 1.0936 | 4.68
2016-06-16 07:00 | 0 | 0 | 0 | 3.301 | 8.699 | 261.2953 | 12 | 17.1793 | 3.6843 | 0 | 0 | 0 | 17.1793 | 3.6843 | 0.329 | 0 | 0 | 0 | 8.699 | 12 | 3.3926 | 0 | 3.3926 | 1.2874 | 4.68
2016-06-16 08:00 | 0.006 | 0 | 0 | 4.273 | 7.733 | 261.2953 | 12 | 17.1793 | 3.6843 | 0 | 0 | 0 | 17.1793 | 3.6843 | 0.329 | 0 | 0 | 0 | 7.733 | 12.006 | 3.0159 | 0 | 3.0159 | 1.6665 | 4.6823
2016-06-16 09:00 | 0.017 | 0 | 0 | 4.329 | 7.688 | 261.2953 | 12 | 17.1793 | 3.6843 | 0 | 0 | 12.079 | 5.1003 | 3.6843 | 0.66017 | 72.474 | 0 | 0 | 7.688 | 12.017 | 2.9983 | 0 | 2.9983 | 1.6883 | 4.6866
2016-06-16 10:00 | 0.034 | 0 | 0 | 4.733 | 7.301 | 261.2953 | 12 | 17.1793 | 3.6843 | 0 | 0 | 12.0997 | 5.0797 | 3.6843 | 0.66073 | 72.598 | 0 | 0 | 7.301 | 12.034 | 2.8474 | 0 | 2.8474 | 1.8459 | 4.6933
2016-06-16 11:00 | 0.058 | 0 | 0 | 4.647 | 7.411 | 261.2953 | 12 | 17.1793 | 3.6843 | 0 | 0 | 12.0992 | 5.0802 | 3.6843 | 0.66072 | 72.595 | 0 | 0 | 7.411 | 12.058 | 2.8903 | 0 | 2.8903 | 1.8123 | 4.7026
2016-06-16 12:00 | 0.09 | 0 | 0 | 4.709 | 7.381 | 261.2953 | 12 | 17.1793 | 3.6843 | 0 | 0 | 13.7197 | 3.4597 | 3.6843 | 0.70515 | 71.476 | 6.343 | 2.1143 | 9.4953 | 14.2043 | 2.8786 | 0.82459 | 3.7032 | 1.8365 | 5.5397
2016-06-16 13:00 | 0.092 | 0 | 0 | 4.472 | 7.62 | 261.2953 | 12 | 17.1793 | 3.6843 | 0 | 0 | 14.3218 | 2.8575 | 3.6843 | 0.72166 | 70.138 | 9.239 | 3.0797 | 10.6997 | 15.1717 | 2.9718 | 1.2011 | 4.1729 | 1.7441 | 5.9169
2016-06-16 14:00 | 0.101 | 0 | 0 | 4.02 | 8.081 | 261.2953 | 12 | 17.1793 | 3.6843 | 0 | 0 | 3.4043 | 13.775 | 3.6843 | 0.42234 | 0 | 11.949 | 3.983 | 12.064 | 16.084 | 3.1516 | 1.5534 | 4.705 | 1.5678 | 6.2728
2016-06-16 15:00 | 0.085 | 0 | 0 | 3.902 | 8.183 | 261.2953 | 12 | 17.1793 | 3.6843 | 0 | 0 | 15.3602 | 1.8192 | 3.6843 | 0.75012 | 67.832 | 14.233 | 4.7443 | 12.9273 | 16.8293 | 3.1914 | 1.8503 | 5.0417 | 1.5218 | 6.5634
2016-06-16 16:00 | 0.057 | 0 | 0 | 3.918 | 8.139 | 261.2953 | 12 | 17.1793 | 3.6843 | 0 | 0 | 15.7122 | 1.4672 | 3.6843 | 0.75978 | 67.05 | 15.925 | 5.3083 | 13.4473 | 17.3653 | 3.1742 | 2.0703 | 5.2445 | 1.528 | 6.7725
2016-06-16 17:00 | 0.011 | 0 | 0 | 3.8 | 8.211 | 261.2953 | 12 | 17.1793 | 3.6843 | 0 | 0 | 11.0993 | 6.08 | 3.6843 | 0.63331 | 66.596 | 0 | 0 | 8.211 | 12.011 | 3.2023 | 0 | 3.2023 | 1.482 | 4.6843
2016-06-16 18:00 | 0.001 | 0 | 0 | 1.267 | 10.734 | 261.2953 | 12 | 17.1793 | 3.6843 | 0 | 0 | 11.0505 | 6.1288 | 3.6843 | 0.63197 | 66.303 | 0 | 0 | 10.734 | 12.001 | 4.1863 | 0 | 4.1863 | 0.49413 | 4.6804
2016-06-16 19:00 | 0 | 2.569 | 0 | 0 | 17.569 | 258.3081 | 15 | 21.4742 | 4.6053 | 0 | 0 | 11.056 | 10.4182 | 4.6053 | 0.57149 | 66.336 | 0 | 0 | 17.569 | 17.569 | 6.8519 | 0 | 6.8519 | 0 | 6.8519
2016-06-16 20:00 | 0 | 4.422 | 0 | 0 | 19.422 | 253.1663 | 15 | 21.4742 | 4.6053 | 0 | 0 | 0 | 21.4742 | 4.6053 | 0.329 | 0 | 0 | 0 | 19.422 | 19.422 | 7.5746 | 0 | 7.5746 | 0 | 7.5746
2016-06-16 21:00 | 0 | 3.484 | 0 | 0 | 18.484 | 249.1151 | 15 | 21.4742 | 4.6053 | 0 | 0 | 0 | 21.4742 | 4.6053 | 0.329 | 0 | 0 | 0 | 18.484 | 18.484 | 7.2088 | 0 | 7.2088 | 0 | 7.2088
2016-06-16 22:00 | 0 | 2.211 | 0 | 8.8818e-16 | 17.211 | 246.5442 | 15 | 21.4742 | 4.6053 | 0 | 0 | 0 | 21.4742 | 4.6053 | 0.329 | 0 | 0 | 0 | 17.211 | 17.211 | 6.7123 | 0 | 6.7123 | 3.4639e-16 | 6.7123
2016-06-16 23:00 | 0 | 0.04 | 0 | 0 | 15.04 | 246.4977 | 15 | 21.4742 | 4.6053 | 0 | 0 | 0 | 21.4742 | 4.6053 | 0.329 | 0 | 0 | 0 | 15.04 | 15.04 | 5.8656 | 0 | 5.8656 | 0 | 5.8656
2016-06-17 | 0 | 0 | 0 | 0 | 12.416 | 246.4977 | 12.416 | 17.7749 | 3.812 | 0 | 0 | 2.657 | 15.1179 | 3.812 | 0.39941 | 0 | 9.326 | 3.1087 | 15.5247 | 15.5247 | 4.8422 | 1.2124 | 6.0546 | 0 | 6.0546
2016-06-17 01:00 | 0 | 0 | 0 | 1.449 | 10.551 | 246.4977 | 12 | 17.1793 | 3.6843 | 0 | 0 | 2.3943 | 14.785 | 3.6843 | 0.39464 | 0 | 8.404 | 2.8013 | 13.3523 | 14.8013 | 4.1149 | 1.0925 | 5.2074 | 0.56511 | 5.7725
2016-06-17 02:00 | 0 | 0 | 0 | 2.209 | 9.791 | 246.4977 | 12 | 17.1793 | 3.6843 | 0 | 0 | 2.187 | 14.9923 | 3.6843 | 0.38896 | 0 | 7.676 | 2.5587 | 12.3497 | 14.5587 | 3.8185 | 0.99788 | 4.8164 | 0.86151 | 5.6779
2016-06-17 03:00 | 0 | 0 | 0 | 2.034 | 9.966 | 246.4977 | 12 | 17.1793 | 3.6843 | 0 | 0 | 2.0045 | 15.1748 | 3.6843 | 0.38396 | 0 | 7.036 | 2.3453 | 12.3113 | 14.3453 | 3.8867 | 0.91468 | 4.8014 | 0.79326 | 5.5947
2016-06-17 04:00 | 0 | 0 | 0 | 1.894 | 10.106 | 246.4977 | 12 | 17.1793 | 3.6843 | 0 | 0 | 1.8855 | 15.2938 | 3.6843 | 0.38069 | 0 | 6.618 | 2.206 | 12.312 | 14.206 | 3.9413 | 0.86034 | 4.8017 | 0.73866 | 5.5403
2016-06-17 05:00 | 0 | 0 | 0 | 2.191 | 9.809 | 246.4977 | 12 | 17.1793 | 3.6843 | 0 | 0 | 0 | 17.1793 | 3.6843 | 0.329 | 0 | 0 | 0 | 9.809 | 12 | 3.8255 | 0 | 3.8255 | 0.85449 | 4.68
2016-06-17 06:00 | 0 | 0 | 0 | 2.978 | 9.022 | 246.4977 | 12 | 17.1793 | 3.6843 | 0 | 0 | 0 | 17.1793 | 3.6843 | 0.329 | 0 | 0 | 0 | 9.022 | 12 | 3.5186 | 0 | 3.5186 | 1.1614 | 4.68
2016-06-17 07:00 | 0 | 0 | 0 | 3.513 | 8.487 | 246.4977 | 12 | 17.1793 | 3.6843 | 0 | 0 | 0 | 17.1793 | 3.6843 | 0.329 | 0 | 0 | 0 | 8.487 | 12 | 3.3099 | 0 | 3.3099 | 1.3701 | 4.68
2016-06-17 08:00 | 0.002 | 0 | 0 | 4.665 | 7.337 | 246.4977 | 12 | 17.1793 | 3.6843 | 0 | 0 | 0 | 17.1793 | 3.6843 | 0.329 | 0 | 0 | 0 | 7.337 | 12.002 | 2.8614 | 0 | 2.8614 | 1.8193 | 4.6808
2016-06-17 09:00 | 0.009 | 0 | 0 | 4.878 | 7.131 | 246.4977 | 12 | 17.1793 | 3.6843 | 0 | 0 | 11.9702 | 5.2092 | 3.6843 | 0.65718 | 71.821 | 0 | 0 | 7.131 | 12.009 | 2.7811 | 0 | 2.7811 | 1.9024 | 4.6835
2016-06-17 10:00 | 0.018 | 0 | 0 | 4.569 | 7.449 | 246.4977 | 12 | 17.1793 | 3.6843 | 0 | 0 | 11.9838 | 5.1955 | 3.6843 | 0.65756 | 71.903 | 0 | 0 | 7.449 | 12.018 | 2.9051 | 0 | 2.9051 | 1.7819 | 4.687
2016-06-17 11:00 | 0.038 | 0 | 0 | 4.558 | 7.48 | 246.4977 | 12 | 17.1793 | 3.6843 | 0 | 0 | 11.9778 | 5.2015 | 3.6843 | 0.65739 | 71.867 | 0 | 0 | 7.48 | 12.038 | 2.9172 | 0 | 2.9172 | 1.7776 | 4.6948
2016-06-17 12:00 | 0.052 | 0 | 0 | 4.463 | 7.589 | 246.4977 | 12 | 17.1793 | 3.6843 | 0 | 0 | 14.1092 | 3.0702 | 3.6843 | 0.71583 | 70.611 | 8.216 | 2.7387 | 10.3277 | 14.7907 | 2.9597 | 1.0681 | 4.0278 | 1.7406 | 5.7684
2016-06-17 13:00 | 0.05 | 0 | 0 | 4.443 | 7.607 | 246.4977 | 12 | 17.1793 | 3.6843 | 0 | 0 | 14.8065 | 2.3728 | 3.6843 | 0.73494 | 69.062 | 11.57 | 3.8567 | 11.4637 | 15.9067 | 2.9667 | 1.5041 | 4.4708 | 1.7328 | 6.2036
2016-06-17 14:00 | 0.049 | 0 | 0 | 4.1 | 7.949 | 246.4977 | 12 | 17.1793 | 3.6843 | 0 | 0 | 4.0405 | 13.1388 | 3.6843 | 0.43978 | 0 | 14.182 | 4.7273 | 12.6763 | 16.7763 | 3.1001 | 1.8437 | 4.9438 | 1.599 | 6.5428
2016-06-17 15:00 | 0.032 | 0 | 0 | 3.951 | 8.081 | 246.4977 | 12 | 17.1793 | 3.6843 | 0 | 0 | 15.7318 | 1.4475 | 3.6843 | 0.76031 | 67.007 | 16.02 | 5.34 | 13.421 | 17.372 | 3.1516 | 2.0826 | 5.2342 | 1.5409 | 6.7751
2016-06-17 16:00 | 0.02 | 0 | 0 | 3.633 | 8.387 | 246.4977 | 12 | 17.1793 | 3.6843 | 0 | 0 | 15.9108 | 1.2685 | 3.6843 | 0.76522 | 66.609 | 16.881 | 5.627 | 14.014 | 17.647 | 3.2709 | 2.1945 | 5.4655 | 1.4169 | 6.8823
2016-06-17 17:00 | 0.007 | 0 | 0 | 2.867 | 9.14 | 246.4977 | 12 | 17.1793 | 3.6843 | 0 | 0 | 11.0682 | 6.1112 | 3.6843 | 0.63245 | 66.409 | 0 | 0 | 9.14 | 12.007 | 3.5646 | 0 | 3.5646 | 1.1181 | 4.6827
2016-06-17 18:00 | 0.001 | 0 | 0 | 0.647 | 11.354 | 246.4977 | 12 | 17.1793 | 3.6843 | 0 | 0 | 11.0597 | 6.1197 | 3.6843 | 0.63222 | 66.358 | 0 | 0 | 11.354 | 12.001 | 4.4281 | 0 | 4.4281 | 0.25233 | 4.6804
2016-06-17 19:00 | 0 | 2.817 | 0 | 0 | 17.817 | 243.2221 | 15 | 21.4742 | 4.6053 | 0 | 0 | 11.1015 | 10.3727 | 4.6053 | 0.57249 | 66.609 | 0 | 0 | 17.817 | 17.817 | 6.9486 | 0 | 6.9486 | 0 | 6.9486
2016-06-17 20:00 | 0 | 3.857 | 0 | 0 | 18.857 | 238.7372 | 15 | 21.4742 | 4.6053 | 0 | 0 | 0 | 21.4742 | 4.6053 | 0.329 | 0 | 0 | 0 | 18.857 | 18.857 | 7.3542 | 0 | 7.3542 | 0 | 7.3542
2016-06-17 21:00 | 0 | 3.567 | 0 | 0 | 18.567 | 234.5895 | 15 | 21.4742 | 4.6053 | 0 | 0 | 0 | 21.4742 | 4.6053 | 0.329 | 0 | 0 | 0 | 18.567 | 18.567 | 7.2411 | 0 | 7.2411 | 0 | 7.2411
2016-06-17 22:00 | 0 | 2.227 | 0 | 8.8818e-16 | 17.227 | 232 | 15 | 21.4742 | 4.6053 | 0 | 0 | 0 | 21.4742 | 4.6053 | 0.329 | 0 | 0 | 0 | 17.227 | 17.227 | 6.7185 | 0 | 6.7185 | 3.4639e-16 | 6.7185
2016-06-17 23:00 | 0 | 0 | 0 | 0 | 14.812 | 232 | 14.812 | 21.205 | 4.5476 | 0 | 0 | 0 | 21.205 | 4.5476 | 0.329 | 0 | 0 | 0 | 14.812 | 14.812 | 5.7767 | 0 | 5.7767 | 0 | 5.7767
2016-06-18 | 0 | 0 | 0 | 0 | 12.471 | 232 | 12.471 | 17.8536 | 3.8289 | 0 | 0 | 2.7193 | 15.1343 | 3.8289 | 0.40074 | 0 | 9.545 | 3.1817 | 15.6527 | 15.6527 | 4.8637 | 1.2409 | 6.1045 | 0 | 6.1045
2016-06-18 01:00 | 0 | 0 | 0 | 1.667 | 10.333 | 232 | 12 | 17.1793 | 3.6843 | 0 | 0 | 2.5813 | 14.598 | 3.6843 | 0.39977 | 0 | 9.061 | 3.0203 | 13.3533 | 15.0203 | 4.0299 | 1.1779 | 5.2078 | 0.65013 | 5.8579
2016-06-18 02:00 | 0 | 0 | 0 | 2.274 | 9.726 | 232 | 12 | 17.1793 | 3.6843 | 0 | 0 | 2.4532 | 14.7262 | 3.6843 | 0.39626 | 0 | 8.61 | 2.87 | 12.596 | 14.87 | 3.7931 | 1.1193 | 4.9124 | 0.88686 | 5.7993
2016-06-18 03:00 | 0 | 0 | 0 | 2.583 | 9.417 | 232 | 12 | 17.1793 | 3.6843 | 0 | 0 | 2.3315 | 14.8478 | 3.6843 | 0.39292 | 0 | 8.184 | 2.728 | 12.145 | 14.728 | 3.6726 | 1.0639 | 4.7366 | 1.0074 | 5.7439
2016-06-18 04:00 | 0 | 0 | 0 | 2.431 | 9.569 | 232 | 12 | 17.1793 | 3.6843 | 0 | 0 | 2.2013 | 14.978 | 3.6843 | 0.38935 | 0 | 7.726 | 2.5753 | 12.1443 | 14.5753 | 3.7319 | 1.0044 | 4.7363 | 0.94809 | 5.6844
2016-06-18 05:00 | 0 | 0 | 0 | 2.534 | 9.466 | 232 | 12 | 17.1793 | 3.6843 | 0 | 0 | 0 | 17.1793 | 3.6843 | 0.329 | 0 | 0 | 0 | 9.466 | 12 | 3.6917 | 0 | 3.6917 | 0.98826 | 4.68
2016-06-18 06:00 | 0 | 0 | 0 | 2.869 | 9.131 | 232 | 12 | 17.1793 | 3.6843 | 0 | 0 | 0 | 17.1793 | 3.6843 | 0.329 | 0 | 0 | 0 | 9.131 | 12 | 3.5611 | 0 | 3.5611 | 1.1189 | 4.68
2016-06-18 07:00 | 0 | 0 | 0 | 3.201 | 8.799 | 232 | 12 | 17.1793 | 3.6843 | 0 | 0 | 0 | 17.1793 | 3.6843 | 0.329 | 0 | 0 | 0 | 8.799 | 12 | 3.4316 | 0 | 3.4316 | 1.2484 | 4.68
2016-06-18 08:00 | 0.008 | 0 | 0 | 4.774 | 7.234 | 232 | 12 | 17.1793 | 3.6843 | 0 | 0 | 0 | 17.1793 | 3.6843 | 0.329 | 0 | 0 | 0 | 7.234 | 12.008 | 2.8213 | 0 | 2.8213 | 1.8619 | 4.6831
2016-06-18 09:00 | 0.049 | 0 | 0 | 5.191 | 6.858 | 232 | 12 | 17.1793 | 3.6843 | 0 | 0 | 11.9342 | 5.2452 | 3.6843 | 0.6562 | 71.605 | 0 | 0 | 6.858 | 12.049 | 2.6746 | 0 | 2.6746 | 2.0245 | 4.6991
2016-06-18 10:00 | 0.103 | 0 | 0.6534 | 4.2066 | 7.243 | 232.5619 | 12 | 17.1793 | 3.6843 | 0 | 0 | 11.951 | 5.2283 | 3.6843 | 0.65666 | 71.706 | 0 | 0 | 7.243 | 11.4496 | 2.8248 | 0 | 2.8248 | 1.6406 | 4.4653
2016-06-18 11:00 | 0.124 | 0 | 0 | 4.857 | 7.267 | 232.5619 | 12 | 17.1793 | 3.6843 | 0 | 0 | 11.9578 | 5.2215 | 3.6843 | 0.65684 | 71.747 | 0 | 0 | 7.267 | 12.124 | 2.8341 | 0 | 2.8341 | 1.8942 | 4.7284
2016-06-18 12:00 | 0.118 | 0 | 4.792 | 0 | 7.326 | 236.683 | 12 | 17.1793 | 3.6843 | 0 | 0 | 14.2573 | 2.922 | 3.6843 | 0.71989 | 70.282 | 8.929 | 2.9763 | 10.3023 | 10.3023 | 2.8571 | 1.1608 | 4.0179 | 0 | 4.0179
2016-06-18 13:00 | 0.121 | 0 | 0 | 4.527 | 7.594 | 236.683 | 12 | 17.1793 | 3.6843 | 0 | 0 | 14.9932 | 2.1862 | 3.6843 | 0.74006 | 68.647 | 12.468 | 4.156 | 11.75 | 16.277 | 2.9617 | 1.6208 | 4.5825 | 1.7655 | 6.348
2016-06-18 14:00 | 0.115 | 0 | 4.26 | 0 | 7.855 | 240.3466 | 12 | 17.1793 | 3.6843 | 0 | 0 | 4.4128 | 12.7665 | 3.6843 | 0.44999 | 0 | 15.489 | 5.163 | 13.018 | 13.018 | 3.0635 | 2.0136 | 5.077 | 0 | 5.077
2016-06-18 15:00 | 0.091 | 0 | 4.216 | 0 | 7.875 | 243.9724 | 12 | 17.1793 | 3.6843 | 0 | 0 | 16.1192 | 1.0602 | 3.6843 | 0.77093 | 66.147 | 17.882 | 5.9607 | 13.8357 | 13.8357 | 3.0713 | 2.3247 | 5.3959 | 0 | 5.3959
2016-06-18 16:00 | 0.041 | 0 | 4.064 | 1.7764e-15 | 7.977 | 247.4674 | 12 | 17.1793 | 3.6843 | 0 | 0 | 16.4395 | 0.73983 | 3.6843 | 0.77972 | 65.435 | 19.423 | 6.4743 | 14.4513 | 14.4513 | 3.111 | 2.525 | 5.636 | 6.9278e-16 | 5.636
2016-06-18 17:00 | 0.011 | 0 | 0 | 3.286 | 8.725 | 247.4674 | 12 | 17.1793 | 3.6843 | 0 | 0 | 10.8595 | 6.3198 | 3.6843 | 0.62673 | 65.157 | 0 | 0 | 8.725 | 12.011 | 3.4028 | 0 | 3.4028 | 1.2815 | 4.6843
2016-06-18 18:00 | 0.001 | 0 | 0 | 1.244 | 10.757 | 247.4674 | 12 | 17.1793 | 3.6843 | 0 | 0 | 10.866 | 6.3133 | 3.6843 | 0.62691 | 65.196 | 0 | 0 | 10.757 | 12.001 | 4.1952 | 0 | 4.1952 | 0.48516 | 4.6804
2016-06-18 19:00 | 0 | 2.773 | 0 | 0 | 17.773 | 244.243 | 15 | 21.4742 | 4.6053 | 0 | 0 | 10.9335 | 10.5407 | 4.6053 | 0.56881 | 65.601 | 0 | 0 | 17.773 | 17.773 | 6.9315 | 0 | 6.9315 | 0 | 6.9315
2016-06-18 20:00 | 0 | 4.512 | 0 | 8.8818e-16 | 19.512 | 238.9965 | 15 | 21.4742 | 4.6053 | 0 | 0 | 0 | 21.4742 | 4.6053 | 0.329 | 0 | 0 | 0 | 19.512 | 19.512 | 7.6097 | 0 | 7.6097 | 3.4639e-16 | 7.6097
2016-06-18 21:00 | 0 | 3.686 | 0 | 8.8818e-16 | 18.686 | 234.7105 | 15 | 21.4742 | 4.6053 | 0 | 0 | 0 | 21.4742 | 4.6053 | 0.329 | 0 | 0 | 0 | 18.686 | 18.686 | 7.2875 | 0 | 7.2875 | 3.4639e-16 | 7.2875
2016-06-18 22:00 | 0 | 2.331 | 0 | 0 | 17.331 | 232 | 15 | 21.4742 | 4.6053 | 0 | 0 | 0 | 21.4742 | 4.6053 | 0.329 | 0 | 0 | 0 | 17.331 | 17.331 | 6.7591 | 0 | 6.7591 | 0 | 6.7591
2016-06-18 23:00 | 0 | 0 | 0 | 0 | 14.504 | 232 | 14.504 | 20.7641 | 4.453 | 0 | 0 | 0 | 20.7641 | 4.453 | 0.329 | 0 | 0 | 0 | 14.504 | 14.504 | 5.6566 | 0 | 5.6566 | 0 | 5.6566
2016-06-19 | 0 | 0 | 0 | 0 | 12.698 | 232 | 12.698 | 18.1786 | 3.8986 | 0 | 0 | 3.0962 | 15.0824 | 3.8986 | 0.40922 | 0 | 10.868 | 3.6227 | 16.3207 | 16.3207 | 4.9522 | 1.4128 | 6.3651 | 0 | 6.3651
2016-06-19 01:00 | 0 | 0 | 0 | 1.236 | 10.764 | 232 | 12 | 17.1793 | 3.6843 | 0 | 0 | 2.8822 | 14.2972 | 3.6843 | 0.40802 | 0 | 10.117 | 3.3723 | 14.1363 | 15.3723 | 4.198 | 1.3152 | 5.5132 | 0.48204 | 5.9952
2016-06-19 02:00 | 0 | 0 | 0 | 2.184 | 9.816 | 232 | 12 | 17.1793 | 3.6843 | 0 | 0 | 2.6692 | 14.5102 | 3.6843 | 0.40218 | 0 | 9.369 | 3.123 | 12.939 | 15.123 | 3.8282 | 1.218 | 5.0462 | 0.85176 | 5.898
2016-06-19 03:00 | 0 | 0 | 0 | 2.045 | 9.955 | 232 | 12 | 17.1793 | 3.6843 | 0 | 0 | 2.4973 | 14.682 | 3.6843 | 0.39747 | 0 | 8.766 | 2.922 | 12.877 | 14.922 | 3.8824 | 1.1396 | 5.022 | 0.79755 | 5.8196
2016-06-19 04:00 | 0 | 0 | 0 | 2.537 | 9.463 | 232 | 12 | 17.1793 | 3.6843 | 0 | 0 | 2.369 | 14.8103 | 3.6843 | 0.39395 | 0 | 8.315 | 2.7717 | 12.2347 | 14.7717 | 3.6906 | 1.081 | 4.7715 | 0.98943 | 5.7609
2016-06-19 05:00 | 0 | 0 | 2.735 | 0 | 9.265 | 234.3521 | 12 | 17.1793 | 3.6843 | 0 | 0 | 0 | 17.1793 | 3.6843 | 0.329 | 0 | 0 | 0 | 9.265 | 9.265 | 3.6134 | 0 | 3.6134 | 0 | 3.6134
2016-06-19 06:00 | 0 | 0 | 2.942 | 0 | 9.058 | 236.8822 | 12 | 17.1793 | 3.6843 | 0 | 0 | 0 | 17.1793 | 3.6843 | 0.329 | 0 | 0 | 0 | 9.058 | 9.058 | 3.5326 | 0 | 3.5326 | 0 | 3.5326
2016-06-19 07:00 | 0 | 0 | 0 | 3.444 | 8.556 | 236.8822 | 12 | 17.1793 | 3.6843 | 0 | 0 | 0 | 17.1793 | 3.6843 | 0.329 | 0 | 0 | 0 | 8.556 | 12 | 3.3368 | 0 | 3.3368 | 1.3432 | 4.68
2016-06-19 08:00 | 0.004 | 0 | 0 | 4.378 | 7.626 | 236.8822 | 12 | 17.1793 | 3.6843 | 0 | 0 | 0 | 17.1793 | 3.6843 | 0.329 | 0 | 0 | 0 | 7.626 | 12.004 | 2.9741 | 0 | 2.9741 | 1.7074 | 4.6816
2016-06-19 09:00 | 0.015 | 0 | 0 | 4.644 | 7.371 | 236.8822 | 12 | 17.1793 | 3.6843 | 0 | 0 | 11.8843 | 5.295 | 3.6843 | 0.65483 | 71.306 | 0 | 0 | 7.371 | 12.015 | 2.8747 | 0 | 2.8747 | 1.8112 | 4.6859
2016-06-19 10:00 | 0.023 | 0 | 0 | 4.766 | 7.257 | 236.8822 | 12 | 17.1793 | 3.6843 | 0 | 0 | 11.8998 | 5.2795 | 3.6843 | 0.65525 | 71.399 | 0 | 0 | 7.257 | 12.023 | 2.8302 | 0 | 2.8302 | 1.8587 | 4.689
2016-06-19 11:00 | 0.033 | 0 | 2.6773 | 2.3417 | 7.014 | 239.1847 | 12 | 17.1793 | 3.6843 | 0 | 0 | 11.8927 | 5.2867 | 3.6843 | 0.65506 | 71.356 | 0 | 0 | 7.014 | 9.3557 | 2.7355 | 0 | 2.7355 | 0.91326 | 3.6487
2016-06-19 12:00 | 0.048 | 0 | 0 | 4.757 | 7.291 | 239.1847 | 12 | 17.1793 | 3.6843 | 0 | 0 | 14.2857 | 2.8937 | 3.6843 | 0.72067 | 70.219 | 9.065 | 3.0217 | 10.3127 | 15.0697 | 2.8435 | 1.1784 | 4.0219 | 1.8552 | 5.8772
2016-06-19 13:00 | 0.048 | 0 | 4.339 | 0 | 7.709 | 242.9162 | 12 | 17.1793 | 3.6843 | 0 | 0 | 14.8002 | 2.3792 | 3.6843 | 0.73477 | 69.076 | 11.539 | 3.8463 | 11.5553 | 11.5553 | 3.0065 | 1.5001 | 4.5066 | 0 | 4.5066
2016-06-19 14:00 | 0.037 | 0 | 3.814 | 0 | 8.223 | 246.1963 | 12 | 17.1793 | 3.6843 | 0 | 0 | 3.8448 | 13.3345 | 3.6843 | 0.43441 | 0 | 13.496 | 4.4987 | 12.7217 | 12.7217 | 3.207 | 1.7545 | 4.9615 | 0 | 4.9615
2016-06-19 15:00 | 0.032 | 0 | 0 | 3.383 | 8.649 | 246.1963 | 12 | 17.1793 | 3.6843 | 0 | 0 | 14.9928 | 2.1865 | 3.6843 | 0.74005 | 68.648 | 12.466 | 4.1553 | 12.8043 | 16.1873 | 3.3731 | 1.6206 | 4.9937 | 1.3194 | 6.3131
2016-06-19 16:00 | 0.015 | 0 | 3.563 | 0 | 8.452 | 249.2605 | 12 | 17.1793 | 3.6843 | 0 | 0 | 14.7272 | 2.4522 | 3.6843 | 0.73277 | 69.238 | 11.188 | 3.7293 | 12.1813 | 12.1813 | 3.2963 | 1.4544 | 4.7507 | 0 | 4.7507
2016-06-19 17:00 | 0.005 | 0 | 0 | 3.072 | 8.933 | 249.2605 | 12 | 17.1793 | 3.6843 | 0 | 0 | 11.5492 | 5.6302 | 3.6843 | 0.64564 | 69.295 | 0 | 0 | 8.933 | 12.005 | 3.4839 | 0 | 3.4839 | 1.1981 | 4.682
2016-06-19 18:00 | 0.001 | 0 | 0 | 0.503 | 11.498 | 249.2605 | 12 | 17.1793 | 3.6843 | 0 | 0 | 11.5317 | 5.6477 | 3.6843 | 0.64516 | 69.19 | 0 | 0 | 11.498 | 12.001 | 4.4842 | 0 | 4.4842 | 0.19617 | 4.6804
2016-06-19 19:00 | 0 | 2.816 | 0 | 8.8818e-16 | 17.816 | 245.986 | 15 | 21.4742 | 4.6053 | 0 | 0 | 11.5157 | 9.9585 | 4.6053 | 0.58158 | 69.094 | 0 | 0 | 17.816 | 17.816 | 6.9482 | 0 | 6.9482 | 3.4639e-16 | 6.9482
2016-06-19 20:00 | 0 | 4.584 | 0 | 0 | 19.584 | 240.6558 | 15 | 21.4742 | 4.6053 | 0 | 0 | 0 | 21.4742 | 4.6053 | 0.329 | 0 | 0 | 0 | 19.584 | 19.584 | 7.6378 | 0 | 7.6378 | 0 | 7.6378
2016-06-19 21:00 | 0 | 4.046 | 0 | 0 | 19.046 | 235.9512 | 15 | 21.4742 | 4.6053 | 0 | 0 | 0 | 21.4742 | 4.6053 | 0.329 | 0 | 0 | 0 | 19.046 | 19.046 | 7.4279 | 0 | 7.4279 | 0 | 7.4279
2016-06-19 22:00 | 0 | 2.947 | 0 | 0 | 17.947 | 232.5244 | 15 | 21.4742 | 4.6053 | 0 | 0 | 0 | 21.4742 | 4.6053 | 0.329 | 0 | 0 | 0 | 17.947 | 17.947 | 6.9993 | 0 | 6.9993 | 0 | 6.9993
2016-06-19 23:00 | 0 | 0.451 | 0 | 0 | 15.451 | 232 | 15 | 21.4742 | 4.6053 | 0 | 0 | 0 | 21.4742 | 4.6053 | 0.329 | 0 | 0 | 0 | 15.451 | 15.451 | 6.0259 | 0 | 6.0259 | 0 | 6.0259
2016-06-20 | 0 | 0 | 0 | 0 | 12.62 | 232 | 12.62 | 18.0669 | 3.8746 | 0 | 0 | 2.172 | 15.8949 | 3.8746 | 0.38562 | 0 | 7.624 | 2.5413 | 15.1613 | 15.1613 | 4.9218 | 0.99112 | 5.9129 | 0 | 5.9129
2016-06-20 01:00 | 0 | 0 | 0 | 0.813 | 11.187 | 232 | 12 | 17.1793 | 3.6843 | 0 | 0 | 2.0598 | 15.1195 | 3.6843 | 0.38547 | 0 | 7.23 | 2.41 | 13.597 | 14.41 | 4.3629 | 0.9399 | 5.3028 | 0.31707 | 5.6199
2016-06-20 02:00 | 0 | 0 | 1.969 | 0 | 10.031 | 233.6933 | 12 | 17.1793 | 3.6843 | 0 | 0 | 2.0237 | 15.1557 | 3.6843 | 0.38448 | 0 | 7.103 | 2.3677 | 12.3987 | 12.3987 | 3.9121 | 0.92339 | 4.8355 | 0 | 4.8355
2016-06-20 03:00 | 0 | 0 | 1.791 | 0 | 10.209 | 235.2336 | 12 | 17.1793 | 3.6843 | 0 | 0 | 2.0515 | 15.1278 | 3.6843 | 0.38525 | 0 | 7.201 | 2.4003 | 12.6093 | 12.6093 | 3.9815 | 0.93613 | 4.9176 | 0 | 4.9176
2016-06-20 04:00 | 0 | 0 | 0 | 1.853 | 10.147 | 235.2336 | 12 | 17.1793 | 3.6843 | 0 | 0 | 1.9758 | 15.2035 | 3.6843 | 0.38317 | 0 | 6.935 | 2.3117 | 12.4587 | 14.3117 | 3.9573 | 0.90155 | 4.8589 | 0.72267 | 5.5816
2016-06-20 05:00 | 0 | 0 | 2.347 | 0 | 9.653 | 237.252 | 12 | 17.1793 | 3.6843 | 0 | 0 | 0 | 17.1793 | 3.6843 | 0.329 | 0 | 0 | 0 | 9.653 | 9.653 | 3.7647 | 0 | 3.7647 | 0 | 3.7647
2016-06-20 06:00 | 0 | 0 | 2.316 | 1.7764e-15 | 9.684 | 239.2438 | 12 | 17.1793 | 3.6843 | 0 | 0 | 0 | 17.1793 | 3.6843 | 0.329 | 0 | 0 | 0 | 9.684 | 9.684 | 3.7768 | 0 | 3.7768 | 6.9278e-16 | 3.7768
2016-06-20 07:00 | 0 | 0 | 2.605 | 0 | 9.395 | 241.4841 | 12 | 17.1793 | 3.6843 | 0 | 0 | 0 | 17.1793 | 3.6843 | 0.329 | 0 | 0 | 0 | 9.395 | 9.395 | 3.6641 | 0 | 3.6641 | 0 | 3.6641
2016-06-20 08:00 | 0.004 | 0 | 0 | 4.07 | 7.934 | 241.4841 | 12 | 17.1793 | 3.6843 | 0 | 0 | 0 | 17.1793 | 3.6843 | 0.329 | 0 | 0 | 0 | 7.934 | 12.004 | 3.0943 | 0 | 3.0943 | 1.5873 | 4.6816
2016-06-20 09:00 | 0.018 | 0 | 0 | 4.392 | 7.626 | 241.4841 | 12 | 17.1793 | 3.6843 | 0 | 0 | 11.9602 | 5.2192 | 3.6843 | 0.65691 | 71.761 | 0 | 0 | 7.626 | 12.018 | 2.9741 | 0 | 2.9741 | 1.7129 | 4.687
2016-06-20 10:00 | 0.056 | 0 | 0 | 4.676 | 7.38 | 241.4841 | 12 | 17.1793 | 3.6843 | 0 | 0 | 11.9917 | 5.1877 | 3.6843 | 0.65777 | 71.95 | 0 | 0 | 7.38 | 12.056 | 2.8782 | 0 | 2.8782 | 1.8236 | 4.7018
2016-06-20 11:00 | 0.059 | 0 | 2.5729 | 2.2701 | 7.216 | 243.6968 | 12 | 17.1793 | 3.6843 | 0 | 0 | 12.0032 | 5.1762 | 3.6843 | 0.65809 | 72.019 | 0 | 0 | 7.216 | 9.4861 | 2.8142 | 0 | 2.8142 | 0.88533 | 3.6996
2016-06-20 12:00 | 0.065 | 0 | 0 | 4.634 | 7.431 | 243.6968 | 12 | 17.1793 | 3.6843 | 0 | 0 | 13.971 | 3.2083 | 3.6843 | 0.71204 | 70.918 | 7.551 | 2.517 | 9.948 | 14.582 | 2.8981 | 0.98163 | 3.8797 | 1.8073 | 5.687
2016-06-20 13:00 | 0.045 | 0 | 4.302 | 0 | 7.743 | 247.3965 | 12 | 17.1793 | 3.6843 | 0 | 0 | 14.508 | 2.6713 | 3.6843 | 0.72676 | 69.725 | 10.134 | 3.378 | 11.121 | 11.121 | 3.0198 | 1.3174 | 4.3372 | 0 | 4.3372
2016-06-20 14:00 | 0.04 | 0 | 0 | 3.451 | 8.589 | 247.3965 | 12 | 17.1793 | 3.6843 | 0 | 0 | 3.7385 | 13.4408 | 3.6843 | 0.4315 | 0 | 13.122 | 4.374 | 12.963 | 16.414 | 3.3497 | 1.7059 | 5.0556 | 1.3459 | 6.4015
2016-06-20 15:00 | 0.023 | 0 | 0 | 3.257 | 8.766 | 247.3965 | 12 | 17.1793 | 3.6843 | 0 | 0 | 15.646 | 1.5333 | 3.6843 | 0.75796 | 67.197 | 15.607 | 5.2023 | 13.9683 | 17.2253 | 3.4187 | 2.0289 | 5.4477 | 1.2702 | 6.7179
2016-06-20 16:00 | 0.015 | 0 | 0 | 3.297 | 8.718 | 247.3965 | 12 | 17.1793 | 3.6843 | 0 | 0 | 15.9647 | 1.2147 | 3.6843 | 0.7667 | 66.49 | 17.139 | 5.713 | 14.431 | 17.728 | 3.4 | 2.2281 | 5.6281 | 1.2858 | 6.9139
2016-06-20 17:00 | 0.007 | 0 | 0 | 3.296 | 8.711 | 247.3965 | 12 | 17.1793 | 3.6843 | 0 | 0 | 11.053 | 6.1263 | 3.6843 | 0.63204 | 66.318 | 0 | 0 | 8.711 | 12.007 | 3.3973 | 0 | 3.3973 | 1.2854 | 4.6827
2016-06-20 18:00 | 0.001 | 0 | 0 | 1.065 | 10.936 | 247.3965 | 12 | 17.1793 | 3.6843 | 0 | 0 | 11.0955 | 6.0838 | 3.6843 | 0.6332 | 66.573 | 0 | 0 | 10.936 | 12.001 | 4.265 | 0 | 4.265 | 0.41535 | 4.6804
2016-06-20 19:00 | 0 | 2.365 | 0 | 0 | 17.365 | 244.6465 | 15 | 21.4742 | 4.6053 | 0 | 0 | 11.1515 | 10.3227 | 4.6053 | 0.57359 | 66.909 | 0 | 0 | 17.365 | 17.365 | 6.7723 | 0 | 6.7723 | 0 | 6.7723
2016-06-20 20:00 | 0 | 4.556 | 0 | 0 | 19.556 | 239.3488 | 15 | 21.4742 | 4.6053 | 0 | 0 | 0 | 21.4742 | 4.6053 | 0.329 | 0 | 0 | 0 | 19.556 | 19.556 | 7.6268 | 0 | 7.6268 | 0 | 7.6268
2016-06-20 21:00 | 0 | 3.503 | 0 | 0 | 18.503 | 235.2756 | 15 | 21.4742 | 4.6053 | 0 | 0 | 0 | 21.4742 | 4.6053 | 0.329 | 0 | 0 | 0 | 18.503 | 18.503 | 7.2162 | 0 | 7.2162 | 0 | 7.2162
2016-06-20 22:00 | 0 | 2.455 | 0 | 4.4409e-16 | 17.455 | 232.4209 | 15 | 21.4742 | 4.6053 | 0 | 0 | 0 | 21.4742 | 4.6053 | 0.329 | 0 | 0 | 0 | 17.455 | 17.455 | 6.8074 | 0 | 6.8074 | 1.7319e-16 | 6.8074
2016-06-20 23:00 | 0 | 0.362 | 0 | 0 | 15.362 | 232 | 15 | 21.4742 | 4.6053 | 0 | 0 | 0 | 21.4742 | 4.6053 | 0.329 | 0 | 0 | 0 | 15.362 | 15.362 | 5.9912 | 0 | 5.9912 | 0 | 5.9912
2016-06-21 | 0 | 0 | 0 | 0 | 12.849 | 232 | 12.849 | 18.3948 | 3.9449 | 0 | 0 | 2.7062 | 15.6886 | 3.9449 | 0.39829 | 0 | 9.498 | 3.166 | 16.015 | 16.015 | 5.0111 | 1.2347 | 6.2459 | 0 | 6.2459
2016-06-21 01:00 | 0 | 0 | 0 | 1.066 | 10.934 | 232 | 12 | 17.1793 | 3.6843 | 0 | 0 | 2.4683 | 14.711 | 3.6843 | 0.39667 | 0 | 8.664 | 2.888 | 13.822 | 14.888 | 4.2643 | 1.1263 | 5.3906 | 0.41574 | 5.8063
2016-06-21 02:00 | 0 | 0 | 0 | 1.983 | 10.017 | 232 | 12 | 17.1793 | 3.6843 | 0 | 0 | 2.2743 | 14.905 | 3.6843 | 0.39135 | 0 | 7.983 | 2.661 | 12.678 | 14.661 | 3.9066 | 1.0378 | 4.9444 | 0.77337 | 5.7178
2016-06-21 03:00 | 0 | 0 | 0 | 2.46 | 9.54 | 232 | 12 | 17.1793 | 3.6843 | 0 | 0 | 2.1115 | 15.0678 | 3.6843 | 0.38689 | 0 | 7.411 | 2.4703 | 12.0103 | 14.4703 | 3.7206 | 0.96343 | 4.684 | 0.9594 | 5.6434
2016-06-21 04:00 | 0 | 0 | 0 | 2.292 | 9.708 | 232 | 12 | 17.1793 | 3.6843 | 0 | 0 | 1.9628 | 15.2165 | 3.6843 | 0.38281 | 0 | 6.89 | 2.2967 | 12.0047 | 14.2967 | 3.7861 | 0.8957 | 4.6818 | 0.89388 | 5.5757
2016-06-21 05:00 | 0 | 0 | 0 | 2.455 | 9.545 | 232 | 12 | 17.1793 | 3.6843 | 0 | 0 | 0 | 17.1793 | 3.6843 | 0.329 | 0 | 0 | 0 | 9.545 | 12 | 3.7226 | 0 | 3.7226 | 0.95745 | 4.68
2016-06-21 06:00 | 0 | 0 | 0 | 2.454 | 9.546 | 232 | 12 | 17.1793 | 3.6843 | 0 | 0 | 0 | 17.1793 | 3.6843 | 0.329 | 0 | 0 | 0 | 9.546 | 12 | 3.7229 | 0 | 3.7229 | 0.95706 | 4.68
2016-06-21 07:00 | 0 | 0 | 0 | 3.073 | 8.927 | 232 | 12 | 17.1793 | 3.6843 | 0 | 0 | 0 | 17.1793 | 3.6843 | 0.329 | 0 | 0 | 0 | 8.927 | 12 | 3.4815 | 0 | 3.4815 | 1.1985 | 4.68
2016-06-21 08:00 | 0.006 | 0 | 0 | 4.422 | 7.584 | 232 | 12 | 17.1793 | 3.6843 | 0 | 0 | 0 | 17.1793 | 3.6843 | 0.329 | 0 | 0 | 0 | 7.584 | 12.006 | 2.9578 | 0 | 2.9578 | 1.7246 | 4.6823
2016-06-21 09:00 | 0.026 | 0 | 0 | 4.567 | 7.459 | 232 | 12 | 17.1793 | 3.6843 | 0 | 0 | 11.9793 | 5.2 | 3.6843 | 0.65743 | 71.876 | 0 | 0 | 7.459 | 12.026 | 2.909 | 0 | 2.909 | 1.7811 | 4.6901
2016-06-21 10:00 | 0.045 | 0 | 0 | 4.472 | 7.573 | 232 | 12 | 17.1793 | 3.6843 | 0 | 0 | 11.9952 | 5.1842 | 3.6843 | 0.65787 | 71.971 | 0 | 0 | 7.573 | 12.045 | 2.9535 | 0 | 2.9535 | 1.7441 | 4.6976
2016-06-21 11:00 | 0.068 | 0 | 1.3366 | 2.9334 | 7.798 | 233.1495 | 12 | 17.1793 | 3.6843 | 0 | 0 | 11.9912 | 5.1882 | 3.6843 | 0.65776 | 71.947 | 0 | 0 | 7.798 | 10.7314 | 3.0412 | 0 | 3.0412 | 1.144 | 4.1852
2016-06-21 12:00 | 0.083 | 0 | 4.372 | 1.7764e-15 | 7.711 | 236.9094 | 12 | 17.1793 | 3.6843 | 0 | 0 | 13.9 | 3.2793 | 3.6843 | 0.71009 | 71.075 | 7.21 | 2.4033 | 10.1143 | 10.1143 | 3.0073 | 0.9373 | 3.9446 | 6.9278e-16 | 3.9446
2016-06-21 13:00 | 0.076 | 0 | 4.104 | 0 | 7.972 | 240.4389 | 12 | 17.1793 | 3.6843 | 0 | 0 | 14.2957 | 2.8837 | 3.6843 | 0.72094 | 70.196 | 9.113 | 3.0377 | 11.0097 | 11.0097 | 3.1091 | 1.1847 | 4.2938 | 0 | 4.2938
2016-06-21 14:00 | 0.083 | 0 | 0 | 3.819 | 8.264 | 240.4389 | 12 | 17.1793 | 3.6843 | 0 | 0 | 3.2425 | 13.9368 | 3.6843 | 0.4179 | 0 | 11.381 | 3.7937 | 12.0577 | 15.8767 | 3.223 | 1.4795 | 4.7025 | 1.4894 | 6.1919
2016-06-21 15:00 | 0.06 | 0 | 3.818 | 0 | 8.242 | 243.7223 | 12 | 17.1793 | 3.6843 | 0 | 0 | 15.233 | 1.9463 | 3.6843 | 0.74664 | 68.115 | 13.62 | 4.54 | 12.782 | 12.782 | 3.2144 | 1.7706 | 4.985 | 0 | 4.985
2016-06-21 16:00 | 0.031 | 0 | 4.179 | 0 | 7.852 | 247.3163 | 12 | 17.1793 | 3.6843 | 0 | 0 | 15.628 | 1.5513 | 3.6843 | 0.75747 | 67.237 | 15.52 | 5.1733 | 13.0253 | 13.0253 | 3.0623 | 2.0176 | 5.0799 | 0 | 5.0799
2016-06-21 17:00 | 0.016 | 0 | 0 | 3.706 | 8.31 | 247.3163 | 12 | 17.1793 | 3.6843 | 0 | 0 | 11.116 | 6.0633 | 3.6843 | 0.63376 | 66.696 | 0 | 0 | 8.31 | 12.016 | 3.2409 | 0 | 3.2409 | 1.4453 | 4.6862
2016-06-21 18:00 | 0.002 | 0 | 0 | 0.917 | 11.085 | 247.3163 | 12 | 17.1793 | 3.6843 | 0 | 0 | 11.085 | 6.0943 | 3.6843 | 0.63291 | 66.51 | 0 | 0 | 11.085 | 12.002 | 4.3232 | 0 | 4.3232 | 0.35763 | 4.6808
2016-06-21 19:00 | 0 | 2.827 | 0 | 0 | 17.827 | 244.0291 | 15 | 21.4742 | 4.6053 | 0 | 0 | 11.11 | 10.3642 | 4.6053 | 0.57268 | 66.66 | 0 | 0 | 17.827 | 17.827 | 6.9525 | 0 | 6.9525 | 0 | 6.9525
2016-06-21 20:00 | 0 | 4.567 | 0 | 0 | 19.567 | 238.7186 | 15 | 21.4742 | 4.6053 | 0 | 0 | 0 | 21.4742 | 4.6053 | 0.329 | 0 | 0 | 0 | 19.567 | 19.567 | 7.6311 | 0 | 7.6311 | 0 | 7.6311
2016-06-21 21:00 | 0 | 3.594 | 0 | 0 | 18.594 | 234.5395 | 15 | 21.4742 | 4.6053 | 0 | 0 | 0 | 21.4742 | 4.6053 | 0.329 | 0 | 0 | 0 | 18.594 | 18.594 | 7.2517 | 0 | 7.2517 | 0 | 7.2517
2016-06-21 22:00 | 0 | 2.184 | 0 | 0 | 17.184 | 232 | 15 | 21.4742 | 4.6053 | 0 | 0 | 0 | 21.4742 | 4.6053 | 0.329 | 0 | 0 | 0 | 17.184 | 17.184 | 6.7018 | 0 | 6.7018 | 0 | 6.7018
2016-06-21 23:00 | 0 | 0 | 0 | 0 | 14.717 | 232 | 14.717 | 21.069 | 4.5184 | 0 | 0 | 0 | 21.069 | 4.5184 | 0.329 | 0 | 0 | 0 | 14.717 | 14.717 | 5.7396 | 0 | 5.7396 | 0 | 5.7396
2016-06-22 | 0 | 0 | 0 | 0 | 12.825 | 232 | 12.825 | 18.3604 | 3.9376 | 0 | 0 | 2.4198 | 15.9406 | 3.9376 | 0.39108 | 0 | 8.494 | 2.8313 | 15.6563 | 15.6563 | 5.0017 | 1.1042 | 6.106 | 0 | 6.106
2016-06-22 01:00 | 0 | 0 | 0 | 1.077 | 10.923 | 232 | 12 | 17.1793 | 3.6843 | 0 | 0 | 2.2053 | 14.974 | 3.6843 | 0.38946 | 0 | 7.741 | 2.5803 | 13.5033 | 14.5803 | 4.26 | 1.0063 | 5.2663 | 0.42003 | 5.6863
2016-06-22 02:00 | 0 | 0 | 0 | 1.873 | 10.127 | 232 | 12 | 17.1793 | 3.6843 | 0 | 0 | 2.0152 | 15.1642 | 3.6843 | 0.38425 | 0 | 7.073 | 2.3577 | 12.4847 | 14.3577 | 3.9495 | 0.91949 | 4.869 | 0.73047 | 5.5995
2016-06-22 03:00 | 0 | 0 | 0 | 1.973 | 10.027 | 232 | 12 | 17.1793 | 3.6843 | 0 | 0 | 1.8478 | 15.3315 | 3.6843 | 0.37966 | 0 | 6.486 | 2.162 | 12.189 | 14.162 | 3.9105 | 0.84318 | 4.7537 | 0.76947 | 5.5232
2016-06-22 04:00 | 0 | 0 | 0 | 2.01 | 9.99 | 232 | 12 | 17.1793 | 3.6843 | 0 | 0 | 1.6847 | 15.4947 | 3.6843 | 0.37519 | 0 | 5.913 | 1.971 | 11.961 | 13.971 | 3.8961 | 0.76869 | 4.6648 | 0.7839 | 5.4487
2016-06-22 05:00 | 0 | 0 | 2.0568 | 0.1922 | 9.751 | 233.7688 | 12 | 17.1793 | 3.6843 | 0 | 0 | 0 | 17.1793 | 3.6843 | 0.329 | 0 | 0 | 0 | 9.751 | 9.9432 | 3.8029 | 0 | 3.8029 | 0.074958 | 3.8778
2016-06-22 06:00 | 0 | 0 | 2.573 | 0 | 9.427 | 235.9816 | 12 | 17.1793 | 3.6843 | 0 | 0 | 0 | 17.1793 | 3.6843 | 0.329 | 0 | 0 | 0 | 9.427 | 9.427 | 3.6765 | 0 | 3.6765 | 0 | 3.6765
2016-06-22 07:00 | 0 | 0 | 2.973 | 0 | 9.027 | 238.5384 | 12 | 17.1793 | 3.6843 | 0 | 0 | 0 | 17.1793 | 3.6843 | 0.329 | 0 | 0 | 0 | 9.027 | 9.027 | 3.5205 | 0 | 3.5205 | 0 | 3.5205
2016-06-22 08:00 | 0.007 | 0 | 0 | 4.018 | 7.989 | 238.5384 | 12 | 17.1793 | 3.6843 | 0 | 0 | 0 | 17.1793 | 3.6843 | 0.329 | 0 | 0 | 0 | 7.989 | 12.007 | 3.1157 | 0 | 3.1157 | 1.567 | 4.6827
2016-06-22 09:00 | 0.031 | 0 | 4.225 | 0 | 7.806 | 242.1719 | 12 | 17.1793 | 3.6843 | 0 | 0 | 12.0898 | 5.0895 | 3.6843 | 0.66046 | 72.539 | 0 | 0 | 7.806 | 7.806 | 3.0443 | 0 | 3.0443 | 0 | 3.0443
2016-06-22 10:00 | 0.105 | 0 | 4.355 | 0 | 7.75 | 245.9172 | 12 | 17.1793 | 3.6843 | 0 | 0 | 12.0967 | 5.0827 | 3.6843 | 0.66065 | 72.58 | 0 | 0 | 7.75 | 7.75 | 3.0225 | 0 | 3.0225 | 0 | 3.0225
2016-06-22 11:00 | 0.134 | 0 | 0 | 4.551 | 7.583 | 245.9172 | 12 | 17.1793 | 3.6843 | 0 | 0 | 12.0825 | 5.0968 | 3.6843 | 0.66026 | 72.495 | 0 | 0 | 7.583 | 12.134 | 2.9574 | 0 | 2.9574 | 1.7749 | 4.7323
2016-06-22 12:00 | 0.138 | 0 | 0 | 4.542 | 7.596 | 245.9172 | 12 | 17.1793 | 3.6843 | 0 | 0 | 13.5202 | 3.6592 | 3.6843 | 0.69968 | 71.919 | 5.384 | 1.7947 | 9.3907 | 13.9327 | 2.9624 | 0.69992 | 3.6624 | 1.7714 | 5.4337
2016-06-22 13:00 | 0.146 | 0 | 0 | 4.58 | 7.566 | 245.9172 | 12 | 17.1793 | 3.6843 | 0 | 0 | 13.8025 | 3.3768 | 3.6843 | 0.70742 | 71.292 | 6.741 | 2.247 | 9.813 | 14.393 | 2.9507 | 0.87633 | 3.8271 | 1.7862 | 5.6133
2016-06-22 14:00 | 0.133 | 0 | 0 | 4.116 | 8.017 | 245.9172 | 12 | 17.1793 | 3.6843 | 0 | 0 | 2.5463 | 14.633 | 3.6843 | 0.39881 | 0 | 8.938 | 2.9793 | 10.9963 | 15.1123 | 3.1266 | 1.1619 | 4.2886 | 1.6052 | 5.8938
2016-06-22 15:00 | 0.113 | 0 | 3.866 | 0 | 8.247 | 249.242 | 12 | 17.1793 | 3.6843 | 0 | 0 | 15.1268 | 2.0525 | 3.6843 | 0.74373 | 68.35 | 13.11 | 4.37 | 12.617 | 12.617 | 3.2163 | 1.7043 | 4.9206 | 0 | 4.9206
2016-06-22 16:00 | 0.088 | 0 | 0 | 4.459 | 7.629 | 249.242 | 12 | 17.1793 | 3.6843 | 0 | 0 | 15.8257 | 1.3537 | 3.6843 | 0.76289 | 66.798 | 16.471 | 5.4903 | 13.1193 | 17.5783 | 2.9753 | 2.1412 | 5.1165 | 1.739 | 6.8556
2016-06-22 17:00 | 0.044 | 0 | 0 | 4.198 | 7.846 | 249.242 | 12 | 17.1793 | 3.6843 | 0 | 0 | 10.9948 | 6.1845 | 3.6843 | 0.63044 | 65.969 | 0 | 0 | 7.846 | 12.044 | 3.0599 | 0 | 3.0599 | 1.6372 | 4.6972
2016-06-22 18:00 | 0.006 | 0 | 0 | 1.516 | 10.49 | 249.242 | 12 | 17.1793 | 3.6843 | 0 | 0 | 10.9342 | 6.2452 | 3.6843 | 0.62878 | 65.605 | 0 | 0 | 10.49 | 12.006 | 4.0911 | 0 | 4.0911 | 0.59124 | 4.6823
2016-06-22 19:00 | 0 | 2.51 | 0 | 4.4409e-16 | 17.51 | 246.3234 | 15 | 21.4742 | 4.6053 | 0 | 0 | 10.9372 | 10.537 | 4.6053 | 0.56889 | 65.623 | 0 | 0 | 17.51 | 17.51 | 6.8289 | 0 | 6.8289 | 1.7319e-16 | 6.8289
2016-06-22 20:00 | 0 | 4.025 | 0 | 0 | 19.025 | 241.6431 | 15 | 21.4742 | 4.6053 | 0 | 0 | 0 | 21.4742 | 4.6053 | 0.329 | 0 | 0 | 0 | 19.025 | 19.025 | 7.4197 | 0 | 7.4197 | 0 | 7.4197
2016-06-22 21:00 | 0 | 3.08 | 0 | 0 | 18.08 | 238.0617 | 15 | 21.4742 | 4.6053 | 0 | 0 | 0 | 21.4742 | 4.6053 | 0.329 | 0 | 0 | 0 | 18.08 | 18.08 | 7.0512 | 0 | 7.0512 | 0 | 7.0512
2016-06-22 22:00 | 0 | 3.11 | 0 | 0 | 18.11 | 234.4455 | 15 | 21.4742 | 4.6053 | 0 | 0 | 0 | 21.4742 | 4.6053 | 0.329 | 0 | 0 | 0 | 18.11 | 18.11 | 7.0629 | 0 | 7.0629 | 0 | 7.0629
2016-06-22 23:00 | 0 | 0.551 | 0 | 0 | 15.551 | 233.8048 | 15 | 21.4742 | 4.6053 | 0 | 0 | 0 | 21.4742 | 4.6053 | 0.329 | 0 | 0 | 0 | 15.551 | 15.551 | 6.0649 | 0 | 6.0649 | 0 | 6.0649
2016-06-23 | 0 | 0 | 0 | 0 | 12.35 | 233.8048 | 12.35 | 17.6804 | 3.7917 | 0 | 0 | 2.6338 | 15.0466 | 3.7917 | 0.39916 | 0 | 9.245 | 3.0817 | 15.4317 | 15.4317 | 4.8165 | 1.2019 | 6.0183 | 0 | 6.0183
2016-06-23 01:00 | 0 | 0 | 0 | 1.547 | 10.453 | 233.8048 | 12 | 17.1793 | 3.6843 | 0 | 0 | 2.407 | 14.7723 | 3.6843 | 0.39499 | 0 | 8.448 | 2.816 | 13.269 | 14.816 | 4.0767 | 1.0982 | 5.1749 | 0.60333 | 5.7782
2016-06-23 02:00 | 0 | 0 | 2.016 | 1.7764e-15 | 9.984 | 235.5385 | 12 | 17.1793 | 3.6843 | 0 | 0 | 2.2332 | 14.9462 | 3.6843 | 0.39023 | 0 | 7.838 | 2.6127 | 12.5967 | 12.5967 | 3.8938 | 1.0189 | 4.9127 | 6.9278e-16 | 4.9127
2016-06-23 03:00 | 0 | 0 | 0 | 1.688 | 10.312 | 235.5385 | 12 | 17.1793 | 3.6843 | 0 | 0 | 2.1202 | 15.0592 | 3.6843 | 0.38713 | 0 | 7.442 | 2.4807 | 12.7927 | 14.4807 | 4.0217 | 0.96746 | 4.9891 | 0.65832 | 5.6475
2016-06-23 04:00 | 0 | 0 | 0 | 1.647 | 10.353 | 235.5385 | 12 | 17.1793 | 3.6843 | 0 | 0 | 2.0105 | 15.1688 | 3.6843 | 0.38412 | 0 | 7.057 | 2.3523 | 12.7053 | 14.3523 | 4.0377 | 0.91741 | 4.9551 | 0.64233 | 5.5974
2016-06-23 05:00 | 0 | 0 | 0 | 1.716 | 10.284 | 235.5385 | 12 | 17.1793 | 3.6843 | 0 | 0 | 0 | 17.1793 | 3.6843 | 0.329 | 0 | 0 | 0 | 10.284 | 12 | 4.0108 | 0 | 4.0108 | 0.66924 | 4.68
2016-06-23 06:00 | 0 | 0 | 2.429 | 0 | 9.571 | 237.6275 | 12 | 17.1793 | 3.6843 | 0 | 0 | 0 | 17.1793 | 3.6843 | 0.329 | 0 | 0 | 0 | 9.571 | 9.571 | 3.7327 | 0 | 3.7327 | 0 | 3.7327
2016-06-23 07:00 | 0 | 0 | 2.9 | 0 | 9.1 | 240.1215 | 12 | 17.1793 | 3.6843 | 0 | 0 | 0 | 17.1793 | 3.6843 | 0.329 | 0 | 0 | 0 | 9.1 | 9.1 | 3.549 | 0 | 3.549 | 0 | 3.549
2016-06-23 08:00 | 0.014 | 0 | 4.313 | 0 | 7.701 | 243.8306 | 12 | 17.1793 | 3.6843 | 0 | 0 | 0 | 17.1793 | 3.6843 | 0.329 | 0 | 0 | 0 | 7.701 | 7.701 | 3.0034 | 0 | 3.0034 | 0 | 3.0034
2016-06-23 09:00 | 0.051 | 0 | 0 | 4.571 | 7.48 | 243.8306 | 12 | 17.1793 | 3.6843 | 0 | 0 | 12.1533 | 5.026 | 3.6843 | 0.6622 | 72.92 | 0 | 0 | 7.48 | 12.051 | 2.9172 | 0 | 2.9172 | 1.7827 | 4.6999
2016-06-23 10:00 | 0.079 | 0 | 0 | 4.635 | 7.444 | 243.8306 | 12 | 17.1793 | 3.6843 | 0 | 0 | 12.1882 | 4.9912 | 3.6843 | 0.66316 | 73.129 | 0 | 0 | 7.444 | 12.079 | 2.9032 | 0 | 2.9032 | 1.8076 | 4.7108
2016-06-23 11:00 | 0.118 | 0 | 0 | 4.7 | 7.418 | 243.8306 | 12 | 17.1793 | 3.6843 | 0 | 0 | 12.1878 | 4.9915 | 3.6843 | 0.66315 | 73.127 | 0 | 0 | 7.418 | 12.118 | 2.893 | 0 | 2.893 | 1.833 | 4.726
2016-06-23 12:00 | 0.121 | 0 | 0 | 4.564 | 7.557 | 243.8306 | 12 | 17.1793 | 3.6843 | 0 | 0 | 13.4565 | 3.7228 | 3.6843 | 0.69793 | 72.06 | 5.077 | 1.6923 | 9.2493 | 13.8133 | 2.9472 | 0.66001 | 3.6072 | 1.78 | 5.3872
2016-06-23 13:00 | 0.123 | 0 | 0 | 4.566 | 7.557 | 243.8306 | 12 | 17.1793 | 3.6843 | 0 | 0 | 13.9785 | 3.2008 | 3.6843 | 0.71224 | 70.901 | 7.588 | 2.5293 | 10.0863 | 14.6523 | 2.9472 | 0.98644 | 3.9337 | 1.7807 | 5.7144
2016-06-23 14:00 | 0.118 | 0 | 3.988 | 0 | 8.13 | 247.2603 | 12 | 17.1793 | 3.6843 | 0 | 0 | 2.9962 | 14.1832 | 3.6843 | 0.41114 | 0 | 10.516 | 3.5053 | 11.6353 | 11.6353 | 3.1707 | 1.3671 | 4.5378 | 0 | 4.5378
2016-06-23 15:00 | 0.102 | 0 | 3.786 | 0 | 8.316 | 250.5163 | 12 | 17.1793 | 3.6843 | 0 | 0 | 15.0843 | 2.095 | 3.6843 | 0.74256 | 68.445 | 12.906 | 4.302 | 12.618 | 12.618 | 3.2432 | 1.6778 | 4.921 | 0 | 4.921
2016-06-23 16:00 | 0.073 | 0 | 0 | 3.603 | 8.47 | 250.5163 | 12 | 17.1793 | 3.6843 | 0 | 0 | 15.529 | 1.6503 | 3.6843 | 0.75475 | 67.457 | 15.044 | 5.0147 | 13.4847 | 17.0877 | 3.3033 | 1.9557 | 5.259 | 1.4052 | 6.6642
2016-06-23 17:00 | 0.04 | 0 | 0 | 3.52 | 8.52 | 250.5163 | 12 | 17.1793 | 3.6843 | 0 | 0 | 11.0662 | 6.1132 | 3.6843 | 0.6324 | 66.397 | 0 | 0 | 8.52 | 12.04 | 3.3228 | 0 | 3.3228 | 1.3728 | 4.6956
2016-06-23 18:00 | 0.006 | 0 | 0 | 1.059 | 10.947 | 250.5163 | 12 | 17.1793 | 3.6843 | 0 | 0 | 10.9905 | 6.1888 | 3.6843 | 0.63032 | 65.943 | 0 | 0 | 10.947 | 12.006 | 4.2693 | 0 | 4.2693 | 0.41301 | 4.6823
2016-06-23 19:00 | 0 | 2.091 | 0 | 8.8818e-16 | 17.091 | 248.0849 | 15 | 21.4742 | 4.6053 | 0 | 0 | 11.007 | 10.4672 | 4.6053 | 0.57042 | 66.042 | 0 | 0 | 17.091 | 17.091 | 6.6655 | 0 | 6.6655 | 3.4639e-16 | 6.6655
2016-06-23 20:00 | 0 | 4.369 | 0 | 0 | 19.369 | 243.0047 | 15 | 21.4742 | 4.6053 | 0 | 0 | 0 | 21.4742 | 4.6053 | 0.329 | 0 | 0 | 0 | 19.369 | 19.369 | 7.5539 | 0 | 7.5539 | 0 | 7.5539
2016-06-23 21:00 | 0 | 4.419 | 0 | 8.8818e-16 | 19.419 | 237.8663 | 15 | 21.4742 | 4.6053 | 0 | 0 | 0 | 21.4742 | 4.6053 | 0.329 | 0 | 0 | 0 | 19.419 | 19.419 | 7.5734 | 0 | 7.5734 | 3.4639e-16 | 7.5734
2016-06-23 22:00 | 0 | 3.977 | 0 | 4.4409e-16 | 18.977 | 233.2419 | 15 | 21.4742 | 4.6053 | 0 | 0 | 0 | 21.4742 | 4.6053 | 0.329 | 0 | 0 | 0 | 18.977 | 18.977 | 7.401 | 0 | 7.401 | 1.7319e-16 | 7.401
2016-06-23 23:00 | 0 | 1.068 | 0 | 8.8818e-16 | 16.068 | 232 | 15 | 21.4742 | 4.6053 | 0 | 0 | 0 | 21.4742 | 4.6053 | 0.329 | 0 | 0 | 0 | 16.068 | 16.068 | 6.2665 | 0 | 6.2665 | 3.4639e-16 | 6.2665
2016-06-24 | 0 | 0 | 0 | 0 | 12.606 | 232 | 12.606 | 18.0469 | 3.8703 | 0 | 0 | 2.3117 | 15.7352 | 3.8703 | 0.38933 | 0 | 8.114 | 2.7047 | 15.3107 | 15.3107 | 4.9163 | 1.0548 | 5.9712 | 0 | 5.9712
2016-06-24 01:00 | 0 | 0 | 0 | 1.622 | 10.378 | 232 | 12 | 17.1793 | 3.6843 | 0 | 0 | 2.1405 | 15.0388 | 3.6843 | 0.38769 | 0 | 7.513 | 2.5043 | 12.8823 | 14.5043 | 4.0474 | 0.97669 | 5.0241 | 0.63258 | 5.6567
2016-06-24 02:00 | 0 | 0 | 0 | 1.886 | 10.114 | 232 | 12 | 17.1793 | 3.6843 | 0 | 0 | 2.1445 | 15.0348 | 3.6843 | 0.3878 | 0 | 7.527 | 2.509 | 12.623 | 14.509 | 3.9445 | 0.97851 | 4.923 | 0.73554 | 5.6585
2016-06-24 03:00 | 0 | 0 | 0 | 1.84 | 10.16 | 232 | 12 | 17.1793 | 3.6843 | 0 | 0 | 2.1087 | 15.0707 | 3.6843 | 0.38681 | 0 | 7.401 | 2.467 | 12.627 | 14.467 | 3.9624 | 0.96213 | 4.9245 | 0.7176 | 5.6421
2016-06-24 04:00 | 0 | 0 | 0 | 1.708 | 10.292 | 232 | 12 | 17.1793 | 3.6843 | 0 | 0 | 1.9452 | 15.2342 | 3.6843 | 0.38233 | 0 | 6.827 | 2.2757 | 12.5677 | 14.2757 | 4.0139 | 0.88751 | 4.9014 | 0.66612 | 5.5675
2016-06-24 05:00 | 0 | 0 | 0 | 1.814 | 10.186 | 232 | 12 | 17.1793 | 3.6843 | 0 | 0 | 0 | 17.1793 | 3.6843 | 0.329 | 0 | 0 | 0 | 10.186 | 12 | 3.9725 | 0 | 3.9725 | 0.70746 | 4.68
2016-06-24 06:00 | 0 | 0 | 0 | 2.287 | 9.713 | 232 | 12 | 17.1793 | 3.6843 | 0 | 0 | 0 | 17.1793 | 3.6843 | 0.329 | 0 | 0 | 0 | 9.713 | 12 | 3.7881 | 0 | 3.7881 | 0.89193 | 4.68
2016-06-24 07:00 | 0 | 0 | 0 | 2.613 | 9.387 | 232 | 12 | 17.1793 | 3.6843 | 0 | 0 | 0 | 17.1793 | 3.6843 | 0.329 | 0 | 0 | 0 | 9.387 | 12 | 3.6609 | 0 | 3.6609 | 1.0191 | 4.68
2016-06-24 08:00 | 0.012 | 0 | 0 | 4.687 | 7.325 | 232 | 12 | 17.1793 | 3.6843 | 0 | 0 | 0 | 17.1793 | 3.6843 | 0.329 | 0 | 0 | 0 | 7.325 | 12.012 | 2.8567 | 0 | 2.8567 | 1.8279 | 4.6847
2016-06-24 09:00 | 0.046 | 0 | 0 | 4.67 | 7.376 | 232 | 12 | 17.1793 | 3.6843 | 0 | 0 | 12.0078 | 5.1715 | 3.6843 | 0.65821 | 72.047 | 0 | 0 | 7.376 | 12.046 | 2.8766 | 0 | 2.8766 | 1.8213 | 4.6979
2016-06-24 10:00 | 0.08 | 0 | 2.5149 | 2.6711 | 6.894 | 234.1628 | 12 | 17.1793 | 3.6843 | 0 | 0 | 12.0053 | 5.174 | 3.6843 | 0.65815 | 72.032 | 0 | 0 | 6.894 | 9.5651 | 2.6887 | 0 | 2.6887 | 1.0417 | 3.7304
2016-06-24 11:00 | 0.104 | 0 | 4.952 | 0 | 7.152 | 238.4215 | 12 | 17.1793 | 3.6843 | 0 | 0 | 12.04 | 5.1393 | 3.6843 | 0.6591 | 72.24 | 0 | 0 | 7.152 | 7.152 | 2.7893 | 0 | 2.7893 | 0 | 2.7893
2016-06-24 12:00 | 0.103 | 0 | 0 | 4.512 | 7.591 | 238.4215 | 12 | 17.1793 | 3.6843 | 0 | 0 | 13.6035 | 3.5758 | 3.6843 | 0.70196 | 71.734 | 5.784 | 1.928 | 9.519 | 14.031 | 2.9605 | 0.75192 | 3.7124 | 1.7597 | 5.4721
2016-06-24 13:00 | 0.1 | 0 | 4.614 | 0 | 7.486 | 242.3895 | 12 | 17.1793 | 3.6843 | 0 | 0 | 14.141 | 3.0383 | 3.6843 | 0.7167 | 70.54 | 8.369 | 2.7897 | 10.2757 | 10.2757 | 2.9195 | 1.088 | 4.0075 | 0 | 4.0075
2016-06-24 14:00 | 0.079 | 0 | 0 | 4.582 | 7.497 | 242.3895 | 12 | 17.1793 | 3.6843 | 0 | 0 | 3.2967 | 13.8827 | 3.6843 | 0.41938 | 0 | 11.572 | 3.8573 | 11.3543 | 15.9363 | 2.9238 | 1.5044 | 4.4282 | 1.787 | 6.2152
2016-06-24 15:00 | 0.065 | 0 | 0 | 4.555 | 7.51 | 242.3895 | 12 | 17.1793 | 3.6843 | 0 | 0 | 15.4492 | 1.7302 | 3.6843 | 0.75256 | 67.634 | 14.661 | 4.887 | 12.397 | 16.952 | 2.9289 | 1.9059 | 4.8348 | 1.7765 | 6.6113
2016-06-24 16:00 | 0.056 | 0 | 3.871 | 0 | 8.185 | 245.7186 | 12 | 17.1793 | 3.6843 | 0 | 0 | 15.9193 | 1.26 | 3.6843 | 0.76546 | 66.59 | 16.922 | 5.6407 | 13.8257 | 13.8257 | 3.1921 | 2.1999 | 5.392 | 0 | 5.392
2016-06-24 17:00 | 0.034 | 0 | 0 | 3.269 | 8.765 | 245.7186 | 12 | 17.1793 | 3.6843 | 0 | 0 | 11.0007 | 6.1787 | 3.6843 | 0.6306 | 66.004 | 0 | 0 | 8.765 | 12.034 | 3.4184 | 0 | 3.4184 | 1.2749 | 4.6933
2016-06-24 18:00 | 0.003 | 0 | 0 | 0.727 | 11.276 | 245.7186 | 12 | 17.1793 | 3.6843 | 0 | 0 | 10.9753 | 6.204 | 3.6843 | 0.62991 | 65.852 | 0 | 0 | 11.276 | 12.003 | 4.3976 | 0 | 4.3976 | 0.28353 | 4.6812
2016-06-24 19:00 | 0 | 1.986 | 0 | 4.4409e-16 | 16.986 | 243.4093 | 15 | 21.4742 | 4.6053 | 0 | 0 | 11.0282 | 10.446 | 4.6053 | 0.57088 | 66.169 | 0 | 0 | 16.986 | 16.986 | 6.6245 | 0 | 6.6245 | 1.7319e-16 | 6.6245
2016-06-24 20:00 | 0 | 3.913 | 0 | 0 | 18.913 | 238.8593 | 15 | 21.4742 | 4.6053 | 0 | 0 | 0 | 21.4742 | 4.6053 | 0.329 | 0 | 0 | 0 | 18.913 | 18.913 | 7.3761 | 0 | 7.3761 | 0 | 7.3761
2016-06-24 21:00 | 0 | 3.474 | 0 | 0 | 18.474 | 234.8198 | 15 | 21.4742 | 4.6053 | 0 | 0 | 0 | 21.4742 | 4.6053 | 0.329 | 0 | 0 | 0 | 18.474 | 18.474 | 7.2049 | 0 | 7.2049 | 0 | 7.2049
2016-06-24 22:00 | 0 | 2.425 | 0 | 4.4409e-16 | 17.425 | 232 | 15 | 21.4742 | 4.6053 | 0 | 0 | 0 | 21.4742 | 4.6053 | 0.329 | 0 | 0 | 0 | 17.425 | 17.425 | 6.7958 | 0 | 6.7958 | 1.7319e-16 | 6.7958
2016-06-24 23:00 | 0 | 0 | 0 | 0 | 14.509 | 232 | 14.509 | 20.7712 | 4.4546 | 0 | 0 | 0 | 20.7712 | 4.4546 | 0.329 | 0 | 0 | 0 | 14.509 | 14.509 | 5.6585 | 0 | 5.6585 | 0 | 5.6585
2016-06-25 | 0 | 0 | 0 | 0.026 | 11.974 | 232 | 12 | 17.1793 | 3.6843 | 0 | 0 | 2.1047 | 15.0747 | 3.6843 | 0.3867 | 0 | 7.387 | 2.4623 | 14.4363 | 14.4623 | 4.6699 | 0.96031 | 5.6302 | 0.01014 | 5.6403
2016-06-25 01:00 | 0 | 0 | 0 | 1.938 | 10.062 | 232 | 12 | 17.1793 | 3.6843 | 0 | 0 | 1.8923 | 15.287 | 3.6843 | 0.38088 | 0 | 6.642 | 2.214 | 12.276 | 14.214 | 3.9242 | 0.86346 | 4.7876 | 0.75582 | 5.5435
2016-06-25 02:00 | 0 | 0 | 0 | 2.472 | 9.528 | 232 | 12 | 17.1793 | 3.6843 | 0 | 0 | 1.7242 | 15.4552 | 3.6843 | 0.37627 | 0 | 6.052 | 2.0173 | 11.5453 | 14.0173 | 3.7159 | 0.78676 | 4.5027 | 0.96408 | 5.4668
2016-06-25 03:00 | 0 | 0 | 0 | 2.117 | 9.883 | 232 | 12 | 17.1793 | 3.6843 | 0 | 0 | 1.5648 | 15.6145 | 3.6843 | 0.3719 | 0 | 5.492 | 1.8307 | 11.7137 | 13.8307 | 3.8544 | 0.71396 | 4.5683 | 0.82563 | 5.394
2016-06-25 04:00 | 0 | 0 | 2.178 | 0 | 9.822 | 233.8731 | 12 | 17.1793 | 3.6843 | 0 | 0 | 1.4448 | 15.7345 | 3.6843 | 0.36861 | 0 | 5.071 | 1.6903 | 11.5123 | 11.5123 | 3.8306 | 0.65923 | 4.4898 | 0 | 4.4898
2016-06-25 05:00 | 0 | 0 | 2.171 | 0 | 9.829 | 235.7401 | 12 | 17.1793 | 3.6843 | 0 | 0 | 0 | 17.1793 | 3.6843 | 0.329 | 0 | 0 | 0 | 9.829 | 9.829 | 3.8333 | 0 | 3.8333 | 0 | 3.8333
2016-06-25 06:00 | 0 | 0 | 2.317 | 0 | 9.683 | 237.7328 | 12 | 17.1793 | 3.6843 | 0 | 0 | 0 | 17.1793 | 3.6843 | 0.329 | 0 | 0 | 0 | 9.683 | 9.683 | 3.7764 | 0 | 3.7764 | 0 | 3.7764
2016-06-25 07:00 | 0 | 0 | 0 | 3.27 | 8.73 | 237.7328 | 12 | 17.1793 | 3.6843 | 0 | 0 | 0 | 17.1793 | 3.6843 | 0.329 | 0 | 0 | 0 | 8.73 | 12 | 3.4047 | 0 | 3.4047 | 1.2753 | 4.68
2016-06-25 08:00 | 0.003 | 0 | 4.373 | 0 | 7.63 | 241.4935 | 12 | 17.1793 | 3.6843 | 0 | 0 | 0 | 17.1793 | 3.6843 | 0.329 | 0 | 0 | 0 | 7.63 | 7.63 | 2.9757 | 0 | 2.9757 | 0 | 2.9757
2016-06-25 09:00 | 0.014 | 0 | 1.1157 | 3.7253 | 7.173 | 242.453 | 12 | 17.1793 | 3.6843 | 0 | 0 | 12.1432 | 5.0362 | 3.6843 | 0.66193 | 72.859 | 0 | 0 | 7.173 | 10.8983 | 2.7975 | 0 | 2.7975 | 1.4529 | 4.2503
2016-06-25 10:00 | 0.024 | 0 | 0 | 4.641 | 7.383 | 242.453 | 12 | 17.1793 | 3.6843 | 0 | 0 | 12.1575 | 5.0218 | 3.6843 | 0.66232 | 72.945 | 0 | 0 | 7.383 | 12.024 | 2.8794 | 0 | 2.8794 | 1.81 | 4.6894
2016-06-25 11:00 | 0.029 | 0 | 4.641 | 0 | 7.388 | 246.4443 | 12 | 17.1793 | 3.6843 | 0 | 0 | 12.1828 | 4.9965 | 3.6843 | 0.66301 | 73.097 | 0 | 0 | 7.388 | 7.388 | 2.8813 | 0 | 2.8813 | 0 | 2.8813
2016-06-25 12:00 | 0.029 | 0 | 4.182 | 0 | 7.847 | 250.0408 | 12 | 17.1793 | 3.6843 | 0 | 0 | 13.5062 | 3.6732 | 3.6843 | 0.69929 | 71.95 | 5.316 | 1.772 | 9.619 | 9.619 | 3.0603 | 0.69108 | 3.7514 | 0 | 3.7514
2016-06-25 13:00 | 0.031 | 0 | 4.035 | 0 | 7.996 | 253.5109 | 12 | 17.1793 | 3.6843 | 0 | 0 | 14.253 | 2.9263 | 3.6843 | 0.71977 | 70.291 | 8.907 | 2.969 | 10.965 | 10.965 | 3.1184 | 1.1579 | 4.2763 | 0 | 4.2763
2016-06-25 14:00 | 0.025 | 0 | 0 | 3.579 | 8.446 | 253.5109 | 12 | 17.1793 | 3.6843 | 0 | 0 | 3.4548 | 13.7245 | 3.6843 | 0.42372 | 0 | 12.126 | 4.042 | 12.488 | 16.067 | 3.2939 | 1.5764 | 4.8703 | 1.3958 | 6.2661
2016-06-25 15:00 | 0.019 | 0 | 0 | 3.556 | 8.463 | 253.5109 | 12 | 17.1793 | 3.6843 | 0 | 0 | 15.4095 | 1.7698 | 3.6843 | 0.75148 | 67.723 | 14.469 | 4.823 | 13.286 | 16.842 | 3.3006 | 1.881 | 5.1815 | 1.3868 | 6.5684
2016-06-25 16:00 | 0.03 | 0 | 3.786 | 0 | 8.244 | 256.7669 | 12 | 17.1793 | 3.6843 | 0 | 0 | 15.754 | 1.4253 | 3.6843 | 0.76092 | 66.957 | 16.126 | 5.3753 | 13.6193 | 13.6193 | 3.2152 | 2.0964 | 5.3115 | 0 | 5.3115
2016-06-25 17:00 | 0.01 | 0 | 0 | 3.379 | 8.631 | 256.7669 | 12 | 17.1793 | 3.6843 | 0 | 0 | 11.0813 | 6.098 | 3.6843 | 0.63281 | 66.488 | 0 | 0 | 8.631 | 12.01 | 3.3661 | 0 | 3.3661 | 1.3178 | 4.6839
2016-06-25 18:00 | 0.001 | 0 | 0 | 0.999 | 11.002 | 256.7669 | 12 | 17.1793 | 3.6843 | 0 | 0 | 11.0477 | 6.1317 | 3.6843 | 0.63189 | 66.286 | 0 | 0 | 11.002 | 12.001 | 4.2908 | 0 | 4.2908 | 0.38961 | 4.6804
2016-06-25 19:00 | 0 | 2.898 | 0 | 0 | 17.898 | 253.3971 | 15 | 21.4742 | 4.6053 | 0 | 0 | 11.061 | 10.4132 | 4.6053 | 0.5716 | 66.366 | 0 | 0 | 17.898 | 17.898 | 6.9802 | 0 | 6.9802 | 0 | 6.9802
2016-06-25 20:00 | 0 | 4.359 | 0 | 0 | 19.359 | 248.3285 | 15 | 21.4742 | 4.6053 | 0 | 0 | 0 | 21.4742 | 4.6053 | 0.329 | 0 | 0 | 0 | 19.359 | 19.359 | 7.55 | 0 | 7.55 | 0 | 7.55
2016-06-25 21:00 | 0 | 4.845 | 0 | 0 | 19.845 | 242.6948 | 15 | 21.4742 | 4.6053 | 0 | 0 | 0 | 21.4742 | 4.6053 | 0.329 | 0 | 0 | 0 | 19.845 | 19.845 | 7.7395 | 0 | 7.7395 | 0 | 7.7395
2016-06-25 22:00 | 0 | 2.974 | 0 | 0 | 17.974 | 239.2367 | 15 | 21.4742 | 4.6053 | 0 | 0 | 0 | 21.4742 | 4.6053 | 0.329 | 0 | 0 | 0 | 17.974 | 17.974 | 7.0099 | 0 | 7.0099 | 0 | 7.0099
2016-06-25 23:00 | 0 | 0.425 | 0 | 9.4369e-16 | 15.425 | 238.7425 | 15 | 21.4742 | 4.6053 | 0 | 0 | 0 | 21.4742 | 4.6053 | 0.329 | 0 | 0 | 0 | 15.425 | 15.425 | 6.0158 | 0 | 6.0158 | 3.6804e-16 | 6.0158
2016-06-26 | 0 | 0 | 0 | 0 | 12.056 | 238.7425 | 12.056 | 17.2595 | 3.7015 | 0 | 0 | 2.053 | 15.2065 | 3.7015 | 0.38502 | 0 | 7.206 | 2.402 | 14.458 | 14.458 | 4.7018 | 0.93678 | 5.6386 | 0 | 5.6386
2016-06-26 01:00 | 0 | 0 | 0 | 1.637 | 10.363 | 238.7425 | 12 | 17.1793 | 3.6843 | 0 | 0 | 1.9575 | 15.2218 | 3.6843 | 0.38267 | 0 | 6.871 | 2.2903 | 12.6533 | 14.2903 | 4.0416 | 0.89323 | 4.9348 | 0.63843 | 5.5732
2016-06-26 02:00 | 0 | 0 | 1.953 | 1.7764e-15 | 10.047 | 240.4221 | 12 | 17.1793 | 3.6843 | 0 | 0 | 1.9062 | 15.2732 | 3.6843 | 0.38126 | 0 | 6.69 | 2.23 | 12.277 | 12.277 | 3.9183 | 0.8697 | 4.788 | 6.9278e-16 | 4.788
2016-06-26 03:00 | 0 | 0 | 1.956 | 1.7764e-15 | 10.044 | 242.1042 | 12 | 17.1793 | 3.6843 | 0 | 0 | 1.8362 | 15.3432 | 3.6843 | 0.37934 | 0 | 6.445 | 2.1483 | 12.1923 | 12.1923 | 3.9172 | 0.83785 | 4.755 | 6.9278e-16 | 4.755
2016-06-26 04:00 | 0 | 0 | 0 | 1.843 | 10.157 | 242.1042 | 12 | 17.1793 | 3.6843 | 0 | 0 | 1.5622 | 15.6172 | 3.6843 | 0.37183 | 0 | 5.483 | 1.8277 | 11.9847 | 13.8277 | 3.9612 | 0.71279 | 4.674 | 0.71877 | 5.3928
2016-06-26 05:00 | 0 | 0 | 2.475 | 0 | 9.525 | 244.2327 | 12 | 17.1793 | 3.6843 | 0 | 0 | 0 | 17.1793 | 3.6843 | 0.329 | 0 | 0 | 0 | 9.525 | 9.525 | 3.7147 | 0 | 3.7147 | 0 | 3.7147
2016-06-26 06:00 | 0 | 0 | 2.512 | 1.7764e-15 | 9.488 | 246.393 | 12 | 17.1793 | 3.6843 | 0 | 0 | 0 | 17.1793 | 3.6843 | 0.329 | 0 | 0 | 0 | 9.488 | 9.488 | 3.7003 | 0 | 3.7003 | 6.9278e-16 | 3.7003
2016-06-26 07:00 | 0 | 0 | 0 | 3.235 | 8.765 | 246.393 | 12 | 17.1793 | 3.6843 | 0 | 0 | 0 | 17.1793 | 3.6843 | 0.329 | 0 | 0 | 0 | 8.765 | 12 | 3.4184 | 0 | 3.4184 | 1.2616 | 4.68
2016-06-26 08:00 | 0.004 | 0 | 0 | 4.724 | 7.28 | 246.393 | 12 | 17.1793 | 3.6843 | 0 | 0 | 0 | 17.1793 | 3.6843 | 0.329 | 0 | 0 | 0 | 7.28 | 12.004 | 2.8392 | 0 | 2.8392 | 1.8424 | 4.6816
2016-06-26 09:00 | 0.013 | 0 | 0 | 4.679 | 7.334 | 246.393 | 12 | 17.1793 | 3.6843 | 0 | 0 | 12.2602 | 4.9192 | 3.6843 | 0.66513 | 73.561 | 0 | 0 | 7.334 | 12.013 | 2.8603 | 0 | 2.8603 | 1.8248 | 4.6851
2016-06-26 10:00 | 0.034 | 0 | 0 | 4.529 | 7.505 | 246.393 | 12 | 17.1793 | 3.6843 | 0 | 0 | 12.2967 | 4.8827 | 3.6843 | 0.66613 | 73.78 | 0 | 0 | 7.505 | 12.034 | 2.927 | 0 | 2.927 | 1.7663 | 4.6933
2016-06-26 11:00 | 0.048 | 0 | 0 | 4.565 | 7.483 | 246.393 | 12 | 17.1793 | 3.6843 | 0 | 0 | 12.3177 | 4.8617 | 3.6843 | 0.66671 | 73.906 | 0 | 0 | 7.483 | 12.048 | 2.9184 | 0 | 2.9184 | 1.7804 | 4.6987
2016-06-26 12:00 | 0.045 | 0 | 4.616 | 0 | 7.429 | 250.3628 | 12 | 17.1793 | 3.6843 | 0 | 0 | 13.3263 | 3.853 | 3.6843 | 0.69436 | 72.349 | 4.451 | 1.4837 | 8.9127 | 8.9127 | 2.8973 | 0.57863 | 3.4759 | 0 | 3.4759
2016-06-26 13:00 | 0.037 | 0 | 0 | 4.482 | 7.555 | 250.3628 | 12 | 17.1793 | 3.6843 | 0 | 0 | 14.2995 | 2.8798 | 3.6843 | 0.72104 | 70.188 | 9.131 | 3.0437 | 10.5987 | 15.0807 | 2.9465 | 1.187 | 4.1335 | 1.748 | 5.8815
2016-06-26 14:00 | 0.037 | 0 | 0 | 4.199 | 7.838 | 250.3628 | 12 | 17.1793 | 3.6843 | 0 | 0 | 3.883 | 13.2963 | 3.6843 | 0.43546 | 0 | 13.63 | 4.5433 | 12.3813 | 16.5803 | 3.0568 | 1.7719 | 4.8287 | 1.6376 | 6.4663
2016-06-26 15:00 | 0.02 | 0 | 0 | 3.589 | 8.431 | 250.3628 | 12 | 17.1793 | 3.6843 | 0 | 0 | 15.7427 | 1.4367 | 3.6843 | 0.76061 | 66.983 | 16.072 | 5.3573 | 13.7883 | 17.3773 | 3.2881 | 2.0894 | 5.3774 | 1.3997 | 6.7772
2016-06-26 16:00 | 0.02 | 0 | 0 | 3.706 | 8.314 | 250.3628 | 12 | 17.1793 | 3.6843 | 0 | 0 | 16.0657 | 1.1137 | 3.6843 | 0.76947 | 66.265 | 17.626 | 5.8753 | 14.1893 | 17.8953 | 3.2425 | 2.2914 | 5.5338 | 1.4453 | 6.9792
2016-06-26 17:00 | 0.008 | 0 | 0 | 3.266 | 8.742 | 250.3628 | 12 | 17.1793 | 3.6843 | 0 | 0 | 10.9718 | 6.2075 | 3.6843 | 0.62981 | 65.831 | 0 | 0 | 8.742 | 12.008 | 3.4094 | 0 | 3.4094 | 1.2737 | 4.6831
2016-06-26 18:00 | 0.002 | 0 | 0 | 0.711 | 11.291 | 250.3628 | 12 | 17.1793 | 3.6843 | 0 | 0 | 10.9448 | 6.2345 | 3.6843 | 0.62907 | 65.669 | 0 | 0 | 11.291 | 12.002 | 4.4035 | 0 | 4.4035 | 0.27729 | 4.6808
2016-06-26 19:00 | 0 | 2.67 | 0 | 0 | 17.67 | 247.2581 | 15 | 21.4742 | 4.6053 | 0 | 0 | 10.9638 | 10.5103 | 4.6053 | 0.56947 | 65.783 | 0 | 0 | 17.67 | 17.67 | 6.8913 | 0 | 6.8913 | 0 | 6.8913
2016-06-26 20:00 | 0 | 4.685 | 0 | 0 | 19.685 | 241.8105 | 15 | 21.4742 | 4.6053 | 0 | 0 | 0 | 21.4742 | 4.6053 | 0.329 | 0 | 0 | 0 | 19.685 | 19.685 | 7.6772 | 0 | 7.6772 | 0 | 7.6772
2016-06-26 21:00 | 0 | 4.894 | 0 | 8.8818e-16 | 19.894 | 236.1198 | 15 | 21.4742 | 4.6053 | 0 | 0 | 0 | 21.4742 | 4.6053 | 0.329 | 0 | 0 | 0 | 19.894 | 19.894 | 7.7587 | 0 | 7.7587 | 3.4639e-16 | 7.7587
2016-06-26 22:00 | 0 | 3.012 | 0 | 0 | 18.012 | 232.6174 | 15 | 21.4742 | 4.6053 | 0 | 0 | 0 | 21.4742 | 4.6053 | 0.329 | 0 | 0 | 0 | 18.012 | 18.012 | 7.0247 | 0 | 7.0247 | 0 | 7.0247
2016-06-26 23:00 | 0 | 0.531 | 0 | 9.992e-16 | 15.531 | 232 | 15 | 21.4742 | 4.6053 | 0 | 0 | 0 | 21.4742 | 4.6053 | 0.329 | 0 | 0 | 0 | 15.531 | 15.531 | 6.0571 | 0 | 6.0571 | 3.8969e-16 | 6.0571
2016-06-27 | 0 | 0 | 0 | 0 | 12.762 | 232 | 12.762 | 18.2702 | 3.9182 | 0 | 0 | 2.347 | 15.9232 | 3.9182 | 0.3895 | 0 | 8.238 | 2.746 | 15.508 | 15.508 | 4.9772 | 1.0709 | 6.0481 | 0 | 6.0481
2016-06-27 01:00 | 0 | 0 | 0 | 1.444 | 10.556 | 232 | 12 | 17.1793 | 3.6843 | 0 | 0 | 2.2558 | 14.9235 | 3.6843 | 0.39085 | 0 | 7.918 | 2.6393 | 13.1953 | 14.6393 | 4.1168 | 1.0293 | 5.1462 | 0.56316 | 5.7093
2016-06-27 02:00 | 0 | 0 | 0 | 2.132 | 9.868 | 232 | 12 | 17.1793 | 3.6843 | 0 | 0 | 2.2332 | 14.9462 | 3.6843 | 0.39023 | 0 | 7.838 | 2.6127 | 12.4807 | 14.6127 | 3.8485 | 1.0189 | 4.8675 | 0.83148 | 5.6989
2016-06-27 03:00 | 0 | 0 | 0 | 2.238 | 9.762 | 232 | 12 | 17.1793 | 3.6843 | 0 | 0 | 2.2405 | 14.9388 | 3.6843 | 0.39043 | 0 | 7.864 | 2.6213 | 12.3833 | 14.6213 | 3.8072 | 1.0223 | 4.8295 | 0.87282 | 5.7023
2016-06-27 04:00 | 0 | 0 | 0 | 2.333 | 9.667 | 232 | 12 | 17.1793 | 3.6843 | 0 | 0 | 2.1067 | 15.0727 | 3.6843 | 0.38676 | 0 | 7.394 | 2.4647 | 12.1317 | 14.4647 | 3.7701 | 0.96122 | 4.7313 | 0.90987 | 5.6412
2016-06-27 05:00 | 0 | 0 | 0 | 2.579 | 9.421 | 232 | 12 | 17.1793 | 3.6843 | 0 | 0 | 0 | 17.1793 | 3.6843 | 0.329 | 0 | 0 | 0 | 9.421 | 12 | 3.6742 | 0 | 3.6742 | 1.0058 | 4.68
2016-06-27 06:00 | 0 | 0 | 2.48 | 0 | 9.52 | 234.1328 | 12 | 17.1793 | 3.6843 | 0 | 0 | 0 | 17.1793 | 3.6843 | 0.329 | 0 | 0 | 0 | 9.52 | 9.52 | 3.7128 | 0 | 3.7128 | 0 | 3.7128
2016-06-27 07:00 | 0 | 0 | 2.913 | 0 | 9.087 | 236.638 | 12 | 17.1793 | 3.6843 | 0 | 0 | 0 | 17.1793 | 3.6843 | 0.329 | 0 | 0 | 0 | 9.087 | 9.087 | 3.5439 | 0 | 3.5439 | 0 | 3.5439
2016-06-27 08:00 | 0.005 | 0 | 0 | 3.943 | 8.062 | 236.638 | 12 | 17.1793 | 3.6843 | 0 | 0 | 0 | 17.1793 | 3.6843 | 0.329 | 0 | 0 | 0 | 8.062 | 12.005 | 3.1442 | 0 | 3.1442 | 1.5378 | 4.6819
2016-06-27 09:00 | 0.017 | 0 | 3.76 | 0 | 8.257 | 239.8716 | 12 | 17.1793 | 3.6843 | 0 | 0 | 12.0178 | 5.1615 | 3.6843 | 0.65849 | 72.107 | 0 | 0 | 8.257 | 8.257 | 3.2202 | 0 | 3.2202 | 0 | 3.2202
2016-06-27 10:00 | 0.036 | 0 | 4.076 | 0 | 7.96 | 243.3769 | 12 | 17.1793 | 3.6843 | 0 | 0 | 12.037 | 5.1423 | 3.6843 | 0.65901 | 72.222 | 0 | 0 | 7.96 | 7.96 | 3.1044 | 0 | 3.1044 | 0 | 3.1044
2016-06-27 11:00 | 0.049 | 0 | 4.069 | 0 | 7.98 | 246.8763 | 12 | 17.1793 | 3.6843 | 0 | 0 | 12.0543 | 5.125 | 3.6843 | 0.65949 | 72.326 | 0 | 0 | 7.98 | 7.98 | 3.1122 | 0 | 3.1122 | 0 | 3.1122
2016-06-27 12:00 | 0.044 | 0 | 3.829 | 0 | 8.215 | 250.1692 | 12 | 17.1793 | 3.6843 | 0 | 0 | 13.9265 | 3.2528 | 3.6843 | 0.71082 | 71.016 | 7.338 | 2.446 | 10.661 | 10.661 | 3.2039 | 0.95394 | 4.1578 | 0 | 4.1578
2016-06-27 13:00 | 0.04 | 0 | 4.106 | 0 | 7.934 | 253.7004 | 12 | 17.1793 | 3.6843 | 0 | 0 | 14.7468 | 2.4325 | 3.6843 | 0.73331 | 69.194 | 11.283 | 3.761 | 11.695 | 11.695 | 3.0943 | 1.4668 | 4.561 | 0 | 4.561
2016-06-27 14:00 | 0.037 | 0 | 4.137 | 0 | 7.9 | 257.2582 | 12 | 17.1793 | 3.6843 | 0 | 0 | 4.19 | 12.9893 | 3.6843 | 0.44388 | 0 | 14.707 | 4.9023 | 12.8023 | 12.8023 | 3.081 | 1.9119 | 4.9929 | 0 | 4.9929
2016-06-27 15:00 | 0.03 | 0 | 0 | 3.57 | 8.46 | 257.2582 | 12 | 17.1793 | 3.6843 | 0 | 0 | 15.9697 | 1.2097 | 3.6843 | 0.76684 | 66.479 | 17.164 | 5.7213 | 14.1813 | 17.7513 | 3.2994 | 2.2313 | 5.5307 | 1.3923 | 6.923
2016-06-27 16:00 | 0.018 | 0 | 0 | 3.353 | 8.665 | 257.2582 | 12 | 17.1793 | 3.6843 | 0 | 0 | 16.3015 | 0.87783 | 3.6843 | 0.77593 | 65.742 | 18.759 | 6.253 | 14.918 | 18.271 | 3.3794 | 2.4387 | 5.818 | 1.3077 | 7.1257
2016-06-27 17:00 | 0.008 | 0 | 0 | 3.268 | 8.74 | 257.2582 | 12 | 17.1793 | 3.6843 | 0 | 0 | 10.8885 | 6.2908 | 3.6843 | 0.62753 | 65.331 | 0 | 0 | 8.74 | 12.008 | 3.4086 | 0 | 3.4086 | 1.2745 | 4.6831
2016-06-27 18:00 | 0.001 | 0 | 0 | 0.63 | 11.371 | 257.2582 | 12 | 17.1793 | 3.6843 | 0 | 0 | 10.8657 | 6.3137 | 3.6843 | 0.6269 | 65.194 | 0 | 0 | 11.371 | 12.001 | 4.4347 | 0 | 4.4347 | 0.2457 | 4.6804
2016-06-27 19:00 | 0 | 3.324 | 0 | 0 | 18.324 | 253.3931 | 15 | 21.4742 | 4.6053 | 0 | 0 | 10.8922 | 10.582 | 4.6053 | 0.5679 | 65.353 | 0 | 0 | 18.324 | 18.324 | 7.1464 | 0 | 7.1464 | 0 | 7.1464
2016-06-27 20:00 | 0 | 5.171 | 0 | 0 | 20.171 | 247.3803 | 15 | 21.4742 | 4.6053 | 0 | 0 | 0 | 21.4742 | 4.6053 | 0.329 | 0 | 0 | 0 | 20.171 | 20.171 | 7.8667 | 0 | 7.8667 | 0 | 7.8667
2016-06-27 21:00 | 0 | 4.182 | 0 | 8.8818e-16 | 19.182 | 242.5175 | 15 | 21.4742 | 4.6053 | 0 | 0 | 0 | 21.4742 | 4.6053 | 0.329 | 0 | 0 | 0 | 19.182 | 19.182 | 7.481 | 0 | 7.481 | 3.4639e-16 | 7.481
2016-06-27 22:00 | 0 | 2.619 | 0 | 4.4409e-16 | 17.619 | 239.4722 | 15 | 21.4742 | 4.6053 | 0 | 0 | 0 | 21.4742 | 4.6053 | 0.329 | 0 | 0 | 0 | 17.619 | 17.619 | 6.8714 | 0 | 6.8714 | 1.7319e-16 | 6.8714
2016-06-27 23:00 | 0 | 0 | 0 | 0 | 14.979 | 239.4722 | 14.979 | 21.4441 | 4.5989 | 0 | 0 | 0 | 21.4441 | 4.5989 | 0.329 | 0 | 0 | 0 | 14.979 | 14.979 | 5.8418 | 0 | 5.8418 | 0 | 5.8418
2016-06-28 | 0 | 0 | 0 | 0.025 | 11.975 | 239.4722 | 12 | 17.1793 | 3.6843 | 0 | 0 | 2.5308 | 14.6485 | 3.6843 | 0.39839 | 0 | 8.883 | 2.961 | 14.936 | 14.961 | 4.6703 | 1.1548 | 5.825 | 0.00975 | 5.8348
2016-06-28 01:00 | 0 | 0 | 0 | 1.596 | 10.404 | 239.4722 | 12 | 17.1793 | 3.6843 | 0 | 0 | 2.3518 | 14.8275 | 3.6843 | 0.39348 | 0 | 8.255 | 2.7517 | 13.1557 | 14.7517 | 4.0576 | 1.0732 | 5.1307 | 0.62244 | 5.7532
2016-06-28 02:00 | 0 | 0 | 0 | 2.436 | 9.564 | 239.4722 | 12 | 17.1793 | 3.6843 | 0 | 0 | 2.3212 | 14.8582 | 3.6843 | 0.39264 | 0 | 8.147 | 2.7157 | 12.2797 | 14.7157 | 3.73 | 1.0591 | 4.7891 | 0.95004 | 5.7391
2016-06-28 03:00 | 0 | 0 | 0 | 2.177 | 9.823 | 239.4722 | 12 | 17.1793 | 3.6843 | 0 | 0 | 2.197 | 14.9823 | 3.6843 | 0.38923 | 0 | 7.711 | 2.5703 | 12.3933 | 14.5703 | 3.831 | 1.0024 | 4.8334 | 0.84903 | 5.6824
2016-06-28 04:00 | 0 | 0 | 0 | 1.935 | 10.065 | 239.4722 | 12 | 17.1793 | 3.6843 | 0 | 0 | 2.073 | 15.1063 | 3.6843 | 0.38583 | 0 | 7.276 | 2.4253 | 12.4903 | 14.4253 | 3.9253 | 0.94588 | 4.8712 | 0.75465 | 5.6259
2016-06-28 05:00 | 0 | 0 | 0 | 1.719 | 10.281 | 239.4722 | 12 | 17.1793 | 3.6843 | 0 | 0 | 0 | 17.1793 | 3.6843 | 0.329 | 0 | 0 | 0 | 10.281 | 12 | 4.0096 | 0 | 4.0096 | 0.67041 | 4.68
2016-06-28 06:00 | 0 | 0 | 0 | 2.041 | 9.959 | 239.4722 | 12 | 17.1793 | 3.6843 | 0 | 0 | 0 | 17.1793 | 3.6843 | 0.329 | 0 | 0 | 0 | 9.959 | 12 | 3.884 | 0 | 3.884 | 0.79599 | 4.68
2016-06-28 07:00 | 0 | 0 | 0.13945 | 2.7086 | 9.152 | 239.5921 | 12 | 17.1793 | 3.6843 | 0 | 0 | 0 | 17.1793 | 3.6843 | 0.329 | 0 | 0 | 0 | 9.152 | 11.8606 | 3.5693 | 0 | 3.5693 | 1.0563 | 4.6256
2016-06-28 08:00 | 0.008 | 0 | 0 | 4.495 | 7.513 | 239.5921 | 12 | 17.1793 | 3.6843 | 0 | 0 | 0 | 17.1793 | 3.6843 | 0.329 | 0 | 0 | 0 | 7.513 | 12.008 | 2.9301 | 0 | 2.9301 | 1.753 | 4.6831
2016-06-28 09:00 | 0.028 | 0 | 0 | 4.413 | 7.615 | 239.5921 | 12 | 17.1793 | 3.6843 | 0 | 0 | 11.9983 | 5.181 | 3.6843 | 0.65795 | 71.99 | 0 | 0 | 7.615 | 12.028 | 2.9699 | 0 | 2.9699 | 1.7211 | 4.6909
2016-06-28 10:00 | 0.062 | 0 | 0 | 4.485 | 7.577 | 239.5921 | 12 | 17.1793 | 3.6843 | 0 | 0 | 12.0272 | 5.1522 | 3.6843 | 0.65874 | 72.163 | 0 | 0 | 7.577 | 12.062 | 2.955 | 0 | 2.955 | 1.7491 | 4.7042
2016-06-28 11:00 | 0.094 | 0 | 0 | 4.409 | 7.685 | 239.5921 | 12 | 17.1793 | 3.6843 | 0 | 0 | 12.0538 | 5.1255 | 3.6843 | 0.65948 | 72.323 | 0 | 0 | 7.685 | 12.094 | 2.9971 | 0 | 2.9971 | 1.7195 | 4.7167
2016-06-28 12:00 | 0.086 | 0 | 3.938 | 0 | 8.148 | 242.9788 | 12 | 17.1793 | 3.6843 | 0 | 0 | 13.981 | 3.1983 | 3.6843 | 0.71231 | 70.895 | 7.6 | 2.5333 | 10.6813 | 10.6813 | 3.1777 | 0.988 | 4.1657 | 0 | 4.1657
2016-06-28 13:00 | 0.091 | 0 | 3.786 | 0 | 8.305 | 246.2347 | 12 | 17.1793 | 3.6843 | 0 | 0 | 14.8673 | 2.312 | 3.6843 | 0.73661 | 68.927 | 11.863 | 3.9543 | 12.2593 | 12.2593 | 3.2389 | 1.5422 | 4.7811 | 0 | 4.7811
2016-06-28 14:00 | 0.079 | 0 | 0 | 3.475 | 8.604 | 246.2347 | 12 | 17.1793 | 3.6843 | 0 | 0 | 4.3993 | 12.78 | 3.6843 | 0.44962 | 0 | 15.442 | 5.1473 | 13.7513 | 17.2263 | 3.3556 | 2.0075 | 5.363 | 1.3553 | 6.7183
2016-06-28 15:00 | 0.076 | 0 | 0 | 3.681 | 8.395 | 246.2347 | 12 | 17.1793 | 3.6843 | 0 | 0 | 16.0983 | 1.081 | 3.6843 | 0.77036 | 66.193 | 17.783 | 5.9277 | 14.3227 | 18.0037 | 3.274 | 2.3118 | 5.5858 | 1.4356 | 7.0214
2016-06-28 16:00 | 0.052 | 0 | 0 | 3.258 | 8.794 | 246.2347 | 12 | 17.1793 | 3.6843 | 0 | 0 | 16.4085 | 0.77083 | 3.6843 | 0.77887 | 65.504 | 19.274 | 6.4247 | 15.2187 | 18.4767 | 3.4297 | 2.5056 | 5.9353 | 1.2706 | 7.2059
2016-06-28 17:00 | 0.01 | 0 | 2.991 | 0 | 9.019 | 248.807 | 12 | 17.1793 | 3.6843 | 0 | 0 | 10.8517 | 6.3277 | 3.6843 | 0.62652 | 65.11 | 0 | 0 | 9.019 | 9.019 | 3.5174 | 0 | 3.5174 | 0 | 3.5174
2016-06-28 18:00 | 0.001 | 0 | 0 | 0.438 | 11.563 | 248.807 | 12 | 17.1793 | 3.6843 | 0 | 0 | 10.8302 | 6.3492 | 3.6843 | 0.62593 | 64.981 | 0 | 0 | 11.563 | 12.001 | 4.5096 | 0 | 4.5096 | 0.17082 | 4.6804
2016-06-28 19:00 | 0 | 3.131 | 0 | 4.4409e-16 | 18.131 | 245.1663 | 15 | 21.4742 | 4.6053 | 0 | 0 | 10.8508 | 10.6233 | 4.6053 | 0.56699 | 65.105 | 0 | 0 | 18.131 | 18.131 | 7.0711 | 0 | 7.0711 | 1.7319e-16 | 7.0711
2016-06-28 20:00 | 0 | 4.162 | 0 | 8.8818e-16 | 19.162 | 240.3267 | 15 | 21.4742 | 4.6053 | 0 | 0 | 0 | 21.4742 | 4.6053 | 0.329 | 0 | 0 | 0 | 19.162 | 19.162 | 7.4732 | 0 | 7.4732 | 3.4639e-16 | 7.4732
2016-06-28 21:00 | 0 | 3.535 | 0 | 0 | 18.535 | 236.2163 | 15 | 21.4742 | 4.6053 | 0 | 0 | 0 | 21.4742 | 4.6053 | 0.329 | 0 | 0 | 0 | 18.535 | 18.535 | 7.2287 | 0 | 7.2287 | 0 | 7.2287
2016-06-28 22:00 | 0 | 2.963 | 0 | 0 | 17.963 | 232.7709 | 15 | 21.4742 | 4.6053 | 0 | 0 | 0 | 21.4742 | 4.6053 | 0.329 | 0 | 0 | 0 | 17.963 | 17.963 | 7.0056 | 0 | 7.0056 | 0 | 7.0056
2016-06-28 23:00 | 0 | 0.663 | 0 | 1.1102e-16 | 15.663 | 232 | 15 | 21.4742 | 4.6053 | 0 | 0 | 0 | 21.4742 | 4.6053 | 0.329 | 0 | 0 | 0 | 15.663 | 15.663 | 6.1086 | 0 | 6.1086 | 4.3299e-17 | 6.1086
2016-06-29 | 0 | 0 | 0 | 0 | 12.519 | 232 | 12.519 | 17.9223 | 3.8436 | 0 | 0 | 2.5893 | 15.333 | 3.8436 | 0.39705 | 0 | 9.089 | 3.0297 | 15.5487 | 15.5487 | 4.8824 | 1.1816 | 6.064 | 0 | 6.064
2016-06-29 01:00 | 0 | 0 | 0 | 1.215 | 10.785 | 232 | 12 | 17.1793 | 3.6843 | 0 | 0 | 2.3475 | 14.8318 | 3.6843 | 0.39336 | 0 | 8.24 | 2.7467 | 13.5317 | 14.7467 | 4.2062 | 1.0712 | 5.2774 | 0.47385 | 5.7512
2016-06-29 02:00 | 0 | 0 | 0 | 2.24 | 9.76 | 232 | 12 | 17.1793 | 3.6843 | 0 | 0 | 2.135 | 15.0443 | 3.6843 | 0.38753 | 0 | 7.494 | 2.498 | 12.258 | 14.498 | 3.8064 | 0.97422 | 4.7806 | 0.8736 | 5.6542
2016-06-29 03:00 | 0 | 0 | 0 | 1.898 | 10.102 | 232 | 12 | 17.1793 | 3.6843 | 0 | 0 | 2.0048 | 15.1745 | 3.6843 | 0.38397 | 0 | 7.037 | 2.3457 | 12.4477 | 14.3457 | 3.9398 | 0.91481 | 4.8546 | 0.74022 | 5.5948
2016-06-29 04:00 | 0 | 0 | 0 | 1.962 | 10.038 | 232 | 12 | 17.1793 | 3.6843 | 0 | 0 | 1.9198 | 15.2595 | 3.6843 | 0.38164 | 0 | 6.739 | 2.2463 | 12.2843 | 14.2463 | 3.9148 | 0.87607 | 4.7909 | 0.76518 | 5.5561
2016-06-29 05:00 | 0 | 0 | 0 | 1.621 | 10.379 | 232 | 12 | 17.1793 | 3.6843 | 0 | 0 | 0 | 17.1793 | 3.6843 | 0.329 | 0 | 0 | 0 | 10.379 | 12 | 4.0478 | 0 | 4.0478 | 0.63219 | 4.68
2016-06-29 06:00 | 0 | 0 | 0 | 2.258 | 9.742 | 232 | 12 | 17.1793 | 3.6843 | 0 | 0 | 0 | 17.1793 | 3.6843 | 0.329 | 0 | 0 | 0 | 9.742 | 12 | 3.7994 | 0 | 3.7994 | 0.88062 | 4.68
2016-06-29 07:00 | 0 | 0 | 0 | 2.939 | 9.061 | 232 | 12 | 17.1793 | 3.6843 | 0 | 0 | 0 | 17.1793 | 3.6843 | 0.329 | 0 | 0 | 0 | 9.061 | 12 | 3.5338 | 0 | 3.5338 | 1.1462 | 4.68
2016-06-29 08:00 | 0.005 | 0 | 4.476 | 0 | 7.529 | 235.8494 | 12 | 17.1793 | 3.6843 | 0 | 0 | 0 | 17.1793 | 3.6843 | 0.329 | 0 | 0 | 0 | 7.529 | 7.529 | 2.9363 | 0 | 2.9363 | 0 | 2.9363
2016-06-29 09:00 | 0.014 | 0 | 4.1186 | 0.57743 | 7.318 | 239.3913 | 12 | 17.1793 | 3.6843 | 0 | 0 | 12.0447 | 5.1347 | 3.6843 | 0.65922 | 72.268 | 0 | 0 | 7.318 | 7.8954 | 2.854 | 0 | 2.854 | 0.2252 | 3.0792
2016-06-29 10:00 | 0.055 | 0 | 0 | 4.632 | 7.423 | 239.3913 | 12 | 17.1793 | 3.6843 | 0 | 0 | 12.0702 | 5.1092 | 3.6843 | 0.65992 | 72.421 | 0 | 0 | 7.423 | 12.055 | 2.895 | 0 | 2.895 | 1.8065 | 4.7015
2016-06-29 11:00 | 0.052 | 0 | 0 | 4.641 | 7.411 | 239.3913 | 12 | 17.1793 | 3.6843 | 0 | 0 | 12.0848 | 5.0945 | 3.6843 | 0.66033 | 72.509 | 0 | 0 | 7.411 | 12.052 | 2.8903 | 0 | 2.8903 | 1.81 | 4.7003
2016-06-29 12:00 | 0.078 | 0 | 0 | 4.419 | 7.659 | 239.3913 | 12 | 17.1793 | 3.6843 | 0 | 0 | 13.6337 | 3.5457 | 3.6843 | 0.70279 | 71.667 | 5.929 | 1.9763 | 9.6353 | 14.0543 | 2.987 | 0.77077 | 3.7578 | 1.7234 | 5.4812
2016-06-29 13:00 | 0.085 | 0 | 0 | 4.797 | 7.288 | 239.3913 | 12 | 17.1793 | 3.6843 | 0 | 0 | 14.3213 | 2.858 | 3.6843 | 0.72164 | 70.139 | 9.237 | 3.079 | 10.367 | 15.164 | 2.8423 | 1.2008 | 4.0431 | 1.8708 | 5.914
2016-06-29 14:00 | 0.086 | 0 | 4.038 | 0 | 8.048 | 242.864 | 12 | 17.1793 | 3.6843 | 0 | 0 | 3.599 | 13.5803 | 3.6843 | 0.42767 | 0 | 12.633 | 4.211 | 12.259 | 12.259 | 3.1387 | 1.6423 | 4.781 | 0 | 4.781
2016-06-29 15:00 | 0.078 | 0 | 0 | 3.702 | 8.376 | 242.864 | 12 | 17.1793 | 3.6843 | 0 | 0 | 15.5273 | 1.652 | 3.6843 | 0.75471 | 67.461 | 15.036 | 5.012 | 13.388 | 17.09 | 3.2666 | 1.9547 | 5.2213 | 1.4438 | 6.6651
2016-06-29 16:00 | 0.06 | 0 | 0 | 3.459 | 8.601 | 242.864 | 12 | 17.1793 | 3.6843 | 0 | 0 | 15.8648 | 1.3145 | 3.6843 | 0.76396 | 66.711 | 16.659 | 5.553 | 14.154 | 17.613 | 3.3544 | 2.1657 | 5.5201 | 1.349 | 6.8691
2016-06-29 17:00 | 0.03 | 0 | 2.769 | 0 | 9.261 | 245.2453 | 12 | 17.1793 | 3.6843 | 0 | 0 | 11.0522 | 6.1272 | 3.6843 | 0.63201 | 66.313 | 0 | 0 | 9.261 | 9.261 | 3.6118 | 0 | 3.6118 | 0 | 3.6118
2016-06-29 18:00 | 0.007 | 0 | 0 | 0.891 | 11.116 | 245.2453 | 12 | 17.1793 | 3.6843 | 0 | 0 | 11.054 | 6.1253 | 3.6843 | 0.63206 | 66.324 | 0 | 0 | 11.116 | 12.007 | 4.3352 | 0 | 4.3352 | 0.34749 | 4.6827
2016-06-29 19:00 | 0 | 2.588 | 0 | 4.4409e-16 | 17.588 | 242.236 | 15 | 21.4742 | 4.6053 | 0 | 0 | 11.0925 | 10.3817 | 4.6053 | 0.5723 | 66.555 | 0 | 0 | 17.588 | 17.588 | 6.8593 | 0 | 6.8593 | 1.7319e-16 | 6.8593
2016-06-29 20:00 | 0 | 3.469 | 0 | 0 | 18.469 | 238.2023 | 15 | 21.4742 | 4.6053 | 0 | 0 | 0 | 21.4742 | 4.6053 | 0.329 | 0 | 0 | 0 | 18.469 | 18.469 | 7.2029 | 0 | 7.2029 | 0 | 7.2029
2016-06-29 21:00 | 0 | 3.136 | 0 | 0 | 18.136 | 234.5558 | 15 | 21.4742 | 4.6053 | 0 | 0 | 0 | 21.4742 | 4.6053 | 0.329 | 0 | 0 | 0 | 18.136 | 18.136 | 7.073 | 0 | 7.073 | 0 | 7.073
2016-06-29 22:00 | 0 | 2.198 | 0 | 0 | 17.198 | 232 | 15 | 21.4742 | 4.6053 | 0 | 0 | 0 | 21.4742 | 4.6053 | 0.329 | 0 | 0 | 0 | 17.198 | 17.198 | 6.7072 | 0 | 6.7072 | 0 | 6.7072
2016-06-29 23:00 | 0 | 0 | 0 | 0 | 14.61 | 232 | 14.61 | 20.9158 | 4.4856 | 0 | 0 | 0 | 20.9158 | 4.4856 | 0.329 | 0 | 0 | 0 | 14.61 | 14.61 | 5.6979 | 0 | 5.6979 | 0 | 5.6979
2016-06-30 | 0 | 0 | 0 | 0 | 12.469 | 232 | 12.469 | 17.8508 | 3.8283 | 0 | 0 | 2.2165 | 15.6343 | 3.8283 | 0.38748 | 0 | 7.78 | 2.5933 | 15.0623 | 15.0623 | 4.8629 | 1.0114 | 5.8743 | 0 | 5.8743
2016-06-30 01:00 | 0 | 0 | 0 | 1.443 | 10.557 | 232 | 12 | 17.1793 | 3.6843 | 0 | 0 | 1.9907 | 15.1887 | 3.6843 | 0.38358 | 0 | 6.987 | 2.329 | 12.886 | 14.329 | 4.1172 | 0.90831 | 5.0255 | 0.56277 | 5.5883
2016-06-30 02:00 | 0 | 0 | 0 | 2.027 | 9.973 | 232 | 12 | 17.1793 | 3.6843 | 0 | 0 | 1.8358 | 15.3435 | 3.6843 | 0.37933 | 0 | 6.444 | 2.148 | 12.121 | 14.148 | 3.8895 | 0.83772 | 4.7272 | 0.79053 | 5.5177
2016-06-30 03:00 | 0 | 0 | 0 | 1.837 | 10.163 | 232 | 12 | 17.1793 | 3.6843 | 0 | 0 | 1.7202 | 15.4592 | 3.6843 | 0.37616 | 0 | 6.038 | 2.0127 | 12.1757 | 14.0127 | 3.9636 | 0.78494 | 4.7485 | 0.71643 | 5.4649
2016-06-30 04:00 | 0 | 0 | 0 | 1.901 | 10.099 | 232 | 12 | 17.1793 | 3.6843 | 0 | 0 | 1.6285 | 15.5508 | 3.6843 | 0.37365 | 0 | 5.716 | 1.9053 | 12.0043 | 13.9053 | 3.9386 | 0.74308 | 4.6817 | 0.74139 | 5.4231
2016-06-30 05:00 | 0 | 0 | 0 | 2.123 | 9.877 | 232 | 12 | 17.1793 | 3.6843 | 0 | 0 | 0 | 17.1793 | 3.6843 | 0.329 | 0 | 0 | 0 | 9.877 | 12 | 3.852 | 0 | 3.852 | 0.82797 | 4.68
2016-06-30 06:00 | 0 | 0 | 0 | 2.67 | 9.33 | 232 | 12 | 17.1793 | 3.6843 | 0 | 0 | 0 | 17.1793 | 3.6843 | 0.329 | 0 | 0 | 0 | 9.33 | 12 | 3.6387 | 0 | 3.6387 | 1.0413 | 4.68
2016-06-30 07:00 | 0 | 0 | 0 | 3.356 | 8.644 | 232 | 12 | 17.1793 | 3.6843 | 0 | 0 | 0 | 17.1793 | 3.6843 | 0.329 | 0 | 0 | 0 | 8.644 | 12 | 3.3712 | 0 | 3.3712 | 1.3088 | 4.68
2016-06-30 08:00 | 0.006 | 0 | 0 | 4.751 | 7.255 | 232 | 12 | 17.1793 | 3.6843 | 0 | 0 | 0 | 17.1793 | 3.6843 | 0.329 | 0 | 0 | 0 | 7.255 | 12.006 | 2.8295 | 0 | 2.8295 | 1.8529 | 4.6823
2016-06-30 09:00 | 0.018 | 0 | 1.3002 | 3.6828 | 7.035 | 233.1182 | 12 | 17.1793 | 3.6843 | 0 | 0 | 12.0403 | 5.139 | 3.6843 | 0.65911 | 72.242 | 0 | 0 | 7.035 | 10.7178 | 2.7437 | 0 | 2.7437 | 1.4363 | 4.1799
2016-06-30 10:00 | 0.04 | 0 | 4.392 | 0 | 7.648 | 236.8953 | 12 | 17.1793 | 3.6843 | 0 | 0 | 12.061 | 5.1183 | 3.6843 | 0.65967 | 72.366 | 0 | 0 | 7.648 | 7.648 | 2.9827 | 0 | 2.9827 | 0 | 2.9827
2016-06-30 11:00 | 0.077 | 0 | 4.682 | 0 | 7.395 | 240.9218 | 12 | 17.1793 | 3.6843 | 0 | 0 | 12.0723 | 5.107 | 3.6843 | 0.65998 | 72.434 | 0 | 0 | 7.395 | 7.395 | 2.884 | 0 | 2.884 | 0 | 2.884
2016-06-30 12:00 | 0.111 | 0 | 4.43 | 0 | 7.681 | 244.7316 | 12 | 17.1793 | 3.6843 | 0 | 0 | 13.749 | 3.4303 | 3.6843 | 0.70595 | 71.41 | 6.484 | 2.1613 | 9.8423 | 9.8423 | 2.9956 | 0.84292 | 3.8385 | 0 | 3.8385
2016-06-30 13:00 | 0.103 | 0 | 4.179 | 0 | 7.924 | 248.3256 | 12 | 17.1793 | 3.6843 | 0 | 0 | 14.2498 | 2.9295 | 3.6843 | 0.71968 | 70.298 | 8.892 | 2.964 | 10.888 | 10.888 | 3.0904 | 1.156 | 4.2463 | 0 | 4.2463
2016-06-30 14:00 | 0.097 | 0 | 0 | 3.341 | 8.756 | 248.3256 | 12 | 17.1793 | 3.6843 | 0 | 0 | 3.4325 | 13.7468 | 3.6843 | 0.42311 | 0 | 12.048 | 4.016 | 12.772 | 16.113 | 3.4148 | 1.5662 | 4.9811 | 1.303 | 6.2841
2016-06-30 15:00 | 0.085 | 0 | 0 | 3.466 | 8.619 | 248.3256 | 12 | 17.1793 | 3.6843 | 0 | 0 | 15.4428 | 1.7365 | 3.6843 | 0.75239 | 67.648 | 14.63 | 4.8767 | 13.4957 | 16.9617 | 3.3614 | 1.9019 | 5.2633 | 1.3517 | 6.6151
2016-06-30 16:00 | 0.066 | 0 | 0 | 3.564 | 8.502 | 248.3256 | 12 | 17.1793 | 3.6843 | 0 | 0 | 15.7598 | 1.4195 | 3.6843 | 0.76108 | 66.944 | 16.155 | 5.385 | 13.887 | 17.451 | 3.3158 | 2.1002 | 5.4159 | 1.39 | 6.8059
2016-06-30 17:00 | 0.039 | 0 | 0 | 2.835 | 9.204 | 248.3256 | 12 | 17.1793 | 3.6843 | 0 | 0 | 11.0865 | 6.0928 | 3.6843 | 0.63295 | 66.519 | 0 | 0 | 9.204 | 12.039 | 3.5896 | 0 | 3.5896 | 1.1057 | 4.6952
2016-06-30 18:00 | 0.005 | 0 | 0 | 0.368 | 11.637 | 248.3256 | 12 | 17.1793 | 3.6843 | 0 | 0 | 11.0608 | 6.1185 | 3.6843 | 0.63225 | 66.365 | 0 | 0 | 11.637 | 12.005 | 4.5384 | 0 | 4.5384 | 0.14352 | 4.682
2016-06-30 19:00 | 0 | 2.582 | 0 | 8.8818e-16 | 17.582 | 245.3233 | 15 | 21.4742 | 4.6053 | 0 | 0 | 11.0732 | 10.401 | 4.6053 | 0.57187 | 66.439 | 0 | 0 | 17.582 | 17.582 | 6.857 | 0 | 6.857 | 3.4639e-16 | 6.857
2016-06-30 20:00 | 0 | 3.707 | 0 | 8.8818e-16 | 18.707 | 241.0128 | 15 | 21.4742 | 4.6053 | 0 | 0 | 0 | 21.4742 | 4.6053 | 0.329 | 0 | 0 | 0 | 18.707 | 18.707 | 7.2957 | 0 | 7.2957 | 3.4639e-16 | 7.2957
2016-06-30 21:00 | 0 | 3.583 | 0 | 0 | 18.583 | 236.8465 | 15 | 21.4742 | 4.6053 | 0 | 0 | 0 | 21.4742 | 4.6053 | 0.329 | 0 | 0 | 0 | 18.583 | 18.583 | 7.2474 | 0 | 7.2474 | 0 | 7.2474
2016-06-30 22:00 | 0 | 3.373 | 0 | 4.4409e-16 | 18.373 | 232.9244 | 15 | 21.4742 | 4.6053 | 0 | 0 | 0 | 21.4742 | 4.6053 | 0.329 | 0 | 0 | 0 | 18.373 | 18.373 | 7.1655 | 0 | 7.1655 | 1.7319e-16 | 7.1655
2016-06-30 23:00 | 0 | 0.795 | 0 | 0 | 15.795 | 232 | 15 | 21.4742 | 4.6053 | 0 | 0 | 0 | 21.4742 | 4.6053 | 0.329 | 0 | 0 | 0 | 15.795 | 15.795 | 6.1601 | 0 | 6.1601 | 0 | 6.1601
2016-07-01 | 0 | 0 | 0 | 0 | 13.389 | 232 | 13.389 | 19.1678 | 4.1107 | 0 | 0 | 2.4473 | 16.7205 | 4.1107 | 0.38914 | 0 | 8.59 | 2.8633 | 16.2523 | 16.2523 | 5.2217 | 1.1167 | 6.3384 | 0 | 6.3384
2016-07-01 01:00 | 0 | 0 | 0 | 0 | 12.377 | 232 | 12.377 | 17.719 | 3.8 | 0 | 0 | 2.2185 | 15.5005 | 3.8 | 0.38797 | 0 | 7.787 | 2.5957 | 14.9727 | 14.9727 | 4.827 | 1.0123 | 5.8393 | 0 | 5.8393
2016-07-01 02:00 | 0 | 0 | 0 | 0.873 | 11.127 | 232 | 12 | 17.1793 | 3.6843 | 0 | 0 | 2.1028 | 15.0765 | 3.6843 | 0.38665 | 0 | 7.381 | 2.4603 | 13.5873 | 14.4603 | 4.3395 | 0.95953 | 5.2991 | 0.34047 | 5.6395
2016-07-01 03:00 | 0 | 0 | 0 | 1.048 | 10.952 | 232 | 12 | 17.1793 | 3.6843 | 0 | 0 | 2.0833 | 15.096 | 3.6843 | 0.38612 | 0 | 7.313 | 2.4377 | 13.3897 | 14.4377 | 4.2713 | 0.95069 | 5.222 | 0.40872 | 5.6307
2016-07-01 04:00 | 0 | 0 | 0 | 1.655 | 10.345 | 232 | 12 | 17.1793 | 3.6843 | 0 | 0 | 2.0117 | 15.1677 | 3.6843 | 0.38415 | 0 | 7.061 | 2.3537 | 12.6987 | 14.3537 | 4.0346 | 0.91793 | 4.9525 | 0.64545 | 5.5979
2016-07-01 05:00 | 0 | 0 | 0 | 2.59 | 9.41 | 232 | 12 | 17.1793 | 3.6843 | 0 | 0 | 0 | 17.1793 | 3.6843 | 0.329 | 0 | 0 | 0 | 9.41 | 12 | 3.6699 | 0 | 3.6699 | 1.0101 | 4.68
2016-07-01 06:00 | 0 | 0 | 0 | 3.055 | 8.945 | 232 | 12 | 17.1793 | 3.6843 | 0 | 0 | 0 | 17.1793 | 3.6843 | 0.329 | 0 | 0 | 0 | 8.945 | 12 | 3.4886 | 0 | 3.4886 | 1.1915 | 4.68
2016-07-01 07:00 | 0 | 0 | 0 | 3.508 | 8.492 | 232 | 12 | 17.1793 | 3.6843 | 0 | 0 | 0 | 17.1793 | 3.6843 | 0.329 | 0 | 0 | 0 | 8.492 | 12 | 3.3119 | 0 | 3.3119 | 1.3681 | 4.68
2016-07-01 08:00 | 0.008 | 0 | 0 | 4.902 | 7.106 | 232 | 12 | 17.1793 | 3.6843 | 0 | 0 | 0 | 17.1793 | 3.6843 | 0.329 | 0 | 0 | 0 | 7.106 | 12.008 | 2.7713 | 0 | 2.7713 | 1.9118 | 4.6831
2016-07-01 09:00 | 0.061 | 0 | 0 | 5.17 | 6.891 | 232 | 12 | 17.1793 | 3.6843 | 0 | 0 | 12.0678 | 5.1115 | 3.6843 | 0.65986 | 72.407 | 0 | 0 | 6.891 | 12.061 | 2.6875 | 0 | 2.6875 | 2.0163 | 4.7038
2016-07-01 10:00 | 0.105 | 0 | 3.4161 | 1.6079 | 7.081 | 234.9378 | 12 | 17.1793 | 3.6843 | 0 | 0 | 12.12 | 5.0593 | 3.6843 | 0.66129 | 72.72 | 0 | 0 | 7.081 | 8.6889 | 2.7616 | 0 | 2.7616 | 0.62709 | 3.3887
2016-07-01 11:00 | 0.121 | 0 | 4.875 | 0 | 7.246 | 239.1303 | 12 | 17.1793 | 3.6843 | 0 | 0 | 12.1607 | 5.0187 | 3.6843 | 0.6624 | 72.964 | 0 | 0 | 7.246 | 7.246 | 2.8259 | 0 | 2.8259 | 0 | 2.8259
2016-07-01 12:00 | 0.117 | 0 | 4.263 | 0 | 7.854 | 242.7965 | 12 | 17.1793 | 3.6843 | 0 | 0 | 13.6303 | 3.549 | 3.6843 | 0.7027 | 71.674 | 5.913 | 1.971 | 9.825 | 9.825 | 3.0631 | 0.76869 | 3.8317 | 0 | 3.8317
2016-07-01 13:00 | 0.143 | 0 | 4.099 | 1.7764e-15 | 8.044 | 246.3216 | 12 | 17.1793 | 3.6843 | 0 | 0 | 14.5312 | 2.6482 | 3.6843 | 0.7274 | 69.673 | 10.246 | 3.4153 | 11.4593 | 11.4593 | 3.1372 | 1.332 | 4.4691 | 6.9278e-16 | 4.4691
2016-07-01 14:00 | 0.118 | 0 | 0 | 4.026 | 8.092 | 246.3216 | 12 | 17.1793 | 3.6843 | 0 | 0 | 3.99 | 13.1893 | 3.6843 | 0.43839 | 0 | 14.005 | 4.6683 | 12.7603 | 16.7863 | 3.1559 | 1.8207 | 4.9765 | 1.5701 | 6.5467
2016-07-01 15:00 | 0.117 | 0 | 0 | 3.509 | 8.608 | 246.3216 | 12 | 17.1793 | 3.6843 | 0 | 0 | 15.8702 | 1.3092 | 3.6843 | 0.76411 | 66.699 | 16.685 | 5.5617 | 14.1697 | 17.6787 | 3.3571 | 2.169 | 5.5262 | 1.3685 | 6.8947
2016-07-01 16:00 | 0.081 | 0 | 3.977 | 1.7764e-15 | 8.104 | 249.7419 | 12 | 17.1793 | 3.6843 | 0 | 0 | 16.2658 | 0.9135 | 3.6843 | 0.77495 | 65.821 | 18.588 | 6.196 | 14.3 | 14.3 | 3.1606 | 2.4164 | 5.577 | 6.9278e-16 | 5.577
2016-07-01 17:00 | 0.014 | 0 | 0 | 3.611 | 8.403 | 249.7419 | 12 | 17.1793 | 3.6843 | 0 | 0 | 10.8768 | 6.3025 | 3.6843 | 0.62721 | 65.261 | 0 | 0 | 8.403 | 12.014 | 3.2772 | 0 | 3.2772 | 1.4083 | 4.6855
2016-07-01 18:00 | 0.004 | 0 | 0 | 2.671 | 9.333 | 249.7419 | 12 | 17.1793 | 3.6843 | 0 | 0 | 10.8287 | 6.3507 | 3.6843 | 0.62589 | 64.972 | 0 | 0 | 9.333 | 12.004 | 3.6399 | 0 | 3.6399 | 1.0417 | 4.6816
2016-07-01 19:00 | 0 | 1.385 | 0 | 6.6613e-16 | 16.385 | 248.1314 | 15 | 21.4742 | 4.6053 | 0 | 0 | 10.8288 | 10.6453 | 4.6053 | 0.56651 | 64.973 | 0 | 0 | 16.385 | 16.385 | 6.3902 | 0 | 6.3902 | 2.5979e-16 | 6.3902
2016-07-01 20:00 | 0 | 3.885 | 0 | 0 | 18.885 | 243.614 | 15 | 21.4742 | 4.6053 | 0 | 0 | 0 | 21.4742 | 4.6053 | 0.329 | 0 | 0 | 0 | 18.885 | 18.885 | 7.3652 | 0 | 7.3652 | 0 | 7.3652
2016-07-01 21:00 | 0 | 4.04 | 0 | 0 | 19.04 | 238.9163 | 15 | 21.4742 | 4.6053 | 0 | 0 | 0 | 21.4742 | 4.6053 | 0.329 | 0 | 0 | 0 | 19.04 | 19.04 | 7.4256 | 0 | 7.4256 | 0 | 7.4256
2016-07-01 22:00 | 0 | 4.379 | 0 | 0 | 19.379 | 233.8244 | 15 | 21.4742 | 4.6053 | 0 | 0 | 0 | 21.4742 | 4.6053 | 0.329 | 0 | 0 | 0 | 19.379 | 19.379 | 7.5578 | 0 | 7.5578 | 0 | 7.5578
2016-07-01 23:00 | 0 | 1.569 | 0 | 4.4409e-16 | 16.569 | 232 | 15 | 21.4742 | 4.6053 | 0 | 0 | 0 | 21.4742 | 4.6053 | 0.329 | 0 | 0 | 0 | 16.569 | 16.569 | 6.4619 | 0 | 6.4619 | 1.7319e-16 | 6.4619
2016-07-02 | 0 | 0 | 0 | 0 | 14.005 | 232 | 14.005 | 20.0497 | 4.2998 | 0 | 0 | 2.696 | 17.3537 | 4.2998 | 0.39233 | 0 | 9.463 | 3.1543 | 17.1593 | 17.1593 | 5.462 | 1.2302 | 6.6921 | 0 | 6.6921
2016-07-02 01:00 | 0 | 0 | 0 | 0 | 12.38 | 232 | 12.38 | 17.7233 | 3.8009 | 0 | 0 | 2.4933 | 15.23 | 3.8009 | 0.39526 | 0 | 8.751 | 2.917 | 15.297 | 15.297 | 4.8282 | 1.1376 | 5.9658 | 0 | 5.9658
2016-07-02 02:00 | 0 | 0 | 0 | 0.682 | 11.318 | 232 | 12 | 17.1793 | 3.6843 | 0 | 0 | 2.3753 | 14.804 | 3.6843 | 0.39412 | 0 | 8.338 | 2.7793 | 14.0973 | 14.7793 | 4.414 | 1.0839 | 5.498 | 0.26598 | 5.7639
2016-07-02 03:00 | 0 | 0 | 0 | 1.241 | 10.759 | 232 | 12 | 17.1793 | 3.6843 | 0 | 0 | 2.3238 | 14.8555 | 3.6843 | 0.39271 | 0 | 8.156 | 2.7187 | 13.4777 | 14.7187 | 4.196 | 1.0603 | 5.2563 | 0.48399 | 5.7403
2016-07-02 04:00 | 0 | 0 | 0 | 1.79 | 10.21 | 232 | 12 | 17.1793 | 3.6843 | 0 | 0 | 2.2587 | 14.9207 | 3.6843 | 0.39093 | 0 | 7.928 | 2.6427 | 12.8527 | 14.6427 | 3.9819 | 1.0306 | 5.0125 | 0.6981 | 5.7106
2016-07-02 05:00 | 0 | 0 | 2.536 | 0 | 9.464 | 234.181 | 12 | 17.1793 | 3.6843 | 0 | 0 | 0 | 17.1793 | 3.6843 | 0.329 | 0 | 0 | 0 | 9.464 | 9.464 | 3.691 | 0 | 3.691 | 0 | 3.691
2016-07-02 06:00 | 0 | 0 | 0 | 3.479 | 8.521 | 234.181 | 12 | 17.1793 | 3.6843 | 0 | 0 | 0 | 17.1793 | 3.6843 | 0.329 | 0 | 0 | 0 | 8.521 | 12 | 3.3232 | 0 | 3.3232 | 1.3568 | 4.68
2016-07-02 07:00 | 0 | 0 | 0 | 3.816 | 8.184 | 234.181 | 12 | 17.1793 | 3.6843 | 0 | 0 | 0 | 17.1793 | 3.6843 | 0.329 | 0 | 0 | 0 | 8.184 | 12 | 3.1918 | 0 | 3.1918 | 1.4882 | 4.68
2016-07-02 08:00 | 0.006 | 0 | 0 | 5.047 | 6.959 | 234.181 | 12 | 17.1793 | 3.6843 | 0 | 0 | 0 | 17.1793 | 3.6843 | 0.329 | 0 | 0 | 0 | 6.959 | 12.006 | 2.714 | 0 | 2.714 | 1.9683 | 4.6823
2016-07-02 09:00 | 0.043 | 0 | 1.6735 | 3.4325 | 6.937 | 235.6202 | 12 | 17.1793 | 3.6843 | 0 | 0 | 12.047 | 5.1323 | 3.6843 | 0.65929 | 72.282 | 0 | 0 | 6.937 | 10.3695 | 2.7054 | 0 | 2.7054 | 1.3387 | 4.0441
2016-07-02 10:00 | 0.074 | 0 | 0 | 4.524 | 7.55 | 235.6202 | 12 | 17.1793 | 3.6843 | 0 | 0 | 12.1048 | 5.0745 | 3.6843 | 0.66087 | 72.629 | 0 | 0 | 7.55 | 12.074 | 2.9445 | 0 | 2.9445 | 1.7644 | 4.7089
2016-07-02 11:00 | 0.117 | 0 | 4.62 | 0 | 7.497 | 239.5934 | 12 | 17.1793 | 3.6843 | 0 | 0 | 12.1487 | 5.0307 | 3.6843 | 0.66208 | 72.892 | 0 | 0 | 7.497 | 7.497 | 2.9238 | 0 | 2.9238 | 0 | 2.9238
2016-07-02 12:00 | 0.114 | 0 | 4.703 | 0 | 7.411 | 243.6379 | 12 | 17.1793 | 3.6843 | 0 | 0 | 13.7132 | 3.4662 | 3.6843 | 0.70497 | 71.49 | 6.312 | 2.104 | 9.515 | 9.515 | 2.8903 | 0.82056 | 3.7109 | 0 | 3.7109
2016-07-02 13:00 | 0.11 | 0 | 0 | 4.53 | 7.58 | 243.6379 | 12 | 17.1793 | 3.6843 | 0 | 0 | 14.611 | 2.5683 | 3.6843 | 0.72958 | 69.496 | 10.629 | 3.543 | 11.123 | 15.653 | 2.9562 | 1.3818 | 4.338 | 1.7667 | 6.1047
2016-07-02 14:00 | 0.115 | 0 | 4.467 | 0 | 7.648 | 247.4796 | 12 | 17.1793 | 3.6843 | 0 | 0 | 4.2358 | 12.9435 | 3.6843 | 0.44513 | 0 | 14.868 | 4.956 | 12.604 | 12.604 | 2.9827 | 1.9328 | 4.9156 | 0 | 4.9156
2016-07-02 15:00 | 0.099 | 0 | 4.02 | 0 | 8.079 | 250.9368 | 12 | 17.1793 | 3.6843 | 0 | 0 | 16.0575 | 1.1218 | 3.6843 | 0.76924 | 66.283 | 17.586 | 5.862 | 13.941 | 13.941 | 3.1508 | 2.2862 | 5.437 | 0 | 5.437
2016-07-02 16:00 | 0.068 | 0 | 4.265 | 1.7764e-15 | 7.803 | 254.6047 | 12 | 17.1793 | 3.6843 | 0 | 0 | 16.4078 | 0.7715 | 3.6843 | 0.77885 | 65.505 | 19.271 | 6.4237 | 14.2267 | 14.2267 | 3.0432 | 2.5052 | 5.5484 | 6.9278e-16 | 5.5484
2016-07-02 17:00 | 0.022 | 0 | 0 | 3.588 | 8.434 | 254.6047 | 12 | 17.1793 | 3.6843 | 0 | 0 | 10.8533 | 6.326 | 3.6843 | 0.62656 | 65.12 | 0 | 0 | 8.434 | 12.022 | 3.2893 | 0 | 3.2893 | 1.3993 | 4.6886
2016-07-02 18:00 | 0.006 | 0 | 0 | 1.628 | 10.378 | 254.6047 | 12 | 17.1793 | 3.6843 | 0 | 0 | 10.8355 | 6.3438 | 3.6843 | 0.62607 | 65.013 | 0 | 0 | 10.378 | 12.006 | 4.0474 | 0 | 4.0474 | 0.63492 | 4.6823
2016-07-02 19:00 | 0 | 2.454 | 0 | 4.4409e-16 | 17.454 | 251.7512 | 15 | 21.4742 | 4.6053 | 0 | 0 | 10.8643 | 10.6098 | 4.6053 | 0.56729 | 65.186 | 0 | 0 | 17.454 | 17.454 | 6.8071 | 0 | 6.8071 | 1.7319e-16 | 6.8071
2016-07-02 20:00 | 0 | 5.697 | 0 | 0 | 20.697 | 245.1267 | 15 | 21.4742 | 4.6053 | 0 | 0 | 0 | 21.4742 | 4.6053 | 0.329 | 0 | 0 | 0 | 20.697 | 20.697 | 8.0718 | 0 | 8.0718 | 0 | 8.0718
2016-07-02 21:00 | 0 | 5.758 | 0 | 0 | 20.758 | 238.4314 | 15 | 21.4742 | 4.6053 | 0 | 0 | 0 | 21.4742 | 4.6053 | 0.329 | 0 | 0 | 0 | 20.758 | 20.758 | 8.0956 | 0 | 8.0956 | 0 | 8.0956
2016-07-02 22:00 | 0 | 4.333 | 0 | 8.8818e-16 | 19.333 | 233.393 | 15 | 21.4742 | 4.6053 | 0 | 0 | 0 | 21.4742 | 4.6053 | 0.329 | 0 | 0 | 0 | 19.333 | 19.333 | 7.5399 | 0 | 7.5399 | 3.4639e-16 | 7.5399
2016-07-02 23:00 | 0 | 1.198 | 0 | 4.4409e-16 | 16.198 | 232 | 15 | 21.4742 | 4.6053 | 0 | 0 | 0 | 21.4742 | 4.6053 | 0.329 | 0 | 0 | 0 | 16.198 | 16.198 | 6.3172 | 0 | 6.3172 | 1.7319e-16 | 6.3172
2016-07-03 | 0 | 0 | 0 | 0 | 12.947 | 232 | 12.947 | 18.5351 | 3.975 | 0 | 0 | 2.9668 | 15.5682 | 3.975 | 0.40439 | 0 | 10.414 | 3.4713 | 16.4183 | 16.4183 | 5.0493 | 1.3538 | 6.4032 | 0 | 6.4032
2016-07-03 01:00 | 0 | 0 | 0 | 0 | 12.018 | 232 | 12.018 | 17.2051 | 3.6898 | 0 | 0 | 2.8255 | 14.3796 | 3.6898 | 0.40635 | 0 | 9.917 | 3.3057 | 15.3237 | 15.3237 | 4.687 | 1.2892 | 5.9762 | 0 | 5.9762
2016-07-03 02:00 | 0 | 0 | 0 | 0.979 | 11.021 | 232 | 12 | 17.1793 | 3.6843 | 0 | 0 | 2.771 | 14.4083 | 3.6843 | 0.40497 | 0 | 9.726 | 3.242 | 14.263 | 15.242 | 4.2982 | 1.2644 | 5.5626 | 0.38181 | 5.9444
2016-07-03 03:00 | 0 | 0 | 0 | 1.021 | 10.979 | 232 | 12 | 17.1793 | 3.6843 | 0 | 0 | 2.7803 | 14.399 | 3.6843 | 0.40523 | 0 | 9.759 | 3.253 | 14.232 | 15.253 | 4.2818 | 1.2687 | 5.5505 | 0.39819 | 5.9487
2016-07-03 04:00 | 0 | 0 | 0 | 1.832 | 10.168 | 232 | 12 | 17.1793 | 3.6843 | 0 | 0 | 2.7687 | 14.4107 | 3.6843 | 0.40491 | 0 | 9.718 | 3.2393 | 13.4073 | 15.2393 | 3.9655 | 1.2633 | 5.2289 | 0.71448 | 5.9433
2016-07-03 05:00 | 0 | 0 | 2.61 | 0 | 9.39 | 234.2446 | 12 | 17.1793 | 3.6843 | 0 | 0 | 0 | 17.1793 | 3.6843 | 0.329 | 0 | 0 | 0 | 9.39 | 9.39 | 3.6621 | 0 | 3.6621 | 0 | 3.6621
2016-07-03 06:00 | 0 | 0 | 0 | 3.571 | 8.429 | 234.2446 | 12 | 17.1793 | 3.6843 | 0 | 0 | 0 | 17.1793 | 3.6843 | 0.329 | 0 | 0 | 0 | 8.429 | 12 | 3.2873 | 0 | 3.2873 | 1.3927 | 4.68
2016-07-03 07:00 | 0 | 0 | 0 | 4.031 | 7.969 | 234.2446 | 12 | 17.1793 | 3.6843 | 0 | 0 | 0 | 17.1793 | 3.6843 | 0.329 | 0 | 0 | 0 | 7.969 | 12 | 3.1079 | 0 | 3.1079 | 1.5721 | 4.68
2016-07-03 08:00 | 0.005 | 0 | 0 | 5.249 | 6.756 | 234.2446 | 12 | 17.1793 | 3.6843 | 0 | 0 | 0 | 17.1793 | 3.6843 | 0.329 | 0 | 0 | 0 | 6.756 | 12.005 | 2.6348 | 0 | 2.6348 | 2.0471 | 4.682
2016-07-03 09:00 | 0.043 | 0 | 4.822 | 0 | 7.221 | 238.3915 | 12 | 17.1793 | 3.6843 | 0 | 0 | 11.7607 | 5.4187 | 3.6843 | 0.65144 | 70.564 | 0 | 0 | 7.221 | 7.221 | 2.8162 | 0 | 2.8162 | 0 | 2.8162
2016-07-03 10:00 | 0.088 | 0 | 4.684 | 0 | 7.404 | 242.4198 | 12 | 17.1793 | 3.6843 | 0 | 0 | 11.7767 | 5.4027 | 3.6843 | 0.65188 | 70.66 | 0 | 0 | 7.404 | 7.404 | 2.8876 | 0 | 2.8876 | 0 | 2.8876
2016-07-03 11:00 | 0.121 | 0 | 4.709 | 0 | 7.412 | 246.4695 | 12 | 17.1793 | 3.6843 | 0 | 0 | 11.7878 | 5.3915 | 3.6843 | 0.65218 | 70.727 | 0 | 0 | 7.412 | 7.412 | 2.8907 | 0 | 2.8907 | 0 | 2.8907
2016-07-03 12:00 | 0.139 | 0 | 4.535 | 0 | 7.604 | 250.3696 | 12 | 17.1793 | 3.6843 | 0 | 0 | 14.3758 | 2.8035 | 3.6843 | 0.72314 | 70.018 | 9.498 | 3.166 | 10.77 | 10.77 | 2.9656 | 1.2347 | 4.2003 | 0 | 4.2003
2016-07-03 13:00 | 0.155 | 0 | 4.538 | 0 | 7.617 | 254.2723 | 12 | 17.1793 | 3.6843 | 0 | 0 | 14.894 | 2.2853 | 3.6843 | 0.73734 | 68.868 | 11.99 | 3.9967 | 11.6137 | 11.6137 | 2.9706 | 1.5587 | 4.5293 | 0 | 4.5293
2016-07-03 14:00 | 0.126 | 0 | 4.142 | 0 | 7.984 | 257.8344 | 12 | 17.1793 | 3.6843 | 0 | 0 | 4.0095 | 13.1698 | 3.6843 | 0.43893 | 0 | 14.074 | 4.6913 | 12.6753 | 12.6753 | 3.1138 | 1.8296 | 4.9434 | 0 | 4.9434
2016-07-03 15:00 | 0.111 | 0 | 3.833 | 0 | 8.278 | 261.1308 | 12 | 17.1793 | 3.6843 | 0 | 0 | 15.6715 | 1.5078 | 3.6843 | 0.75866 | 67.141 | 15.73 | 5.2433 | 13.5213 | 13.5213 | 3.2284 | 2.0449 | 5.2733 | 0 | 5.2733
2016-07-03 16:00 | 0.088 | 0 | 4.05 | 0 | 8.038 | 264.6138 | 12 | 17.1793 | 3.6843 | 0 | 0 | 15.906 | 1.2733 | 3.6843 | 0.76509 | 66.62 | 16.857 | 5.619 | 13.657 | 13.657 | 3.1348 | 2.1914 | 5.3262 | 0 | 5.3262
2016-07-03 17:00 | 0.026 | 0 | 3.25 | 1.7764e-15 | 8.776 | 267.4088 | 12 | 17.1793 | 3.6843 | 0 | 0 | 11.0418 | 6.1375 | 3.6843 | 0.63173 | 66.251 | 0 | 0 | 8.776 | 8.776 | 3.4226 | 0 | 3.4226 | 6.9278e-16 | 3.4226
2016-07-03 18:00 | 0.004 | 0 | 2.218 | 0 | 9.786 | 269.3163 | 12 | 17.1793 | 3.6843 | 0 | 0 | 11.0153 | 6.164 | 3.6843 | 0.631 | 66.092 | 0 | 0 | 9.786 | 9.786 | 3.8165 | 0 | 3.8165 | 0 | 3.8165
2016-07-03 19:00 | 0 | 2.268 | 0 | 0 | 17.268 | 266.6791 | 15 | 21.4742 | 4.6053 | 0 | 0 | 11.0335 | 10.4407 | 4.6053 | 0.571 | 66.201 | 0 | 0 | 17.268 | 17.268 | 6.7345 | 0 | 6.7345 | 0 | 6.7345
2016-07-03 20:00 | 0 | 5.723 | 0 | 0 | 20.723 | 260.0244 | 15 | 21.4742 | 4.6053 | 0 | 0 | 0 | 21.4742 | 4.6053 | 0.329 | 0 | 0 | 0 | 20.723 | 20.723 | 8.082 | 0 | 8.082 | 0 | 8.082
2016-07-03 21:00 | 0 | 5.541 | 0 | 8.8818e-16 | 20.541 | 253.5814 | 15 | 21.4742 | 4.6053 | 0 | 0 | 0 | 21.4742 | 4.6053 | 0.329 | 0 | 0 | 0 | 20.541 | 20.541 | 8.011 | 0 | 8.011 | 3.4639e-16 | 8.011
2016-07-03 22:00 | 0 | 4.397 | 0 | 0 | 19.397 | 248.4686 | 15 | 21.4742 | 4.6053 | 0 | 0 | 0 | 21.4742 | 4.6053 | 0.329 | 0 | 0 | 0 | 19.397 | 19.397 | 7.5648 | 0 | 7.5648 | 0 | 7.5648
2016-07-03 23:00 | 0 | 1.11 | 0 | 0 | 16.11 | 247.1779 | 15 | 21.4742 | 4.6053 | 0 | 0 | 0 | 21.4742 | 4.6053 | 0.329 | 0 | 0 | 0 | 16.11 | 16.11 | 6.2829 | 0 | 6.2829 | 0 | 6.2829
2016-07-04 | 0 | 0 | 0 | 0 | 13.372 | 247.1779 | 13.372 | 19.1435 | 4.1055 | 0 | 0 | 3.1763 | 15.9672 | 4.1055 | 0.40715 | 0 | 11.149 | 3.7163 | 17.0883 | 17.0883 | 5.2151 | 1.4494 | 6.6645 | 0 | 6.6645
2016-07-04 01:00 | 0 | 0 | 0 | 0.21 | 11.79 | 247.1779 | 12 | 17.1793 | 3.6843 | 0 | 0 | 3.0053 | 14.174 | 3.6843 | 0.4114 | 0 | 10.549 | 3.5163 | 15.3063 | 15.5163 | 4.5981 | 1.3714 | 5.9695 | 0.0819 | 6.0514
2016-07-04 02:00 | 0 | 0 | 0 | 0.851 | 11.149 | 247.1779 | 12 | 17.1793 | 3.6843 | 0 | 0 | 2.8617 | 14.3177 | 3.6843 | 0.40746 | 0 | 10.044 | 3.348 | 14.497 | 15.348 | 4.3481 | 1.3057 | 5.6538 | 0.33189 | 5.9857
2016-07-04 03:00 | 0 | 0 | 0 | 1.493 | 10.507 | 247.1779 | 12 | 17.1793 | 3.6843 | 0 | 0 | 2.752 | 14.4273 | 3.6843 | 0.40445 | 0 | 9.66 | 3.22 | 13.727 | 15.22 | 4.0977 | 1.2558 | 5.3535 | 0.58227 | 5.9358
2016-07-04 04:00 | 0 | 0 | 2.086 | 0 | 9.914 | 248.9718 | 12 | 17.1793 | 3.6843 | 0 | 0 | 2.6812 | 14.4982 | 3.6843 | 0.40251 | 0 | 9.411 | 3.137 | 13.051 | 13.051 | 3.8665 | 1.2234 | 5.0899 | 0 | 5.0899
2016-07-04 05:00 | 0 | 0 | 2.912 | 1.7764e-15 | 9.088 | 251.4762 | 12 | 17.1793 | 3.6843 | 0 | 0 | 0 | 17.1793 | 3.6843 | 0.329 | 0 | 0 | 0 | 9.088 | 9.088 | 3.5443 | 0 | 3.5443 | 6.9278e-16 | 3.5443
2016-07-04 06:00 | 0 | 0 | 0 | 3.536 | 8.464 | 251.4762 | 12 | 17.1793 | 3.6843 | 0 | 0 | 0 | 17.1793 | 3.6843 | 0.329 | 0 | 0 | 0 | 8.464 | 12 | 3.301 | 0 | 3.301 | 1.379 | 4.68
2016-07-04 07:00 | 0 | 0 | 0 | 3.474 | 8.526 | 251.4762 | 12 | 17.1793 | 3.6843 | 0 | 0 | 0 | 17.1793 | 3.6843 | 0.329 | 0 | 0 | 0 | 8.526 | 12 | 3.3251 | 0 | 3.3251 | 1.3549 | 4.68
2016-07-04 08:00 | 0.007 | 0 | 0 | 4.855 | 7.152 | 251.4762 | 12 | 17.1793 | 3.6843 | 0 | 0 | 0 | 17.1793 | 3.6843 | 0.329 | 0 | 0 | 0 | 7.152 | 12.007 | 2.7893 | 0 | 2.7893 | 1.8935 | 4.6827
2016-07-04 09:00 | 0.023 | 0 | 0.17374 | 4.4433 | 7.406 | 251.6256 | 12 | 17.1793 | 3.6843 | 0 | 0 | 11.7313 | 5.448 | 3.6843 | 0.65063 | 70.388 | 0 | 0 | 7.406 | 11.8493 | 2.8883 | 0 | 2.8883 | 1.7329 | 4.6212
2016-07-04 10:00 | 0.072 | 0 | 0 | 4.522 | 7.55 | 251.6256 | 12 | 17.1793 | 3.6843 | 0 | 0 | 11.744 | 5.4353 | 3.6843 | 0.65098 | 70.464 | 0 | 0 | 7.55 | 12.072 | 2.9445 | 0 | 2.9445 | 1.7636 | 4.7081
2016-07-04 11:00 | 0.091 | 0 | 0 | 4.557 | 7.534 | 251.6256 | 12 | 17.1793 | 3.6843 | 0 | 0 | 11.756 | 5.4233 | 3.6843 | 0.65131 | 70.536 | 0 | 0 | 7.534 | 12.091 | 2.9383 | 0 | 2.9383 | 1.7772 | 4.7155
2016-07-04 12:00 | 0.099 | 0 | 0 | 4.659 | 7.44 | 251.6256 | 12 | 17.1793 | 3.6843 | 0 | 0 | 14.42 | 2.7593 | 3.6843 | 0.72435 | 69.92 | 9.711 | 3.237 | 10.677 | 15.336 | 2.9016 | 1.2624 | 4.164 | 1.817 | 5.981
2016-07-04 13:00 | 0.105 | 0 | 0 | 4.447 | 7.658 | 251.6256 | 12 | 17.1793 | 3.6843 | 0 | 0 | 14.824 | 2.3553 | 3.6843 | 0.73542 | 69.023 | 11.654 | 3.8847 | 11.5427 | 15.9897 | 2.9866 | 1.515 | 4.5016 | 1.7343 | 6.236
2016-07-04 14:00 | 0.09 | 0 | 0 | 4.469 | 7.621 | 251.6256 | 12 | 17.1793 | 3.6843 | 0 | 0 | 3.8065 | 13.3728 | 3.6843 | 0.43336 | 0 | 13.361 | 4.4537 | 12.0747 | 16.5437 | 2.9722 | 1.7369 | 4.7091 | 1.7429 | 6.452
2016-07-04 15:00 | 0.08 | 0 | 0 | 3.793 | 8.287 | 251.6256 | 12 | 17.1793 | 3.6843 | 0 | 0 | 15.4588 | 1.7205 | 3.6843 | 0.75283 | 67.613 | 14.707 | 4.9023 | 13.1893 | 16.9823 | 3.2319 | 1.9119 | 5.1438 | 1.4793 | 6.6231
2016-07-04 16:00 | 0.05 | 0 | 0 | 4.037 | 8.013 | 251.6256 | 12 | 17.1793 | 3.6843 | 0 | 0 | 15.6287 | 1.5507 | 3.6843 | 0.75749 | 67.236 | 15.523 | 5.1743 | 13.1873 | 17.2243 | 3.1251 | 2.018 | 5.1431 | 1.5744 | 6.7175
2016-07-04 17:00 | 0.014 | 0 | 0 | 3.526 | 8.488 | 251.6256 | 12 | 17.1793 | 3.6843 | 0 | 0 | 11.1732 | 6.0062 | 3.6843 | 0.63533 | 67.039 | 0 | 0 | 8.488 | 12.014 | 3.3103 | 0 | 3.3103 | 1.3751 | 4.6855
2016-07-04 18:00 | 0.003 | 0 | 0 | 1.97 | 10.033 | 251.6256 | 12 | 17.1793 | 3.6843 | 0 | 0 | 11.1853 | 5.994 | 3.6843 | 0.63566 | 67.112 | 0 | 0 | 10.033 | 12.003 | 3.9129 | 0 | 3.9129 | 0.7683 | 4.6812
2016-07-04 19:00 | 0 | 2.403 | 0 | 0 | 17.403 | 248.8314 | 15 | 21.4742 | 4.6053 | 0 | 0 | 11.2545 | 10.2197 | 4.6053 | 0.57585 | 67.527 | 0 | 0 | 17.403 | 17.403 | 6.7872 | 0 | 6.7872 | 0 | 6.7872
2016-07-04 20:00 | 0 | 5.111 | 0 | 0 | 20.111 | 242.8884 | 15 | 21.4742 | 4.6053 | 0 | 0 | 0 | 21.4742 | 4.6053 | 0.329 | 0 | 0 | 0 | 20.111 | 20.111 | 7.8433 | 0 | 7.8433 | 0 | 7.8433
2016-07-04 21:00 | 0 | 4.566 | 0 | 0 | 19.566 | 237.5791 | 15 | 21.4742 | 4.6053 | 0 | 0 | 0 | 21.4742 | 4.6053 | 0.329 | 0 | 0 | 0 | 19.566 | 19.566 | 7.6307 | 0 | 7.6307 | 0 | 7.6307
2016-07-04 22:00 | 0 | 3.88 | 0 | 0 | 18.88 | 233.0674 | 15 | 21.4742 | 4.6053 | 0 | 0 | 0 | 21.4742 | 4.6053 | 0.329 | 0 | 0 | 0 | 18.88 | 18.88 | 7.3632 | 0 | 7.3632 | 0 | 7.3632
2016-07-04 23:00 | 0 | 0.918 | 0 | 0 | 15.918 | 232 | 15 | 21.4742 | 4.6053 | 0 | 0 | 0 | 21.4742 | 4.6053 | 0.329 | 0 | 0 | 0 | 15.918 | 15.918 | 6.208 | 0 | 6.208 | 0 | 6.208
2016-07-05 | 0 | 0 | 0 | 0 | 13.546 | 232 | 13.546 | 19.3926 | 4.1589 | 0 | 0 | 2.676 | 16.7166 | 4.1589 | 0.39399 | 0 | 9.393 | 3.131 | 16.677 | 16.677 | 5.2829 | 1.2211 | 6.504 | 0 | 6.504
2016-07-05 01:00 | 0 | 0 | 0 | 0 | 12.281 | 232 | 12.281 | 17.5816 | 3.7705 | 0 | 0 | 2.5037 | 15.0779 | 3.7705 | 0.39607 | 0 | 8.788 | 2.9293 | 15.2103 | 15.2103 | 4.7896 | 1.1424 | 5.932 | 0 | 5.932
2016-07-05 02:00 | 0 | 0 | 0 | 1.194 | 10.806 | 232 | 12 | 17.1793 | 3.6843 | 0 | 0 | 2.2093 | 14.97 | 3.6843 | 0.38957 | 0 | 7.755 | 2.585 | 13.391 | 14.585 | 4.2143 | 1.0082 | 5.2225 | 0.46566 | 5.6882
2016-07-05 03:00 | 0 | 0 | 0 | 1.501 | 10.499 | 232 | 12 | 17.1793 | 3.6843 | 0 | 0 | 2.0277 | 15.1517 | 3.6843 | 0.38459 | 0 | 7.117 | 2.3723 | 12.8713 | 14.3723 | 4.0946 | 0.92521 | 5.0198 | 0.58539 | 5.6052
2016-07-05 04:00 | 0 | 0 | 0 | 1.648 | 10.352 | 232 | 12 | 17.1793 | 3.6843 | 0 | 0 | 1.8633 | 15.316 | 3.6843 | 0.38009 | 0 | 6.54 | 2.18 | 12.532 | 14.18 | 4.0373 | 0.8502 | 4.8875 | 0.64272 | 5.5302
2016-07-05 05:00 | 0 | 0 | 0 | 2.731 | 9.269 | 232 | 12 | 17.1793 | 3.6843 | 0 | 0 | 0 | 17.1793 | 3.6843 | 0.329 | 0 | 0 | 0 | 9.269 | 12 | 3.6149 | 0 | 3.6149 | 1.0651 | 4.68
2016-07-05 06:00 | 0 | 0 | 0 | 3.167 | 8.833 | 232 | 12 | 17.1793 | 3.6843 | 0 | 0 | 0 | 17.1793 | 3.6843 | 0.329 | 0 | 0 | 0 | 8.833 | 12 | 3.4449 | 0 | 3.4449 | 1.2351 | 4.68
2016-07-05 07:00 | 0 | 0 | 0 | 3.284 | 8.716 | 232 | 12 | 17.1793 | 3.6843 | 0 | 0 | 0 | 17.1793 | 3.6843 | 0.329 | 0 | 0 | 0 | 8.716 | 12 | 3.3992 | 0 | 3.3992 | 1.2808 | 4.68
2016-07-05 08:00 | 0.005 | 0 | 0 | 4.681 | 7.324 | 232 | 12 | 17.1793 | 3.6843 | 0 | 0 | 0 | 17.1793 | 3.6843 | 0.329 | 0 | 0 | 0 | 7.324 | 12.005 | 2.8564 | 0 | 2.8564 | 1.8256 | 4.6819
2016-07-05 09:00 | 0.034 | 0 | 0 | 4.808 | 7.226 | 232 | 12 | 17.1793 | 3.6843 | 0 | 0 | 12.0282 | 5.1512 | 3.6843 | 0.65877 | 72.169 | 0 | 0 | 7.226 | 12.034 | 2.8181 | 0 | 2.8181 | 1.8751 | 4.6933
2016-07-05 10:00 | 0.057 | 0 | 4.1079 | 0.54105 | 7.408 | 235.5328 | 12 | 17.1793 | 3.6843 | 0 | 0 | 12.0308 | 5.1485 | 3.6843 | 0.65885 | 72.185 | 0 | 0 | 7.408 | 7.9491 | 2.8891 | 0 | 2.8891 | 0.21101 | 3.1001
2016-07-05 11:00 | 0.07 | 0 | 4.63 | 0 | 7.44 | 239.5146 | 12 | 17.1793 | 3.6843 | 0 | 0 | 12.0272 | 5.1522 | 3.6843 | 0.65874 | 72.163 | 0 | 0 | 7.44 | 7.44 | 2.9016 | 0 | 2.9016 | 0 | 2.9016
2016-07-05 12:00 | 0.078 | 0 | 4.427 | 0 | 7.651 | 243.3219 | 12 | 17.1793 | 3.6843 | 0 | 0 | 13.7057 | 3.4737 | 3.6843 | 0.70476 | 71.507 | 6.276 | 2.092 | 9.743 | 9.743 | 2.9839 | 0.81588 | 3.7998 | 0 | 3.7998
2016-07-05 13:00 | 0.082 | 0 | 4.318 | 0 | 7.764 | 247.0353 | 12 | 17.1793 | 3.6843 | 0 | 0 | 14.2535 | 2.9258 | 3.6843 | 0.71978 | 70.29 | 8.91 | 2.97 | 10.734 | 10.734 | 3.028 | 1.1583 | 4.1863 | 0 | 4.1863
2016-07-05 14:00 | 0.078 | 0 | 3.971 | 0 | 8.107 | 250.4504 | 12 | 17.1793 | 3.6843 | 0 | 0 | 3.6865 | 13.4928 | 3.6843 | 0.43007 | 0 | 12.94 | 4.3133 | 12.4203 | 12.4203 | 3.1617 | 1.6822 | 4.8439 | 0 | 4.8439
2016-07-05 15:00 | 0.068 | 0 | 3.326 | 0 | 8.742 | 253.3108 | 12 | 17.1793 | 3.6843 | 0 | 0 | 15.7403 | 1.439 | 3.6843 | 0.76055 | 66.988 | 16.061 | 5.3537 | 14.0957 | 14.0957 | 3.4094 | 2.0879 | 5.4973 | 0 | 5.4973
2016-07-05 16:00 | 0.046 | 0 | 0 | 3.643 | 8.403 | 253.3108 | 12 | 17.1793 | 3.6843 | 0 | 0 | 16.1355 | 1.0438 | 3.6843 | 0.77138 | 66.11 | 17.961 | 5.987 | 14.39 | 18.033 | 3.2772 | 2.3349 | 5.6121 | 1.4208 | 7.0329
2016-07-05 17:00 | 0.01 | 0 | 0 | 3.342 | 8.668 | 253.3108 | 12 | 17.1793 | 3.6843 | 0 | 0 | 10.9427 | 6.2367 | 3.6843 | 0.62901 | 65.656 | 0 | 0 | 8.668 | 12.01 | 3.3805 | 0 | 3.3805 | 1.3034 | 4.6839
2016-07-05 18:00 | 0.002 | 0 | 1.984 | 0 | 10.018 | 255.017 | 12 | 17.1793 | 3.6843 | 0 | 0 | 10.9365 | 6.2428 | 3.6843 | 0.62884 | 65.619 | 0 | 0 | 10.018 | 10.018 | 3.907 | 0 | 3.907 | 0 | 3.907
2016-07-05 19:00 | 0 | 2.277 | 0 | 4.4409e-16 | 17.277 | 252.3693 | 15 | 21.4742 | 4.6053 | 0 | 0 | 10.994 | 10.4802 | 4.6053 | 0.57014 | 65.964 | 0 | 0 | 17.277 | 17.277 | 6.738 | 0 | 6.738 | 1.7319e-16 | 6.738
2016-07-05 20:00 | 0 | 5.337 | 0 | 0 | 20.337 | 246.1635 | 15 | 21.4742 | 4.6053 | 0 | 0 | 0 | 21.4742 | 4.6053 | 0.329 | 0 | 0 | 0 | 20.337 | 20.337 | 7.9314 | 0 | 7.9314 | 0 | 7.9314
2016-07-05 21:00 | 0 | 4.721 | 0 | 0 | 19.721 | 240.674 | 15 | 21.4742 | 4.6053 | 0 | 0 | 0 | 21.4742 | 4.6053 | 0.329 | 0 | 0 | 0 | 19.721 | 19.721 | 7.6912 | 0 | 7.6912 | 0 | 7.6912
2016-07-05 22:00 | 0 | 4.656 | 0 | 0 | 19.656 | 235.26 | 15 | 21.4742 | 4.6053 | 0 | 0 | 0 | 21.4742 | 4.6053 | 0.329 | 0 | 0 | 0 | 19.656 | 19.656 | 7.6658 | 0 | 7.6658 | 0 | 7.6658
2016-07-05 23:00 | 0 | 1.654 | 0 | 8.8818e-16 | 16.654 | 233.3368 | 15 | 21.4742 | 4.6053 | 0 | 0 | 0 | 21.4742 | 4.6053 | 0.329 | 0 | 0 | 0 | 16.654 | 16.654 | 6.4951 | 0 | 6.4951 | 3.4639e-16 | 6.4951
2016-07-06 | 0 | 0 | 0 | 0 | 13.833 | 233.3368 | 13.833 | 19.8035 | 4.247 | 0 | 0 | 2.8802 | 16.9233 | 4.247 | 0.3975 | 0 | 10.11 | 3.37 | 17.203 | 17.203 | 5.3949 | 1.3143 | 6.7092 | 0 | 6.7092
2016-07-06 01:00 | 0 | 0 | 0 | 0 | 12.054 | 233.3368 | 12.054 | 17.2566 | 3.7008 | 0 | 0 | 2.7373 | 14.5193 | 3.7008 | 0.40371 | 0 | 9.608 | 3.2027 | 15.2567 | 15.2567 | 4.7011 | 1.249 | 5.9501 | 0 | 5.9501
2016-07-06 02:00 | 0 | 0 | 0 | 0.594 | 11.406 | 233.3368 | 12 | 17.1793 | 3.6843 | 0 | 0 | 2.6108 | 14.5685 | 3.6843 | 0.40058 | 0 | 9.164 | 3.0547 | 14.4607 | 15.0547 | 4.4483 | 1.1913 | 5.6397 | 0.23166 | 5.8713
2016-07-06 03:00 | 0 | 0 | 0 | 1.161 | 10.839 | 233.3368 | 12 | 17.1793 | 3.6843 | 0 | 0 | 2.5225 | 14.6568 | 3.6843 | 0.39816 | 0 | 8.854 | 2.9513 | 13.7903 | 14.9513 | 4.2272 | 1.151 | 5.3782 | 0.45279 | 5.831
2016-07-06 04:00 | 0 | 0 | 0 | 1.741 | 10.259 | 233.3368 | 12 | 17.1793 | 3.6843 | 0 | 0 | 2.4178 | 14.7615 | 3.6843 | 0.39529 | 0 | 8.487 | 2.829 | 13.088 | 14.829 | 4.001 | 1.1033 | 5.1043 | 0.67899 | 5.7833
2016-07-06 05:00 | 0 | 0 | 2.286 | 0 | 9.714 | 235.3027 | 12 | 17.1793 | 3.6843 | 0 | 0 | 0 | 17.1793 | 3.6843 | 0.329 | 0 | 0 | 0 | 9.714 | 9.714 | 3.7885 | 0 | 3.7885 | 0 | 3.7885
2016-07-06 06:00 | 0 | 0 | 0 | 3.034 | 8.966 | 235.3027 | 12 | 17.1793 | 3.6843 | 0 | 0 | 0 | 17.1793 | 3.6843 | 0.329 | 0 | 0 | 0 | 8.966 | 12 | 3.4967 | 0 | 3.4967 | 1.1833 | 4.68
2016-07-06 07:00 | 0 | 0 | 0 | 3.284 | 8.716 | 235.3027 | 12 | 17.1793 | 3.6843 | 0 | 0 | 0 | 17.1793 | 3.6843 | 0.329 | 0 | 0 | 0 | 8.716 | 12 | 3.3992 | 0 | 3.3992 | 1.2808 | 4.68
2016-07-06 08:00 | 0.01 | 0 | 0 | 4.717 | 7.293 | 235.3027 | 12 | 17.1793 | 3.6843 | 0 | 0 | 0 | 17.1793 | 3.6843 | 0.329 | 0 | 0 | 0 | 7.293 | 12.01 | 2.8443 | 0 | 2.8443 | 1.8396 | 4.6839
2016-07-06 09:00 | 0.044 | 0 | 4.346 | 0 | 7.698 | 239.0403 | 12 | 17.1793 | 3.6843 | 0 | 0 | 11.8803 | 5.299 | 3.6843 | 0.65472 | 71.282 | 0 | 0 | 7.698 | 7.698 | 3.0022 | 0 | 3.0022 | 0 | 3.0022
2016-07-06 10:00 | 0.082 | 0 | 3.839 | 0 | 8.243 | 242.3418 | 12 | 17.1793 | 3.6843 | 0 | 0 | 11.9122 | 5.2672 | 3.6843 | 0.65559 | 71.473 | 0 | 0 | 8.243 | 8.243 | 3.2148 | 0 | 3.2148 | 0 | 3.2148
2016-07-06 11:00 | 0.131 | 0 | 3.794 | 0 | 8.337 | 245.6047 | 12 | 17.1793 | 3.6843 | 0 | 0 | 11.9202 | 5.2592 | 3.6843 | 0.65581 | 71.521 | 0 | 0 | 8.337 | 8.337 | 3.2514 | 0 | 3.2514 | 0 | 3.2514
2016-07-06 12:00 | 0.149 | 0 | 3.837 | 0 | 8.312 | 248.9045 | 12 | 17.1793 | 3.6843 | 0 | 0 | 14.1527 | 3.0267 | 3.6843 | 0.71702 | 70.514 | 8.425 | 2.8083 | 11.1203 | 11.1203 | 3.2417 | 1.0953 | 4.3369 | 0 | 4.3369
2016-07-06 13:00 | 0.145 | 0 | 3.777 | 0 | 8.368 | 252.1527 | 12 | 17.1793 | 3.6843 | 0 | 0 | 14.8548 | 2.3245 | 3.6843 | 0.73627 | 68.954 | 11.802 | 3.934 | 12.302 | 12.302 | 3.2635 | 1.5343 | 4.7978 | 0 | 4.7978
2016-07-06 14:00 | 0.145 | 0 | 0 | 3.694 | 8.451 | 252.1527 | 12 | 17.1793 | 3.6843 | 0 | 0 | 4.165 | 13.0143 | 3.6843 | 0.44319 | 0 | 14.619 | 4.873 | 13.324 | 17.018 | 3.2959 | 1.9005 | 5.1964 | 1.4407 | 6.637
2016-07-06 15:00 | 0.135 | 0 | 3.053 | 0 | 9.082 | 254.7783 | 12 | 17.1793 | 3.6843 | 0 | 0 | 15.8727 | 1.3067 | 3.6843 | 0.76418 | 66.694 | 16.697 | 5.5657 | 14.6477 | 14.6477 | 3.542 | 2.1706 | 5.7126 | 0 | 5.7126
2016-07-06 16:00 | 0.096 | 0 | 0 | 3.484 | 8.612 | 254.7783 | 12 | 17.1793 | 3.6843 | 0 | 0 | 16.17 | 1.0093 | 3.6843 | 0.77233 | 66.034 | 18.127 | 6.0423 | 14.6543 | 18.1383 | 3.3587 | 2.3565 | 5.7152 | 1.3588 | 7.074
2016-07-06 17:00 | 0.043 | 0 | 0 | 3.353 | 8.69 | 254.7783 | 12 | 17.1793 | 3.6843 | 0 | 0 | 10.9422 | 6.2372 | 3.6843 | 0.629 | 65.653 | 0 | 0 | 8.69 | 12.043 | 3.3891 | 0 | 3.3891 | 1.3077 | 4.6968
2016-07-06 18:00 | 0.006 | 0 | 1.906 | 0 | 10.1 | 256.4174 | 12 | 17.1793 | 3.6843 | 0 | 0 | 10.9223 | 6.257 | 3.6843 | 0.62845 | 65.534 | 0 | 0 | 10.1 | 10.1 | 3.939 | 0 | 3.939 | 0 | 3.939
2016-07-06 19:00 | 0 | 2.483 | 0 | 4.4409e-16 | 17.483 | 253.5302 | 15 | 21.4742 | 4.6053 | 0 | 0 | 10.9425 | 10.5317 | 4.6053 | 0.56901 | 65.655 | 0 | 0 | 17.483 | 17.483 | 6.8184 | 0 | 6.8184 | 1.7319e-16 | 6.8184
2016-07-06 20:00 | 0 | 5.3 | 0 | 0 | 20.3 | 247.3674 | 15 | 21.4742 | 4.6053 | 0 | 0 | 0 | 21.4742 | 4.6053 | 0.329 | 0 | 0 | 0 | 20.3 | 20.3 | 7.917 | 0 | 7.917 | 0 | 7.917
2016-07-06 21:00 | 0 | 5.431 | 0 | 8.8818e-16 | 20.431 | 241.0523 | 15 | 21.4742 | 4.6053 | 0 | 0 | 0 | 21.4742 | 4.6053 | 0.329 | 0 | 0 | 0 | 20.431 | 20.431 | 7.9681 | 0 | 7.9681 | 3.4639e-16 | 7.9681
2016-07-06 22:00 | 0 | 5.711 | 0 | 0 | 20.711 | 234.4116 | 15 | 21.4742 | 4.6053 | 0 | 0 | 0 | 21.4742 | 4.6053 | 0.329 | 0 | 0 | 0 | 20.711 | 20.711 | 8.0773 | 0 | 8.0773 | 0 | 8.0773
2016-07-06 23:00 | 0 | 2.074 | 0 | 0 | 17.074 | 232 | 15 | 21.4742 | 4.6053 | 0 | 0 | 0 | 21.4742 | 4.6053 | 0.329 | 0 | 0 | 0 | 17.074 | 17.074 | 6.6589 | 0 | 6.6589 | 0 | 6.6589
2016-07-07 | 0 | 0 | 0 | 0 | 14.671 | 232 | 14.671 | 21.0032 | 4.5043 | 0 | 0 | 2.9457 | 18.0575 | 4.5043 | 0.39506 | 0 | 10.339 | 3.4463 | 18.1173 | 18.1173 | 5.7217 | 1.3441 | 7.0658 | 0 | 7.0658
2016-07-07 01:00 | 0 | 0 | 0 | 0 | 12.256 | 232 | 12.256 | 17.5458 | 3.7629 | 0 | 0 | 2.7968 | 14.749 | 3.7629 | 0.40408 | 0 | 9.817 | 3.2723 | 15.5283 | 15.5283 | 4.7798 | 1.2762 | 6.0561 | 0 | 6.0561
2016-07-07 02:00 | 0 | 0 | 0 | 0.463 | 11.537 | 232 | 12 | 17.1793 | 3.6843 | 0 | 0 | 2.7297 | 14.4497 | 3.6843 | 0.40384 | 0 | 9.581 | 3.1937 | 14.7307 | 15.1937 | 4.4994 | 1.2455 | 5.745 | 0.18057 | 5.9255
2016-07-07 03:00 | 0 | 0 | 0 | 1.066 | 10.934 | 232 | 12 | 17.1793 | 3.6843 | 0 | 0 | 2.7225 | 14.4568 | 3.6843 | 0.40364 | 0 | 9.556 | 3.1853 | 14.1193 | 15.1853 | 4.2643 | 1.2423 | 5.5065 | 0.41574 | 5.9223
2016-07-07 04:00 | 0 | 0 | 0 | 1.8 | 10.2 | 232 | 12 | 17.1793 | 3.6843 | 0 | 0 | 2.6613 | 14.518 | 3.6843 | 0.40196 | 0 | 9.341 | 3.1137 | 13.3137 | 15.1137 | 3.978 | 1.2143 | 5.1923 | 0.702 | 5.8943
2016-07-07 05:00 | 0 | 0 | 0 | 2.41 | 9.59 | 232 | 12 | 17.1793 | 3.6843 | 0 | 0 | 0 | 17.1793 | 3.6843 | 0.329 | 0 | 0 | 0 | 9.59 | 12 | 3.7401 | 0 | 3.7401 | 0.9399 | 4.68
2016-07-07 06:00 | 0 | 0 | 0 | 3.038 | 8.962 | 232 | 12 | 17.1793 | 3.6843 | 0 | 0 | 0 | 17.1793 | 3.6843 | 0.329 | 0 | 0 | 0 | 8.962 | 12 | 3.4952 | 0 | 3.4952 | 1.1848 | 4.68
2016-07-07 07:00 | 0 | 0 | 0 | 3.168 | 8.832 | 232 | 12 | 17.1793 | 3.6843 | 0 | 0 | 0 | 17.1793 | 3.6843 | 0.329 | 0 | 0 | 0 | 8.832 | 12 | 3.4445 | 0 | 3.4445 | 1.2355 | 4.68
2016-07-07 08:00 | 0.007 | 0 | 4.319 | 0 | 7.688 | 235.7143 | 12 | 17.1793 | 3.6843 | 0 | 0 | 0 | 17.1793 | 3.6843 | 0.329 | 0 | 0 | 0 | 7.688 | 7.688 | 2.9983 | 0 | 2.9983 | 0 | 2.9983
2016-07-07 09:00 | 0.015 | 0 | 4.166 | 0 | 7.849 | 239.2971 | 12 | 17.1793 | 3.6843 | 0 | 0 | 11.8563 | 5.323 | 3.6843 | 0.65406 | 71.138 | 0 | 0 | 7.849 | 7.849 | 3.0611 | 0 | 3.0611 | 0 | 3.0611
2016-07-07 10:00 | 0.037 | 0 | 4.038 | 0 | 7.999 | 242.7698 | 12 | 17.1793 | 3.6843 | 0 | 0 | 11.8763 | 5.303 | 3.6843 | 0.65461 | 71.258 | 0 | 0 | 7.999 | 7.999 | 3.1196 | 0 | 3.1196 | 0 | 3.1196
2016-07-07 11:00 | 0.061 | 0 | 3.972 | 0 | 8.089 | 246.1857 | 12 | 17.1793 | 3.6843 | 0 | 0 | 11.8983 | 5.281 | 3.6843 | 0.65521 | 71.39 | 0 | 0 | 8.089 | 8.089 | 3.1547 | 0 | 3.1547 | 0 | 3.1547
2016-07-07 12:00 | 0.068 | 0 | 0 | 3.593 | 8.475 | 246.1857 | 12 | 17.1793 | 3.6843 | 0 | 0 | 14.221 | 2.9583 | 3.6843 | 0.71889 | 70.362 | 8.753 | 2.9177 | 11.3927 | 14.9857 | 3.3053 | 1.1379 | 4.4431 | 1.4013 | 5.8444
2016-07-07 13:00 | 0.067 | 0 | 0 | 3.357 | 8.71 | 246.1857 | 12 | 17.1793 | 3.6843 | 0 | 0 | 14.8392 | 2.3402 | 3.6843 | 0.73584 | 68.989 | 11.727 | 3.909 | 12.619 | 15.976 | 3.3969 | 1.5245 | 4.9214 | 1.3092 | 6.2306
2016-07-07 14:00 | 0.066 | 0 | 0.83037 | 2.3456 | 8.89 | 246.8998 | 12 | 17.1793 | 3.6843 | 0 | 0 | 4.2938 | 12.8855 | 3.6843 | 0.44672 | 0 | 15.071 | 5.0237 | 13.9137 | 16.2593 | 3.4671 | 1.9592 | 5.4263 | 0.91479 | 6.3411
2016-07-07 15:00 | 0.042 | 0 | 0 | 3.555 | 8.487 | 246.8998 | 12 | 17.1793 | 3.6843 | 0 | 0 | 15.9763 | 1.203 | 3.6843 | 0.76702 | 66.464 | 17.196 | 5.732 | 14.219 | 17.774 | 3.3099 | 2.2355 | 5.5454 | 1.3865 | 6.9319
2016-07-07 16:00 | 0.03 | 0 | 0 | 3.693 | 8.337 | 246.8998 | 12 | 17.1793 | 3.6843 | 0 | 0 | 16.1997 | 0.97966 | 3.6843 | 0.77314 | 65.968 | 18.27 | 6.09 | 14.427 | 18.12 | 3.2514 | 2.3751 | 5.6265 | 1.4403 | 7.0668
2016-07-07 17:00 | 0.027 | 0 | 0 | 3.511 | 8.516 | 246.8998 | 12 | 17.1793 | 3.6843 | 0 | 0 | 10.9518 | 6.2275 | 3.6843 | 0.62926 | 65.711 | 0 | 0 | 8.516 | 12.027 | 3.3212 | 0 | 3.3212 | 1.3693 | 4.6905
2016-07-07 18:00 | 0.003 | 0 | 2.365 | 0 | 9.638 | 248.9337 | 12 | 17.1793 | 3.6843 | 0 | 0 | 10.9488 | 6.2305 | 3.6843 | 0.62918 | 65.693 | 0 | 0 | 9.638 | 9.638 | 3.7588 | 0 | 3.7588 | 0 | 3.7588
2016-07-07 19:00 | 0 | 1.908 | 0 | 2.2204e-16 | 16.908 | 246.7151 | 15 | 21.4742 | 4.6053 | 0 | 0 | 10.9722 | 10.502 | 4.6053 | 0.56966 | 65.833 | 0 | 0 | 16.908 | 16.908 | 6.5941 | 0 | 6.5941 | 8.6597e-17 | 6.5941
2016-07-07 20:00 | 0 | 6.118 | 0 | 8.8818e-16 | 21.118 | 239.6012 | 15 | 21.4742 | 4.6053 | 0 | 0 | 0 | 21.4742 | 4.6053 | 0.329 | 0 | 0 | 0 | 21.118 | 21.118 | 8.236 | 0 | 8.236 | 3.4639e-16 | 8.236
2016-07-07 21:00 | 0 | 0 | 0 | 5.438 | 21.562 | 239.6012 | 27 | 38.6535 | 8.2896 | 0 | 0 | 0 | 38.6535 | 8.2896 | 0.329 | 0 | 0 | 0 | 21.562 | 27 | 8.4092 | 0 | 8.4092 | 2.1208 | 10.53
2016-07-07 22:00 | 0 | 4.923 | 0 | 0 | 19.923 | 233.8767 | 15 | 21.4742 | 4.6053 | 0 | 0 | 0 | 21.4742 | 4.6053 | 0.329 | 0 | 0 | 0 | 19.923 | 19.923 | 7.77 | 0 | 7.77 | 0 | 7.77
2016-07-07 23:00 | 0 | 1.614 | 0 | 6.6613e-16 | 16.614 | 232 | 15 | 21.4742 | 4.6053 | 0 | 0 | 0 | 21.4742 | 4.6053 | 0.329 | 0 | 0 | 0 | 16.614 | 16.614 | 6.4795 | 0 | 6.4795 | 2.5979e-16 | 6.4795
2016-07-08 | 0 | 0 | 0 | 0 | 13.368 | 232 | 13.368 | 19.1378 | 4.1043 | 0 | 0 | 3.0667 | 16.0711 | 4.1043 | 0.40447 | 0 | 10.764 | 3.588 | 16.956 | 16.956 | 5.2135 | 1.3993 | 6.6128 | 0 | 6.6128
2016-07-08 01:00 | 0 | 0 | 0 | 0 | 12.067 | 232 | 12.067 | 17.2752 | 3.7048 | 0 | 0 | 2.8833 | 14.3919 | 3.7048 | 0.40761 | 0 | 10.121 | 3.3737 | 15.4407 | 15.4407 | 4.7061 | 1.3157 | 6.0219 | 0 | 6.0219
2016-07-08 02:00 | 0 | 0 | 0 | 0.862 | 11.138 | 232 | 12 | 17.1793 | 3.6843 | 0 | 0 | 2.746 | 14.4333 | 3.6843 | 0.40429 | 0 | 9.638 | 3.2127 | 14.3507 | 15.2127 | 4.3438 | 1.2529 | 5.5968 | 0.33618 | 5.9329
2016-07-08 03:00 | 0 | 0 | 0 | 0.959 | 11.041 | 232 | 12 | 17.1793 | 3.6843 | 0 | 0 | 2.729 | 14.4503 | 3.6843 | 0.40382 | 0 | 9.579 | 3.193 | 14.234 | 15.193 | 4.306 | 1.2453 | 5.5513 | 0.37401 | 5.9253
2016-07-08 04:00 | 0 | 0 | 0 | 1.574 | 10.426 | 232 | 12 | 17.1793 | 3.6843 | 0 | 0 | 2.6568 | 14.5225 | 3.6843 | 0.40184 | 0 | 9.325 | 3.1083 | 13.5343 | 15.1083 | 4.0661 | 1.2123 | 5.2784 | 0.61386 | 5.8922
2016-07-08 05:00 | 0 | 0 | 0 | 2.221 | 9.779 | 232 | 12 | 17.1793 | 3.6843 | 0 | 0 | 0 | 17.1793 | 3.6843 | 0.329 | 0 | 0 | 0 | 9.779 | 12 | 3.8138 | 0 | 3.8138 | 0.86619 | 4.68
2016-07-08 06:00 | 0 | 0 | 0 | 3.029 | 8.971 | 232 | 12 | 17.1793 | 3.6843 | 0 | 0 | 0 | 17.1793 | 3.6843 | 0.329 | 0 | 0 | 0 | 8.971 | 12 | 3.4987 | 0 | 3.4987 | 1.1813 | 4.68
2016-07-08 07:00 | 0 | 0 | 0 | 3.661 | 8.339 | 232 | 12 | 17.1793 | 3.6843 | 0 | 0 | 0 | 17.1793 | 3.6843 | 0.329 | 0 | 0 | 0 | 8.339 | 12 | 3.2522 | 0 | 3.2522 | 1.4278 | 4.68
2016-07-08 08:00 | 0.007 | 0 | 0 | 5.183 | 6.824 | 232 | 12 | 17.1793 | 3.6843 | 0 | 0 | 0 | 17.1793 | 3.6843 | 0.329 | 0 | 0 | 0 | 6.824 | 12.007 | 2.6614 | 0 | 2.6614 | 2.0214 | 4.6827
2016-07-08 09:00 | 0.024 | 0 | 0.261 | 4.874 | 6.889 | 232.2245 | 12 | 17.1793 | 3.6843 | 0 | 0 | 11.9033 | 5.276 | 3.6843 | 0.65535 | 71.42 | 0 | 0 | 6.889 | 11.763 | 2.6867 | 0 | 2.6867 | 1.9009 | 4.5876
2016-07-08 10:00 | 0.049 | 0 | 4.741 | 0 | 7.308 | 236.3017 | 12 | 17.1793 | 3.6843 | 0 | 0 | 11.9445 | 5.2348 | 3.6843 | 0.65648 | 71.667 | 0 | 0 | 7.308 | 7.308 | 2.8501 | 0 | 2.8501 | 0 | 2.8501
2016-07-08 11:00 | 0.071 | 0 | 4.434 | 0 | 7.637 | 240.115 | 12 | 17.1793 | 3.6843 | 0 | 0 | 11.968 | 5.2113 | 3.6843 | 0.65712 | 71.808 | 0 | 0 | 7.637 | 7.637 | 2.9784 | 0 | 2.9784 | 0 | 2.9784
2016-07-08 12:00 | 0.098 | 0 | 4.229 | 0 | 7.869 | 243.7519 | 12 | 17.1793 | 3.6843 | 0 | 0 | 14.071 | 3.1083 | 3.6843 | 0.71478 | 70.695 | 8.033 | 2.6777 | 10.5467 | 10.5467 | 3.0689 | 1.0443 | 4.1132 | 0 | 4.1132
2016-07-08 13:00 | 0.113 | 0 | 0 | 3.845 | 8.268 | 243.7519 | 12 | 17.1793 | 3.6843 | 0 | 0 | 14.7697 | 2.4097 | 3.6843 | 0.73394 | 69.144 | 11.392 | 3.7973 | 12.0653 | 15.9103 | 3.2245 | 1.481 | 4.7055 | 1.4995 | 6.205
2016-07-08 14:00 | 0.071 | 0 | 3.907 | 0 | 8.164 | 247.1119 | 12 | 17.1793 | 3.6843 | 0 | 0 | 4.3583 | 12.821 | 3.6843 | 0.44849 | 0 | 15.298 | 5.0993 | 13.2633 | 13.2633 | 3.184 | 1.9887 | 5.1727 | 0 | 5.1727
2016-07-08 15:00 | 0.058 | 0 | 3.829 | 0 | 8.229 | 250.4049 | 12 | 17.1793 | 3.6843 | 0 | 0 | 16.1808 | 0.9985 | 3.6843 | 0.77262 | 66.009 | 18.179 | 6.0597 | 14.2887 | 14.2887 | 3.2093 | 2.3633 | 5.5726 | 0 | 5.5726
2016-07-08 16:00 | 0.038 | 0 | 4.056 | 1.7764e-15 | 7.982 | 253.893 | 12 | 17.1793 | 3.6843 | 0 | 0 | 16.545 | 0.63433 | 3.6843 | 0.78261 | 65.201 | 19.93 | 6.6433 | 14.6253 | 14.6253 | 3.113 | 2.5909 | 5.7039 | 6.9278e-16 | 5.7039
2016-07-08 17:00 | 0.034 | 0 | 0 | 3.771 | 8.263 | 253.893 | 12 | 17.1793 | 3.6843 | 0 | 0 | 10.7892 | 6.3902 | 3.6843 | 0.6248 | 64.735 | 0 | 0 | 8.263 | 12.034 | 3.2226 | 0 | 3.2226 | 1.4707 | 4.6933
2016-07-08 18:00 | 0.005 | 0 | 0 | 2.476 | 9.529 | 253.893 | 12 | 17.1793 | 3.6843 | 0 | 0 | 10.7595 | 6.4198 | 3.6843 | 0.62399 | 64.557 | 0 | 0 | 9.529 | 12.005 | 3.7163 | 0 | 3.7163 | 0.96564 | 4.6819
2016-07-08 19:00 | 0 | 1.694 | 0 | 4.4409e-16 | 16.694 | 251.9233 | 15 | 21.4742 | 4.6053 | 0 | 0 | 10.7792 | 10.695 | 4.6053 | 0.56542 | 64.675 | 0 | 0 | 16.694 | 16.694 | 6.5107 | 0 | 6.5107 | 1.7319e-16 | 6.5107
2016-07-08 20:00 | 0 | 5.199 | 0 | 0 | 20.199 | 245.8779 | 15 | 21.4742 | 4.6053 | 0 | 0 | 0 | 21.4742 | 4.6053 | 0.329 | 0 | 0 | 0 | 20.199 | 20.199 | 7.8776 | 0 | 7.8776 | 0 | 7.8776
2016-07-08 21:00 | 0 | 5.017 | 0 | 0 | 20.017 | 240.0442 | 15 | 21.4742 | 4.6053 | 0 | 0 | 0 | 21.4742 | 4.6053 | 0.329 | 0 | 0 | 0 | 20.017 | 20.017 | 7.8066 | 0 | 7.8066 | 0 | 7.8066
2016-07-08 22:00 | 0 | 4.857 | 0 | 0 | 19.857 | 234.3965 | 15 | 21.4742 | 4.6053 | 0 | 0 | 0 | 21.4742 | 4.6053 | 0.329 | 0 | 0 | 0 | 19.857 | 19.857 | 7.7442 | 0 | 7.7442 | 0 | 7.7442
2016-07-08 23:00 | 0 | 2.061 | 0 | 0 | 17.061 | 232 | 15 | 21.4742 | 4.6053 | 0 | 0 | 0 | 21.4742 | 4.6053 | 0.329 | 0 | 0 | 0 | 17.061 | 17.061 | 6.6538 | 0 | 6.6538 | 0 | 6.6538
2016-07-09 | 0 | 0 | 0 | 0 | 14.127 | 232 | 14.127 | 20.2244 | 4.3373 | 0 | 0 | 3.0793 | 17.145 | 4.3373 | 0.40071 | 0 | 10.808 | 3.6027 | 17.7297 | 17.7297 | 5.5095 | 1.405 | 6.9146 | 0 | 6.9146
2016-07-09 01:00 | 0 | 0 | 0 | 0 | 12.419 | 232 | 12.419 | 17.7792 | 3.8129 | 0 | 0 | 2.8682 | 14.911 | 3.8129 | 0.40498 | 0 | 10.067 | 3.3557 | 15.7747 | 15.7747 | 4.8434 | 1.3087 | 6.1521 | 0 | 6.1521
2016-07-09 02:00 | 0 | 0 | 0 | 0.447 | 11.553 | 232 | 12 | 17.1793 | 3.6843 | 0 | 0 | 2.6685 | 14.5108 | 3.6843 | 0.40216 | 0 | 9.367 | 3.1223 | 14.6753 | 15.1223 | 4.5057 | 1.2177 | 5.7234 | 0.17433 | 5.8977
2016-07-09 03:00 | 0 | 0 | 0 | 0.771 | 11.229 | 232 | 12 | 17.1793 | 3.6843 | 0 | 0 | 2.4608 | 14.7185 | 3.6843 | 0.39647 | 0 | 8.638 | 2.8793 | 14.1083 | 14.8793 | 4.3793 | 1.1229 | 5.5023 | 0.30069 | 5.8029
2016-07-09 04:00 | 0 | 0 | 0 | 0.974 | 11.026 | 232 | 12 | 17.1793 | 3.6843 | 0 | 0 | 2.3008 | 14.8785 | 3.6843 | 0.39208 | 0 | 8.076 | 2.692 | 13.718 | 14.692 | 4.3001 | 1.0499 | 5.35 | 0.37986 | 5.7299
2016-07-09 05:00 | 0 | 0 | 0 | 1.944 | 10.056 | 232 | 12 | 17.1793 | 3.6843 | 0 | 0 | 0 | 17.1793 | 3.6843 | 0.329 | 0 | 0 | 0 | 10.056 | 12 | 3.9218 | 0 | 3.9218 | 0.75816 | 4.68
2016-07-09 06:00 | 0 | 0 | 0 | 2.885 | 9.115 | 232 | 12 | 17.1793 | 3.6843 | 0 | 0 | 0 | 17.1793 | 3.6843 | 0.329 | 0 | 0 | 0 | 9.115 | 12 | 3.5549 | 0 | 3.5549 | 1.1251 | 4.68
2016-07-09 07:00 | 0 | 0 | 0 | 3.674 | 8.326 | 232 | 12 | 17.1793 | 3.6843 | 0 | 0 | 0 | 17.1793 | 3.6843 | 0.329 | 0 | 0 | 0 | 8.326 | 12 | 3.2471 | 0 | 3.2471 | 1.4329 | 4.68
2016-07-09 08:00 | 0.014 | 0 | 0 | 4.945 | 7.069 | 232 | 12 | 17.1793 | 3.6843 | 0 | 0 | 0 | 17.1793 | 3.6843 | 0.329 | 0 | 0 | 0 | 7.069 | 12.014 | 2.7569 | 0 | 2.7569 | 1.9286 | 4.6855
2016-07-09 09:00 | 0.066 | 0 | 4.807 | 0 | 7.259 | 236.134 | 12 | 17.1793 | 3.6843 | 0 | 0 | 11.9837 | 5.1957 | 3.6843 | 0.65755 | 71.902 | 0 | 0 | 7.259 | 7.259 | 2.831 | 0 | 2.831 | 0 | 2.831
2016-07-09 10:00 | 0.114 | 0 | 4.916 | 0 | 7.198 | 240.3618 | 12 | 17.1793 | 3.6843 | 0 | 0 | 12.0098 | 5.1695 | 3.6843 | 0.65827 | 72.059 | 0 | 0 | 7.198 | 7.198 | 2.8072 | 0 | 2.8072 | 0 | 2.8072
2016-07-09 11:00 | 0.137 | 0 | 0.22527 | 4.6527 | 7.259 | 240.5555 | 12 | 17.1793 | 3.6843 | 0 | 0 | 12.03 | 5.1493 | 3.6843 | 0.65882 | 72.18 | 0 | 0 | 7.259 | 11.9117 | 2.831 | 0 | 2.831 | 1.8146 | 4.6456
2016-07-09 12:00 | 0.151 | 0 | 4.821 | 0 | 7.33 | 244.7016 | 12 | 17.1793 | 3.6843 | 0 | 0 | 13.9565 | 3.2228 | 3.6843 | 0.71164 | 70.95 | 7.482 | 2.494 | 9.824 | 9.824 | 2.8587 | 0.97266 | 3.8314 | 0 | 3.8314
2016-07-09 13:00 | 0.157 | 0 | 4.685 | 0 | 7.472 | 248.7307 | 12 | 17.1793 | 3.6843 | 0 | 0 | 14.6183 | 2.561 | 3.6843 | 0.72979 | 69.48 | 10.664 | 3.5547 | 11.0267 | 11.0267 | 2.9141 | 1.3863 | 4.3004 | 0 | 4.3004
2016-07-09 14:00 | 0.149 | 0 | 4.099 | 1.7764e-15 | 8.05 | 252.2558 | 12 | 17.1793 | 3.6843 | 0 | 0 | 4.3865 | 12.7928 | 3.6843 | 0.44926 | 0 | 15.397 | 5.1323 | 13.1823 | 13.1823 | 3.1395 | 2.0016 | 5.1411 | 6.9278e-16 | 5.1411
2016-07-09 15:00 | 0.132 | 0 | 0 | 3.904 | 8.228 | 252.2558 | 12 | 17.1793 | 3.6843 | 0 | 0 | 16.2627 | 0.91666 | 3.6843 | 0.77487 | 65.828 | 18.573 | 6.191 | 14.419 | 18.323 | 3.2089 | 2.4145 | 5.6234 | 1.5226 | 7.146
2016-07-09 16:00 | 0.101 | 0 | 0 | 4.142 | 7.959 | 252.2558 | 12 | 17.1793 | 3.6843 | 0 | 0 | 16.5925 | 0.58683 | 3.6843 | 0.78391 | 65.095 | 20.159 | 6.7197 | 14.6787 | 18.8207 | 3.104 | 2.6207 | 5.7247 | 1.6154 | 7.3401
2016-07-09 17:00 | 0.04 | 0 | 0 | 3.768 | 8.272 | 252.2558 | 12 | 17.1793 | 3.6843 | 0 | 0 | 10.7905 | 6.3888 | 3.6843 | 0.62484 | 64.743 | 0 | 0 | 8.272 | 12.04 | 3.2261 | 0 | 3.2261 | 1.4695 | 4.6956
2016-07-09 18:00 | 0.006 | 0 | 0 | 2.347 | 9.659 | 252.2558 | 12 | 17.1793 | 3.6843 | 0 | 0 | 10.7903 | 6.389 | 3.6843 | 0.62483 | 64.742 | 0 | 0 | 9.659 | 12.006 | 3.767 | 0 | 3.767 | 0.91533 | 4.6823
2016-07-09 19:00 | 0 | 2.046 | 0 | 0 | 17.046 | 249.8767 | 15 | 21.4742 | 4.6053 | 0 | 0 | 10.8463 | 10.6278 | 4.6053 | 0.5669 | 65.078 | 0 | 0 | 17.046 | 17.046 | 6.6479 | 0 | 6.6479 | 0 | 6.6479
2016-07-09 20:00 | 0 | 4.715 | 0 | 0 | 19.715 | 244.3942 | 15 | 21.4742 | 4.6053 | 0 | 0 | 0 | 21.4742 | 4.6053 | 0.329 | 0 | 0 | 0 | 19.715 | 19.715 | 7.6889 | 0 | 7.6889 | 0 | 7.6889
2016-07-09 21:00 | 0 | 4.857 | 0 | 0 | 19.857 | 238.7465 | 15 | 21.4742 | 4.6053 | 0 | 0 | 0 | 21.4742 | 4.6053 | 0.329 | 0 | 0 | 0 | 19.857 | 19.857 | 7.7442 | 0 | 7.7442 | 0 | 7.7442
2016-07-09 22:00 | 0 | 4.5 | 0 | 0 | 19.5 | 233.514 | 15 | 21.4742 | 4.6053 | 0 | 0 | 0 | 21.4742 | 4.6053 | 0.329 | 0 | 0 | 0 | 19.5 | 19.5 | 7.605 | 0 | 7.605 | 0 | 7.605
2016-07-09 23:00 | 0 | 1.302 | 0 | 2.2204e-16 | 16.302 | 232 | 15 | 21.4742 | 4.6053 | 0 | 0 | 0 | 21.4742 | 4.6053 | 0.329 | 0 | 0 | 0 | 16.302 | 16.302 | 6.3578 | 0 | 6.3578 | 8.6597e-17 | 6.3578
2016-07-10 | 0 | 0 | 0 | 0 | 13.464 | 232 | 13.464 | 19.2752 | 4.1337 | 0 | 0 | 3.1433 | 16.1319 | 4.1337 | 0.40581 | 0 | 11.033 | 3.6777 | 17.1417 | 17.1417 | 5.251 | 1.4343 | 6.6852 | 0 | 6.6852
2016-07-10 01:00 | 0 | 0 | 0 | 0.098 | 11.902 | 232 | 12 | 17.1793 | 3.6843 | 0 | 0 | 2.9457 | 14.2337 | 3.6843 | 0.40976 | 0 | 10.339 | 3.4463 | 15.3483 | 15.4463 | 4.6418 | 1.3441 | 5.9859 | 0.03822 | 6.0241
2016-07-10 02:00 | 0 | 0 | 0 | 0.561 | 11.439 | 232 | 12 | 17.1793 | 3.6843 | 0 | 0 | 2.7978 | 14.3815 | 3.6843 | 0.40571 | 0 | 9.821 | 3.2737 | 14.7127 | 15.2737 | 4.4612 | 1.2767 | 5.7379 | 0.21879 | 5.9567
2016-07-10 03:00 | 0 | 0 | 0 | 1.279 | 10.721 | 232 | 12 | 17.1793 | 3.6843 | 0 | 0 | 2.7115 | 14.4678 | 3.6843 | 0.40334 | 0 | 9.518 | 3.1727 | 13.8937 | 15.1727 | 4.1812 | 1.2373 | 5.4185 | 0.49881 | 5.9173
2016-07-10 04:00 | 0 | 0 | 0 | 1.641 | 10.359 | 232 | 12 | 17.1793 | 3.6843 | 0 | 0 | 2.6152 | 14.5642 | 3.6843 | 0.4007 | 0 | 9.179 | 3.0597 | 13.4187 | 15.0597 | 4.04 | 1.1933 | 5.2333 | 0.63999 | 5.8733
2016-07-10 05:00 | 0 | 0 | 0 | 2.487 | 9.513 | 232 | 12 | 17.1793 | 3.6843 | 0 | 0 | 0 | 17.1793 | 3.6843 | 0.329 | 0 | 0 | 0 | 9.513 | 12 | 3.7101 | 0 | 3.7101 | 0.96993 | 4.68
2016-07-10 06:00 | 0 | 0 | 0 | 3.189 | 8.811 | 232 | 12 | 17.1793 | 3.6843 | 0 | 0 | 0 | 17.1793 | 3.6843 | 0.329 | 0 | 0 | 0 | 8.811 | 12 | 3.4363 | 0 | 3.4363 | 1.2437 | 4.68
2016-07-10 07:00 | 0 | 0 | 0 | 3.406 | 8.594 | 232 | 12 | 17.1793 | 3.6843 | 0 | 0 | 0 | 17.1793 | 3.6843 | 0.329 | 0 | 0 | 0 | 8.594 | 12 | 3.3517 | 0 | 3.3517 | 1.3283 | 4.68
2016-07-10 08:00 | 0.014 | 0 | 0 | 4.929 | 7.085 | 232 | 12 | 17.1793 | 3.6843 | 0 | 0 | 0 | 17.1793 | 3.6843 | 0.329 | 0 | 0 | 0 | 7.085 | 12.014 | 2.7631 | 0 | 2.7631 | 1.9223 | 4.6855
2016-07-10 09:00 | 0.067 | 0 | 0 | 4.847 | 7.22 | 232 | 12 | 17.1793 | 3.6843 | 0 | 0 | 11.8398 | 5.3395 | 3.6843 | 0.65361 | 71.039 | 0 | 0 | 7.22 | 12.067 | 2.8158 | 0 | 2.8158 | 1.8903 | 4.7061
2016-07-10 10:00 | 0.113 | 0 | 0 | 4.548 | 7.565 | 232 | 12 | 17.1793 | 3.6843 | 0 | 0 | 11.8513 | 5.328 | 3.6843 | 0.65392 | 71.108 | 0 | 0 | 7.565 | 12.113 | 2.9503 | 0 | 2.9503 | 1.7737 | 4.7241
2016-07-10 11:00 | 0.139 | 0 | 0 | 4.987 | 7.152 | 232 | 12 | 17.1793 | 3.6843 | 0 | 0 | 11.8705 | 5.3088 | 3.6843 | 0.65445 | 71.223 | 0 | 0 | 7.152 | 12.139 | 2.7893 | 0 | 2.7893 | 1.9449 | 4.7342
2016-07-10 12:00 | 0.15 | 0 | 3.8847 | 0.9283 | 7.337 | 235.3408 | 12 | 17.1793 | 3.6843 | 0 | 0 | 14.239 | 2.9403 | 3.6843 | 0.71939 | 70.322 | 8.84 | 2.9467 | 10.2837 | 11.212 | 2.8614 | 1.1492 | 4.0106 | 0.36204 | 4.3727
2016-07-10 13:00 | 0.153 | 0 | 4.931 | 0 | 7.222 | 239.5815 | 12 | 17.1793 | 3.6843 | 0 | 0 | 14.9197 | 2.2597 | 3.6843 | 0.73805 | 68.81 | 12.114 | 4.038 | 11.26 | 11.26 | 2.8166 | 1.5748 | 4.3914 | 0 | 4.3914
2016-07-10 14:00 | 0.144 | 0 | 0 | 4.537 | 7.607 | 239.5815 | 12 | 17.1793 | 3.6843 | 0 | 0 | 4.2152 | 12.9642 | 3.6843 | 0.44457 | 0 | 14.795 | 4.9317 | 12.5387 | 17.0757 | 2.9667 | 1.9233 | 4.8901 | 1.7694 | 6.6595
2016-07-10 15:00 | 0.126 | 0 | 4.083 | 0 | 8.043 | 243.0929 | 12 | 17.1793 | 3.6843 | 0 | 0 | 15.8603 | 1.319 | 3.6843 | 0.76384 | 66.721 | 16.638 | 5.546 | 13.589 | 13.589 | 3.1368 | 2.1629 | 5.2997 | 0 | 5.2997
2016-07-10 16:00 | 0.097 | 0 | 4.13 | 0 | 7.967 | 246.6447 | 12 | 17.1793 | 3.6843 | 0 | 0 | 16.067 | 1.1123 | 3.6843 | 0.7695 | 66.262 | 17.632 | 5.8773 | 13.8443 | 13.8443 | 3.1071 | 2.2922 | 5.3993 | 0 | 5.3993
2016-07-10 17:00 | 0.039 | 0 | 3.692 | 0 | 8.347 | 249.8198 | 12 | 17.1793 | 3.6843 | 0 | 0 | 11.0248 | 6.1545 | 3.6843 | 0.63126 | 66.149 | 0 | 0 | 8.347 | 8.347 | 3.2553 | 0 | 3.2553 | 0 | 3.2553
2016-07-10 18:00 | 0.006 | 0 | 1.974 | 1.7764e-15 | 10.032 | 251.5174 | 12 | 17.1793 | 3.6843 | 0 | 0 | 11.0698 | 6.1095 | 3.6843 | 0.6325 | 66.419 | 0 | 0 | 10.032 | 10.032 | 3.9125 | 0 | 3.9125 | 6.9278e-16 | 3.9125
2016-07-10 19:00 | 0 | 2.066 | 0 | 0 | 17.066 | 249.1151 | 15 | 21.4742 | 4.6053 | 0 | 0 | 11.1403 | 10.3338 | 4.6053 | 0.57334 | 66.842 | 0 | 0 | 17.066 | 17.066 | 6.6557 | 0 | 6.6557 | 0 | 6.6557
2016-07-10 20:00 | 0 | 4.935 | 0 | 8.8818e-16 | 19.935 | 243.3767 | 15 | 21.4742 | 4.6053 | 0 | 0 | 0 | 21.4742 | 4.6053 | 0.329 | 0 | 0 | 0 | 19.935 | 19.935 | 7.7746 | 0 | 7.7746 | 3.4639e-16 | 7.7746
2016-07-10 21:00 | 0 | 4.835 | 0 | 0 | 19.835 | 237.7547 | 15 | 21.4742 | 4.6053 | 0 | 0 | 0 | 21.4742 | 4.6053 | 0.329 | 0 | 0 | 0 | 19.835 | 19.835 | 7.7357 | 0 | 7.7357 | 0 | 7.7357
2016-07-10 22:00 | 0 | 4.125 | 0 | 0 | 19.125 | 232.9581 | 15 | 21.4742 | 4.6053 | 0 | 0 | 0 | 21.4742 | 4.6053 | 0.329 | 0 | 0 | 0 | 19.125 | 19.125 | 7.4588 | 0 | 7.4588 | 0 | 7.4588
2016-07-10 23:00 | 0 | 0.824 | 0 | 1.1102e-15 | 15.824 | 232 | 15 | 21.4742 | 4.6053 | 0 | 0 | 0 | 21.4742 | 4.6053 | 0.329 | 0 | 0 | 0 | 15.824 | 15.824 | 6.1714 | 0 | 6.1714 | 4.3299e-16 | 6.1714
2016-07-11 | 0 | 0 | 0 | 0 | 13.138 | 232 | 13.138 | 18.8085 | 4.0336 | 0 | 0 | 2.7373 | 16.0712 | 4.0336 | 0.39755 | 0 | 9.608 | 3.2027 | 16.3407 | 16.3407 | 5.1238 | 1.249 | 6.3729 | 0 | 6.3729
2016-07-11 01:00 | 0 | 0 | 0 | 0.445 | 11.555 | 232 | 12 | 17.1793 | 3.6843 | 0 | 0 | 2.6152 | 14.5642 | 3.6843 | 0.4007 | 0 | 9.179 | 3.0597 | 14.6147 | 15.0597 | 4.5065 | 1.1933 | 5.6997 | 0.17355 | 5.8733
2016-07-11 02:00 | 0 | 0 | 0 | 1.008 | 10.992 | 232 | 12 | 17.1793 | 3.6843 | 0 | 0 | 2.5438 | 14.6355 | 3.6843 | 0.39874 | 0 | 8.929 | 2.9763 | 13.9683 | 14.9763 | 4.2869 | 1.1608 | 5.4477 | 0.39312 | 5.8408
2016-07-11 03:00 | 0 | 0 | 0 | 1.802 | 10.198 | 232 | 12 | 17.1793 | 3.6843 | 0 | 0 | 2.5243 | 14.655 | 3.6843 | 0.39821 | 0 | 8.86 | 2.9533 | 13.1513 | 14.9533 | 3.9772 | 1.1518 | 5.129 | 0.70278 | 5.8318
2016-07-11 04:00 | 0 | 0 | 2.0907 | 0.11027 | 9.799 | 233.798 | 12 | 17.1793 | 3.6843 | 0 | 0 | 2.4967 | 14.6827 | 3.6843 | 0.39745 | 0 | 8.763 | 2.921 | 12.72 | 12.8303 | 3.8216 | 1.1392 | 4.9608 | 0.043005 | 5.0038
2016-07-11 05:00 | 0 | 0 | 0 | 2.484 | 9.516 | 233.798 | 12 | 17.1793 | 3.6843 | 0 | 0 | 0 | 17.1793 | 3.6843 | 0.329 | 0 | 0 | 0 | 9.516 | 12 | 3.7112 | 0 | 3.7112 | 0.96876 | 4.68
2016-07-11 06:00 | 0 | 0 | 0 | 2.701 | 9.299 | 233.798 | 12 | 17.1793 | 3.6843 | 0 | 0 | 0 | 17.1793 | 3.6843 | 0.329 | 0 | 0 | 0 | 9.299 | 12 | 3.6266 | 0 | 3.6266 | 1.0534 | 4.68
2016-07-11 07:00 | 0 | 0 | 0 | 3.289 | 8.711 | 233.798 | 12 | 17.1793 | 3.6843 | 0 | 0 | 0 | 17.1793 | 3.6843 | 0.329 | 0 | 0 | 0 | 8.711 | 12 | 3.3973 | 0 | 3.3973 | 1.2827 | 4.68
2016-07-11 08:00 | 0.012 | 0 | 4.464 | 0 | 7.548 | 237.6371 | 12 | 17.1793 | 3.6843 | 0 | 0 | 0 | 17.1793 | 3.6843 | 0.329 | 0 | 0 | 0 | 7.548 | 7.548 | 2.9437 | 0 | 2.9437 | 0 | 2.9437
2016-07-11 09:00 | 0.069 | 0 | 0 | 4.258 | 7.811 | 237.6371 | 12 | 17.1793 | 3.6843 | 0 | 0 | 11.8315 | 5.3478 | 3.6843 | 0.65338 | 70.989 | 0 | 0 | 7.811 | 12.069 | 3.0463 | 0 | 3.0463 | 1.6606 | 4.7069
2016-07-11 10:00 | 0.113 | 0 | 0 | 4.235 | 7.878 | 237.6371 | 12 | 17.1793 | 3.6843 | 0 | 0 | 11.8518 | 5.3275 | 3.6843 | 0.65394 | 71.111 | 0 | 0 | 7.878 | 12.113 | 3.0724 | 0 | 3.0724 | 1.6516 | 4.7241
2016-07-11 11:00 | 0.134 | 0 | 4.452 | 0 | 7.682 | 241.4658 | 12 | 17.1793 | 3.6843 | 0 | 0 | 11.8567 | 5.3227 | 3.6843 | 0.65407 | 71.14 | 0 | 0 | 7.682 | 7.682 | 2.996 | 0 | 2.996 | 0 | 2.996
2016-07-11 12:00 | 0.148 | 0 | 0 | 4.1 | 8.048 | 241.4658 | 12 | 17.1793 | 3.6843 | 0 | 0 | 14.2908 | 2.8885 | 3.6843 | 0.72081 | 70.207 | 9.09 | 3.03 | 11.078 | 15.178 | 3.1387 | 1.1817 | 4.3204 | 1.599 | 5.9194
2016-07-11 13:00 | 0.155 | 0 | 4.274 | 0 | 7.881 | 245.1414 | 12 | 17.1793 | 3.6843 | 0 | 0 | 14.8368 | 2.3425 | 3.6843 | 0.73578 | 68.994 | 11.716 | 3.9053 | 11.7863 | 11.7863 | 3.0736 | 1.5231 | 4.5967 | 0 | 4.5967
2016-07-11 14:00 | 0.144 | 0 | 0 | 4.007 | 8.137 | 245.1414 | 12 | 17.1793 | 3.6843 | 0 | 0 | 3.8643 | 13.315 | 3.6843 | 0.43495 | 0 | 13.564 | 4.5213 | 12.6583 | 16.6653 | 3.1734 | 1.7633 | 4.9368 | 1.5627 | 6.4995
2016-07-11 15:00 | 0.12 | 0 | 0 | 3.881 | 8.239 | 245.1414 | 12 | 17.1793 | 3.6843 | 0 | 0 | 15.5258 | 1.6535 | 3.6843 | 0.75467 | 67.464 | 15.029 | 5.0097 | 13.2487 | 17.1297 | 3.2132 | 1.9538 | 5.167 | 1.5136 | 6.6806
2016-07-11 16:00 | 0.099 | 0 | 4.219 | 0 | 7.88 | 248.7698 | 12 | 17.1793 | 3.6843 | 0 | 0 | 15.6738 | 1.5055 | 3.6843 | 0.75872 | 67.136 | 15.741 | 5.247 | 13.127 | 13.127 | 3.0732 | 2.0463 | 5.1195 | 0 | 5.1195
2016-07-11 17:00 | 0.041 | 0 | 0 | 3.814 | 8.227 | 248.7698 | 12 | 17.1793 | 3.6843 | 0 | 0 | 11.2555 | 5.9238 | 3.6843 | 0.63759 | 67.533 | 0 | 0 | 8.227 | 12.041 | 3.2085 | 0 | 3.2085 | 1.4875 | 4.696
2016-07-11 18:00 | 0.008 | 0 | 0 | 2.4 | 9.608 | 248.7698 | 12 | 17.1793 | 3.6843 | 0 | 0 | 11.3203 | 5.859 | 3.6843 | 0.63937 | 67.922 | 0 | 0 | 9.608 | 12.008 | 3.7471 | 0 | 3.7471 | 0.936 | 4.6831
2016-07-11 19:00 | 0 | 1.27 | 0 | 6.6613e-16 | 16.27 | 247.293 | 15 | 21.4742 | 4.6053 | 0 | 0 | 11.353 | 10.1212 | 4.6053 | 0.57801 | 68.118 | 0 | 0 | 16.27 | 16.27 | 6.3453 | 0 | 6.3453 | 2.5979e-16 | 6.3453
2016-07-11 20:00 | 0 | 4.207 | 0 | 0 | 19.207 | 242.4012 | 15 | 21.4742 | 4.6053 | 0 | 0 | 0 | 21.4742 | 4.6053 | 0.329 | 0 | 0 | 0 | 19.207 | 19.207 | 7.4907 | 0 | 7.4907 | 0 | 7.4907
2016-07-11 21:00 | 0 | 4.385 | 0 | 0 | 19.385 | 237.3023 | 15 | 21.4742 | 4.6053 | 0 | 0 | 0 | 21.4742 | 4.6053 | 0.329 | 0 | 0 | 0 | 19.385 | 19.385 | 7.5602 | 0 | 7.5602 | 0 | 7.5602
2016-07-11 22:00 | 0 | 3.589 | 0 | 0 | 18.589 | 233.1291 | 15 | 21.4742 | 4.6053 | 0 | 0 | 0 | 21.4742 | 4.6053 | 0.329 | 0 | 0 | 0 | 18.589 | 18.589 | 7.2497 | 0 | 7.2497 | 0 | 7.2497
2016-07-11 23:00 | 0 | 0.971 | 0 | 0 | 15.971 | 232 | 15 | 21.4742 | 4.6053 | 0 | 0 | 0 | 21.4742 | 4.6053 | 0.329 | 0 | 0 | 0 | 15.971 | 15.971 | 6.2287 | 0 | 6.2287 | 0 | 6.2287
2016-07-12 | 0 | 0 | 0 | 0 | 13.28 | 232 | 13.28 | 19.0118 | 4.0772 | 0 | 0 | 2.382 | 16.6298 | 4.0772 | 0.38801 | 0 | 8.361 | 2.787 | 16.067 | 16.067 | 5.1792 | 1.0869 | 6.2661 | 0 | 6.2661
2016-07-12 01:00 | 0 | 0 | 0 | 0.407 | 11.593 | 232 | 12 | 17.1793 | 3.6843 | 0 | 0 | 2.1462 | 15.0332 | 3.6843 | 0.38784 | 0 | 7.533 | 2.511 | 14.104 | 14.511 | 4.5213 | 0.97929 | 5.5006 | 0.15873 | 5.6593
2016-07-12 02:00 | 0 | 0 | 0 | 1.4 | 10.6 | 232 | 12 | 17.1793 | 3.6843 | 0 | 0 | 1.9973 | 15.182 | 3.6843 | 0.38376 | 0 | 7.011 | 2.337 | 12.937 | 14.337 | 4.134 | 0.91143 | 5.0454 | 0.546 | 5.5914
2016-07-12 03:00 | 0 | 0 | 0 | 1.558 | 10.442 | 232 | 12 | 17.1793 | 3.6843 | 0 | 0 | 1.8502 | 15.3292 | 3.6843 | 0.37973 | 0 | 6.494 | 2.1647 | 12.6067 | 14.1647 | 4.0724 | 0.84422 | 4.9166 | 0.60762 | 5.5242
2016-07-12 04:00 | 0 | 0 | 0 | 2.299 | 9.701 | 232 | 12 | 17.1793 | 3.6843 | 0 | 0 | 1.697 | 15.4823 | 3.6843 | 0.37553 | 0 | 5.956 | 1.9853 | 11.6863 | 13.9853 | 3.7834 | 0.77428 | 4.5577 | 0.89661 | 5.4543
2016-07-12 05:00 | 0 | 0 | 0 | 3.134 | 8.866 | 232 | 12 | 17.1793 | 3.6843 | 0 | 0 | 0 | 17.1793 | 3.6843 | 0.329 | 0 | 0 | 0 | 8.866 | 12 | 3.4577 | 0 | 3.4577 | 1.2223 | 4.68
2016-07-12 06:00 | 0 | 0 | 0 | 3.275 | 8.725 | 232 | 12 | 17.1793 | 3.6843 | 0 | 0 | 0 | 17.1793 | 3.6843 | 0.329 | 0 | 0 | 0 | 8.725 | 12 | 3.4028 | 0 | 3.4028 | 1.2772 | 4.68
2016-07-12 07:00 | 0 | 0 | 0 | 3.352 | 8.648 | 232 | 12 | 17.1793 | 3.6843 | 0 | 0 | 0 | 17.1793 | 3.6843 | 0.329 | 0 | 0 | 0 | 8.648 | 12 | 3.3727 | 0 | 3.3727 | 1.3073 | 4.68
2016-07-12 08:00 | 0.007 | 0 | 0 | 4.633 | 7.374 | 232 | 12 | 17.1793 | 3.6843 | 0 | 0 | 0 | 17.1793 | 3.6843 | 0.329 | 0 | 0 | 0 | 7.374 | 12.007 | 2.8759 | 0 | 2.8759 | 1.8069 | 4.6827
2016-07-12 09:00 | 0.021 | 0 | 0 | 4.294 | 7.727 | 232 | 12 | 17.1793 | 3.6843 | 0 | 0 | 11.9665 | 5.2128 | 3.6843 | 0.65708 | 71.799 | 0 | 0 | 7.727 | 12.021 | 3.0135 | 0 | 3.0135 | 1.6747 | 4.6882
2016-07-12 10:00 | 0.044 | 0 | 0 | 4.422 | 7.622 | 232 | 12 | 17.1793 | 3.6843 | 0 | 0 | 11.9803 | 5.199 | 3.6843 | 0.65746 | 71.882 | 0 | 0 | 7.622 | 12.044 | 2.9726 | 0 | 2.9726 | 1.7246 | 4.6972
2016-07-12 11:00 | 0.059 | 0 | 4.1392 | 0.28181 | 7.638 | 235.5597 | 12 | 17.1793 | 3.6843 | 0 | 0 | 11.9972 | 5.1822 | 3.6843 | 0.65792 | 71.983 | 0 | 0 | 7.638 | 7.9198 | 2.9788 | 0 | 2.9788 | 0.10991 | 3.0887
2016-07-12 12:00 | 0.076 | 0 | 4.175 | 0 | 7.901 | 239.1502 | 12 | 17.1793 | 3.6843 | 0 | 0 | 13.7813 | 3.398 | 3.6843 | 0.70684 | 71.339 | 6.639 | 2.213 | 10.114 | 10.114 | 3.0814 | 0.86307 | 3.9445 | 0 | 3.9445
2016-07-12 13:00 | 0.094 | 0 | 4.065 | 0 | 8.029 | 242.6461 | 12 | 17.1793 | 3.6843 | 0 | 0 | 14.2913 | 2.888 | 3.6843 | 0.72082 | 70.206 | 9.092 | 3.0307 | 11.0597 | 11.0597 | 3.1313 | 1.182 | 4.3133 | 0 | 4.3133
2016-07-12 14:00 | 0.049 | 0 | 3.959 | 0 | 8.09 | 246.0508 | 12 | 17.1793 | 3.6843 | 0 | 0 | 3.3403 | 13.839 | 3.6843 | 0.42058 | 0 | 11.725 | 3.9083 | 11.9983 | 11.9983 | 3.1551 | 1.5243 | 4.6794 | 0 | 4.6794
2016-07-12 15:00 | 0.035 | 0 | 0 | 3.523 | 8.512 | 246.0508 | 12 | 17.1793 | 3.6843 | 0 | 0 | 15.3687 | 1.8107 | 3.6843 | 0.75036 | 67.813 | 14.273 | 4.7577 | 13.2697 | 16.7927 | 3.3197 | 1.8555 | 5.1752 | 1.374 | 6.5491
2016-07-12 16:00 | 0.034 | 0 | 4.108 | 1.7764e-15 | 7.926 | 249.5837 | 12 | 17.1793 | 3.6843 | 0 | 0 | 15.7693 | 1.41 | 3.6843 | 0.76134 | 66.923 | 16.2 | 5.4 | 13.326 | 13.326 | 3.0911 | 2.106 | 5.1971 | 6.9278e-16 | 5.1971
2016-07-12 17:00 | 0.01 | 0 | 0 | 3.621 | 8.389 | 249.5837 | 12 | 17.1793 | 3.6843 | 0 | 0 | 11.061 | 6.1183 | 3.6843 | 0.63226 | 66.366 | 0 | 0 | 8.389 | 12.01 | 3.2717 | 0 | 3.2717 | 1.4122 | 4.6839
2016-07-12 18:00 | 0.002 | 0 | 0 | 2.591 | 9.411 | 249.5837 | 12 | 17.1793 | 3.6843 | 0 | 0 | 11.0327 | 6.1467 | 3.6843 | 0.63148 | 66.196 | 0 | 0 | 9.411 | 12.002 | 3.6703 | 0 | 3.6703 | 1.0105 | 4.6808
2016-07-12 19:00 | 0 | 1.2 | 0 | 0 | 16.2 | 248.1884 | 15 | 21.4742 | 4.6053 | 0 | 0 | 11.0675 | 10.4067 | 4.6053 | 0.57175 | 66.405 | 0 | 0 | 16.2 | 16.2 | 6.318 | 0 | 6.318 | 0 | 6.318
2016-07-12 20:00 | 0 | 4.082 | 0 | 8.8818e-16 | 19.082 | 243.4419 | 15 | 21.4742 | 4.6053 | 0 | 0 | 0 | 21.4742 | 4.6053 | 0.329 | 0 | 0 | 0 | 19.082 | 19.082 | 7.442 | 0 | 7.442 | 3.4639e-16 | 7.442
2016-07-12 21:00 | 0 | 4.72 | 0 | 8.8818e-16 | 19.72 | 237.9535 | 15 | 21.4742 | 4.6053 | 0 | 0 | 0 | 21.4742 | 4.6053 | 0.329 | 0 | 0 | 0 | 19.72 | 19.72 | 7.6908 | 0 | 7.6908 | 3.4639e-16 | 7.6908
2016-07-12 22:00 | 0 | 3.44 | 0 | 0 | 18.44 | 233.9535 | 15 | 21.4742 | 4.6053 | 0 | 0 | 0 | 21.4742 | 4.6053 | 0.329 | 0 | 0 | 0 | 18.44 | 18.44 | 7.1916 | 0 | 7.1916 | 0 | 7.1916
2016-07-12 23:00 | 0 | 1.68 | 0 | 2.2204e-16 | 16.68 | 232 | 15 | 21.4742 | 4.6053 | 0 | 0 | 0 | 21.4742 | 4.6053 | 0.329 | 0 | 0 | 0 | 16.68 | 16.68 | 6.5052 | 0 | 6.5052 | 8.6597e-17 | 6.5052
2016-07-13 | 0 | 0 | 0 | 0 | 13.874 | 232 | 13.874 | 19.8622 | 4.2596 | 0 | 0 | 2.7878 | 17.0743 | 4.2596 | 0.39511 | 0 | 9.785 | 3.2617 | 17.1357 | 17.1357 | 5.4109 | 1.272 | 6.6829 | 0 | 6.6829
2016-07-13 01:00 | 0 | 0 | 0 | 0 | 12.6 | 232 | 12.6 | 18.0383 | 3.8685 | 0 | 0 | 2.633 | 15.4053 | 3.8685 | 0.39775 | 0 | 9.242 | 3.0807 | 15.6807 | 15.6807 | 4.914 | 1.2015 | 6.1155 | 0 | 6.1155
2016-07-13 02:00 | 0 | 0 | 0 | 0.226 | 11.774 | 232 | 12 | 17.1793 | 3.6843 | 0 | 0 | 2.3728 | 14.8065 | 3.6843 | 0.39406 | 0 | 8.329 | 2.7763 | 14.5503 | 14.7763 | 4.5919 | 1.0828 | 5.6746 | 0.08814 | 5.7628
2016-07-13 03:00 | 0 | 0 | 0 | 0.869 | 11.131 | 232 | 12 | 17.1793 | 3.6843 | 0 | 0 | 2.2105 | 14.9688 | 3.6843 | 0.3896 | 0 | 7.759 | 2.5863 | 13.7173 | 14.5863 | 4.3411 | 1.0087 | 5.3498 | 0.33891 | 5.6887
2016-07-13 04:00 | 0 | 0 | 0 | 1.397 | 10.603 | 232 | 12 | 17.1793 | 3.6843 | 0 | 0 | 2.1007 | 15.0787 | 3.6843 | 0.38659 | 0 | 7.373 | 2.4577 | 13.0607 | 14.4577 | 4.1352 | 0.95849 | 5.0937 | 0.54483 | 5.6385
2016-07-13 05:00 | 0 | 0 | 0 | 2.69 | 9.31 | 232 | 12 | 17.1793 | 3.6843 | 0 | 0 | 0 | 17.1793 | 3.6843 | 0.329 | 0 | 0 | 0 | 9.31 | 12 | 3.6309 | 0 | 3.6309 | 1.0491 | 4.68
2016-07-13 06:00 | 0 | 0 | 0 | 3.018 | 8.982 | 232 | 12 | 17.1793 | 3.6843 | 0 | 0 | 0 | 17.1793 | 3.6843 | 0.329 | 0 | 0 | 0 | 8.982 | 12 | 3.503 | 0 | 3.503 | 1.177 | 4.68
2016-07-13 07:00 | 0 | 0 | 0 | 3.571 | 8.429 | 232 | 12 | 17.1793 | 3.6843 | 0 | 0 | 0 | 17.1793 | 3.6843 | 0.329 | 0 | 0 | 0 | 8.429 | 12 | 3.2873 | 0 | 3.2873 | 1.3927 | 4.68
2016-07-13 08:00 | 0.003 | 0 | 0 | 4.666 | 7.337 | 232 | 12 | 17.1793 | 3.6843 | 0 | 0 | 0 | 17.1793 | 3.6843 | 0.329 | 0 | 0 | 0 | 7.337 | 12.003 | 2.8614 | 0 | 2.8614 | 1.8197 | 4.6812
2016-07-13 09:00 | 0.011 | 0 | 0 | 4.652 | 7.359 | 232 | 12 | 17.1793 | 3.6843 | 0 | 0 | 11.9205 | 5.2588 | 3.6843 | 0.65582 | 71.523 | 0 | 0 | 7.359 | 12.011 | 2.87 | 0 | 2.87 | 1.8143 | 4.6843
2016-07-13 10:00 | 0.02 | 0 | 0 | 4.73 | 7.29 | 232 | 12 | 17.1793 | 3.6843 | 0 | 0 | 11.9343 | 5.245 | 3.6843 | 0.6562 | 71.606 | 0 | 0 | 7.29 | 12.02 | 2.8431 | 0 | 2.8431 | 1.8447 | 4.6878
2016-07-13 11:00 | 0.026 | 0 | 3.5609 | 1.0061 | 7.459 | 235.0624 | 12 | 17.1793 | 3.6843 | 0 | 0 | 11.9488 | 5.2305 | 3.6843 | 0.6566 | 71.693 | 0 | 0 | 7.459 | 8.4651 | 2.909 | 0 | 2.909 | 0.39238 | 3.3014
2016-07-13 12:00 | 0.029 | 0 | 4.355 | 0 | 7.674 | 238.8077 | 12 | 17.1793 | 3.6843 | 0 | 0 | 13.9983 | 3.181 | 3.6843 | 0.71279 | 70.857 | 7.683 | 2.561 | 10.235 | 10.235 | 2.9929 | 0.99879 | 3.9916 | 0 | 3.9916
2016-07-13 13:00 | 0.055 | 0 | 4.287 | 1.7764e-15 | 7.768 | 242.4945 | 12 | 17.1793 | 3.6843 | 0 | 0 | 14.6645 | 2.5148 | 3.6843 | 0.73105 | 69.377 | 10.887 | 3.629 | 11.397 | 11.397 | 3.0295 | 1.4153 | 4.4448 | 6.9278e-16 | 4.4448
2016-07-13 14:00 | 0.1 | 0 | 4.148 | 0 | 7.952 | 246.0618 | 12 | 17.1793 | 3.6843 | 0 | 0 | 3.9355 | 13.2438 | 3.6843 | 0.4369 | 0 | 13.814 | 4.6047 | 12.5567 | 12.5567 | 3.1013 | 1.7958 | 4.8971 | 0 | 4.8971
2016-07-13 15:00 | 0.088 | 0 | 0 | 3.6 | 8.488 | 246.0618 | 12 | 17.1793 | 3.6843 | 0 | 0 | 15.7313 | 1.448 | 3.6843 | 0.7603 | 67.008 | 16.018 | 5.3393 | 13.8273 | 17.4273 | 3.3103 | 2.0823 | 5.3927 | 1.404 | 6.7967
2016-07-13 16:00 | 0.068 | 0 | 4.29 | 0 | 7.778 | 249.7512 | 12 | 17.1793 | 3.6843 | 0 | 0 | 15.9732 | 1.2062 | 3.6843 | 0.76693 | 66.471 | 17.181 | 5.727 | 13.505 | 13.505 | 3.0334 | 2.2335 | 5.2669 | 0 | 5.2669
2016-07-13 17:00 | 0.04 | 0 | 0 | 3.758 | 8.282 | 249.7512 | 12 | 17.1793 | 3.6843 | 0 | 0 | 11.0333 | 6.146 | 3.6843 | 0.6315 | 66.2 | 0 | 0 | 8.282 | 12.04 | 3.23 | 0 | 3.23 | 1.4656 | 4.6956
2016-07-13 18:00 | 0.007 | 0 | 0 | 2.444 | 9.563 | 249.7512 | 12 | 17.1793 | 3.6843 | 0 | 0 | 11.0043 | 6.175 | 3.6843 | 0.6307 | 66.026 | 0 | 0 | 9.563 | 12.007 | 3.7296 | 0 | 3.7296 | 0.95316 | 4.6827
2016-07-13 19:00 | 0 | 1.043 | 0 | 6.6613e-16 | 16.043 | 248.5384 | 15 | 21.4742 | 4.6053 | 0 | 0 | 11.005 | 10.4692 | 4.6053 | 0.57038 | 66.03 | 0 | 0 | 16.043 | 16.043 | 6.2568 | 0 | 6.2568 | 2.5979e-16 | 6.2568
2016-07-13 20:00 | 0 | 4.553 | 0 | 8.8818e-16 | 19.553 | 243.2442 | 15 | 21.4742 | 4.6053 | 0 | 0 | 0 | 21.4742 | 4.6053 | 0.329 | 0 | 0 | 0 | 19.553 | 19.553 | 7.6257 | 0 | 7.6257 | 3.4639e-16 | 7.6257
2016-07-13 21:00 | 0 | 4.349 | 0 | 0 | 19.349 | 238.1872 | 15 | 21.4742 | 4.6053 | 0 | 0 | 0 | 21.4742 | 4.6053 | 0.329 | 0 | 0 | 0 | 19.349 | 19.349 | 7.5461 | 0 | 7.5461 | 0 | 7.5461
2016-07-13 22:00 | 0 | 4.046 | 0 | 0 | 19.046 | 233.4826 | 15 | 21.4742 | 4.6053 | 0 | 0 | 0 | 21.4742 | 4.6053 | 0.329 | 0 | 0 | 0 | 19.046 | 19.046 | 7.4279 | 0 | 7.4279 | 0 | 7.4279
2016-07-13 23:00 | 0 | 1.275 | 0 | 4.4409e-16 | 16.275 | 232 | 15 | 21.4742 | 4.6053 | 0 | 0 | 0 | 21.4742 | 4.6053 | 0.329 | 0 | 0 | 0 | 16.275 | 16.275 | 6.3472 | 0 | 6.3472 | 1.7319e-16 | 6.3472
2016-07-14 | 0 | 0 | 0 | 0 | 14.079 | 232 | 14.079 | 20.1557 | 4.3226 | 0 | 0 | 2.8215 | 17.3342 | 4.3226 | 0.39493 | 0 | 9.903 | 3.301 | 17.38 | 17.38 | 5.4908 | 1.2874 | 6.7782 | 0 | 6.7782
2016-07-14 01:00 | 0 | 0 | 0 | 0 | 12.002 | 232 | 12.002 | 17.1822 | 3.6849 | 0 | 0 | 2.6272 | 14.555 | 3.6849 | 0.40102 | 0 | 9.222 | 3.074 | 15.076 | 15.076 | 4.6808 | 1.1989 | 5.8796 | 0 | 5.8796
2016-07-14 02:00 | 0 | 0 | 0 | 0.599 | 11.401 | 232 | 12 | 17.1793 | 3.6843 | 0 | 0 | 2.5193 | 14.66 | 3.6843 | 0.39807 | 0 | 8.843 | 2.9477 | 14.3487 | 14.9477 | 4.4464 | 1.1496 | 5.596 | 0.23361 | 5.8296
2016-07-14 03:00 | 0 | 0 | 0 | 0.944 | 11.056 | 232 | 12 | 17.1793 | 3.6843 | 0 | 0 | 2.4205 | 14.7588 | 3.6843 | 0.39536 | 0 | 8.496 | 2.832 | 13.888 | 14.832 | 4.3118 | 1.1045 | 5.4163 | 0.36816 | 5.7845
2016-07-14 04:00 | 0 | 0 | 0 | 1.348 | 10.652 | 232 | 12 | 17.1793 | 3.6843 | 0 | 0 | 2.3538 | 14.8255 | 3.6843 | 0.39353 | 0 | 8.262 | 2.754 | 13.406 | 14.754 | 4.1543 | 1.0741 | 5.2283 | 0.52572 | 5.7541
2016-07-14 05:00 | 0 | 0 | 0 | 2.31 | 9.69 | 232 | 12 | 17.1793 | 3.6843 | 0 | 0 | 0 | 17.1793 | 3.6843 | 0.329 | 0 | 0 | 0 | 9.69 | 12 | 3.7791 | 0 | 3.7791 | 0.9009 | 4.68
2016-07-14 06:00 | 0 | 0 | 0 | 2.997 | 9.003 | 232 | 12 | 17.1793 | 3.6843 | 0 | 0 | 0 | 17.1793 | 3.6843 | 0.329 | 0 | 0 | 0 | 9.003 | 12 | 3.5112 | 0 | 3.5112 | 1.1688 | 4.68
2016-07-14 07:00 | 0 | 0 | 0 | 3.099 | 8.901 | 232 | 12 | 17.1793 | 3.6843 | 0 | 0 | 0 | 17.1793 | 3.6843 | 0.329 | 0 | 0 | 0 | 8.901 | 12 | 3.4714 | 0 | 3.4714 | 1.2086 | 4.68
2016-07-14 08:00 | 0.011 | 0 | 0 | 4.695 | 7.316 | 232 | 12 | 17.1793 | 3.6843 | 0 | 0 | 0 | 17.1793 | 3.6843 | 0.329 | 0 | 0 | 0 | 7.316 | 12.011 | 2.8532 | 0 | 2.8532 | 1.8311 | 4.6843
2016-07-14 09:00 | 0.043 | 0 | 0 | 4.849 | 7.194 | 232 | 12 | 17.1793 | 3.6843 | 0 | 0 | 11.8445 | 5.3348 | 3.6843 | 0.65374 | 71.067 | 0 | 0 | 7.194 | 12.043 | 2.8057 | 0 | 2.8057 | 1.8911 | 4.6968
2016-07-14 10:00 | 0.075 | 0 | 0 | 4.768 | 7.307 | 232 | 12 | 17.1793 | 3.6843 | 0 | 0 | 11.8618 | 5.3175 | 3.6843 | 0.65421 | 71.171 | 0 | 0 | 7.307 | 12.075 | 2.8497 | 0 | 2.8497 | 1.8595 | 4.7092
2016-07-14 11:00 | 0.131 | 0 | 0 | 4.937 | 7.194 | 232 | 12 | 17.1793 | 3.6843 | 0 | 0 | 11.8707 | 5.3087 | 3.6843 | 0.65445 | 71.224 | 0 | 0 | 7.194 | 12.131 | 2.8057 | 0 | 2.8057 | 1.9254 | 4.7311
2016-07-14 12:00 | 0.151 | 0 | 0.42054 | 4.2795 | 7.451 | 232.3617 | 12 | 17.1793 | 3.6843 | 0 | 0 | 14.1698 | 3.0095 | 3.6843 | 0.71749 | 70.476 | 8.508 | 2.836 | 10.287 | 14.5665 | 2.9059 | 1.106 | 4.0119 | 1.669 | 5.6809
2016-07-14 13:00 | 0.151 | 0 | 4.297 | 0 | 7.854 | 236.0571 | 12 | 17.1793 | 3.6843 | 0 | 0 | 14.733 | 2.4463 | 3.6843 | 0.73293 | 69.225 | 11.216 | 3.7387 | 11.5927 | 11.5927 | 3.0631 | 1.4581 | 4.5211 | 0 | 4.5211
2016-07-14 14:00 | 0.143 | 0 | 3.964 | 0 | 8.179 | 239.4661 | 12 | 17.1793 | 3.6843 | 0 | 0 | 3.9323 | 13.247 | 3.6843 | 0.43681 | 0 | 13.803 | 4.601 | 12.78 | 12.78 | 3.1898 | 1.7944 | 4.9842 | 0 | 4.9842
2016-07-14 15:00 | 0.127 | 0 | 0 | 3.539 | 8.588 | 239.4661 | 12 | 17.1793 | 3.6843 | 0 | 0 | 15.6272 | 1.5522 | 3.6843 | 0.75744 | 67.239 | 15.516 | 5.172 | 13.76 | 17.299 | 3.3493 | 2.0171 | 5.3664 | 1.3802 | 6.7466
2016-07-14 16:00 | 0.096 | 0 | 4.008 | 0 | 8.088 | 242.913 | 12 | 17.1793 | 3.6843 | 0 | 0 | 15.8823 | 1.297 | 3.6843 | 0.76444 | 66.672 | 16.744 | 5.5813 | 13.6693 | 13.6693 | 3.1543 | 2.1767 | 5.331 | 0 | 5.331
2016-07-14 17:00 | 0.038 | 0 | 3.864 | 0 | 8.174 | 246.236 | 12 | 17.1793 | 3.6843 | 0 | 0 | 11.0322 | 6.1472 | 3.6843 | 0.63147 | 66.193 | 0 | 0 | 8.174 | 8.174 | 3.1879 | 0 | 3.1879 | 0 | 3.1879
2016-07-14 18:00 | 0.007 | 0 | 0 | 2.67 | 9.337 | 246.236 | 12 | 17.1793 | 3.6843 | 0 | 0 | 10.9857 | 6.1937 | 3.6843 | 0.63019 | 65.914 | 0 | 0 | 9.337 | 12.007 | 3.6414 | 0 | 3.6414 | 1.0413 | 4.6827
2016-07-14 19:00 | 0 | 0.711 | 0 | 0 | 15.711 | 245.4093 | 15 | 21.4742 | 4.6053 | 0 | 0 | 10.9965 | 10.4777 | 4.6053 | 0.57019 | 65.979 | 0 | 0 | 15.711 | 15.711 | 6.1273 | 0 | 6.1273 | 0 | 6.1273
2016-07-14 20:00 | 0 | 3.647 | 0 | 4.4409e-16 | 18.647 | 241.1686 | 15 | 21.4742 | 4.6053 | 0 | 0 | 0 | 21.4742 | 4.6053 | 0.329 | 0 | 0 | 0 | 18.647 | 18.647 | 7.2723 | 0 | 7.2723 | 1.7319e-16 | 7.2723
2016-07-14 21:00 | 0 | 3.981 | 0 | 4.4409e-16 | 18.981 | 236.5395 | 15 | 21.4742 | 4.6053 | 0 | 0 | 0 | 21.4742 | 4.6053 | 0.329 | 0 | 0 | 0 | 18.981 | 18.981 | 7.4026 | 0 | 7.4026 | 1.7319e-16 | 7.4026
2016-07-14 22:00 | 0 | 3.288 | 0 | 0 | 18.288 | 232.7163 | 15 | 21.4742 | 4.6053 | 0 | 0 | 0 | 21.4742 | 4.6053 | 0.329 | 0 | 0 | 0 | 18.288 | 18.288 | 7.1323 | 0 | 7.1323 | 0 | 7.1323
2016-07-14 23:00 | 0 | 0.616 | 0 | 7.7716e-16 | 15.616 | 232 | 15 | 21.4742 | 4.6053 | 0 | 0 | 0 | 21.4742 | 4.6053 | 0.329 | 0 | 0 | 0 | 15.616 | 15.616 | 6.0902 | 0 | 6.0902 | 3.0309e-16 | 6.0902
2016-07-15 | 0 | 0 | 0 | 0 | 13.445 | 232 | 13.445 | 19.248 | 4.1279 | 0 | 0 | 3.1602 | 16.0878 | 4.1279 | 0.40633 | 0 | 11.092 | 3.6973 | 17.1423 | 17.1423 | 5.2435 | 1.442 | 6.6855 | 0 | 6.6855
2016-07-15 01:00 | 0 | 0 | 0 | 0.339 | 11.661 | 232 | 12 | 17.1793 | 3.6843 | 0 | 0 | 2.999 | 14.1803 | 3.6843 | 0.41122 | 0 | 10.526 | 3.5087 | 15.1697 | 15.5087 | 4.5478 | 1.3684 | 5.9162 | 0.13221 | 6.0484
2016-07-15 02:00 | 0 | 0 | 0 | 1.138 | 10.862 | 232 | 12 | 17.1793 | 3.6843 | 0 | 0 | 2.8228 | 14.3565 | 3.6843 | 0.40639 | 0 | 9.908 | 3.3027 | 14.1647 | 15.3027 | 4.2362 | 1.288 | 5.5242 | 0.44382 | 5.968
2016-07-15 03:00 | 0 | 0 | 0 | 1.101 | 10.899 | 232 | 12 | 17.1793 | 3.6843 | 0 | 0 | 2.5733 | 14.606 | 3.6843 | 0.39955 | 0 | 9.032 | 3.0107 | 13.9097 | 15.0107 | 4.2506 | 1.1742 | 5.4248 | 0.42939 | 5.8542
2016-07-15 04:00 | 0 | 0 | 0 | 1.558 | 10.442 | 232 | 12 | 17.1793 | 3.6843 | 0 | 0 | 2.4147 | 14.7647 | 3.6843 | 0.3952 | 0 | 8.476 | 2.8253 | 13.2673 | 14.8253 | 4.0724 | 1.1019 | 5.1743 | 0.60762 | 5.7819
2016-07-15 05:00 | 0 | 0 | 0 | 2.009 | 9.991 | 232 | 12 | 17.1793 | 3.6843 | 0 | 0 | 0 | 17.1793 | 3.6843 | 0.329 | 0 | 0 | 0 | 9.991 | 12 | 3.8965 | 0 | 3.8965 | 0.78351 | 4.68
2016-07-15 06:00 | 0 | 0 | 0 | 2.94 | 9.06 | 232 | 12 | 17.1793 | 3.6843 | 0 | 0 | 0 | 17.1793 | 3.6843 | 0.329 | 0 | 0 | 0 | 9.06 | 12 | 3.5334 | 0 | 3.5334 | 1.1466 | 4.68
2016-07-15 07:00 | 0 | 0 | 0 | 3.123 | 8.877 | 232 | 12 | 17.1793 | 3.6843 | 0 | 0 | 0 | 17.1793 | 3.6843 | 0.329 | 0 | 0 | 0 | 8.877 | 12 | 3.462 | 0 | 3.462 | 1.218 | 4.68
2016-07-15 08:00 | 0.006 | 0 | 0 | 5.131 | 6.875 | 232 | 12 | 17.1793 | 3.6843 | 0 | 0 | 0 | 17.1793 | 3.6843 | 0.329 | 0 | 0 | 0 | 6.875 | 12.006 | 2.6812 | 0 | 2.6812 | 2.0011 | 4.6823
2016-07-15 09:00 | 0.044 | 0 | 0 | 5.14 | 6.904 | 232 | 12 | 17.1793 | 3.6843 | 0 | 0 | 11.8618 | 5.3175 | 3.6843 | 0.65421 | 71.171 | 0 | 0 | 6.904 | 12.044 | 2.6926 | 0 | 2.6926 | 2.0046 | 4.6972
2016-07-15 10:00 | 0.07 | 0 | 0 | 5.36 | 6.71 | 232 | 12 | 17.1793 | 3.6843 | 0 | 0 | 11.86 | 5.3193 | 3.6843 | 0.65416 | 71.16 | 0 | 0 | 6.71 | 12.07 | 2.6169 | 0 | 2.6169 | 2.0904 | 4.7073
2016-07-15 11:00 | 0.093 | 0 | 0 | 5.173 | 6.92 | 232 | 12 | 17.1793 | 3.6843 | 0 | 0 | 11.88 | 5.2993 | 3.6843 | 0.65471 | 71.28 | 0 | 0 | 6.92 | 12.093 | 2.6988 | 0 | 2.6988 | 2.0175 | 4.7163
2016-07-15 12:00 | 0.06 | 0 | 0 | 5.03 | 7.03 | 232 | 12 | 17.1793 | 3.6843 | 0 | 0 | 14.1605 | 3.0188 | 3.6843 | 0.71723 | 70.497 | 8.462 | 2.8207 | 9.8507 | 14.8807 | 2.7417 | 1.1001 | 3.8418 | 1.9617 | 5.8035
2016-07-15 13:00 | 0.055 | 0 | 2.5088 | 2.2472 | 7.299 | 234.1575 | 12 | 17.1793 | 3.6843 | 0 | 0 | 14.7822 | 2.3972 | 3.6843 | 0.73428 | 69.116 | 11.453 | 3.8177 | 11.1167 | 13.3639 | 2.8466 | 1.4889 | 4.3355 | 0.87642 | 5.2119
2016-07-15 14:00 | 0.022 | 0 | 0 | 4.266 | 7.756 | 234.1575 | 12 | 17.1793 | 3.6843 | 0 | 0 | 4.0405 | 13.1388 | 3.6843 | 0.43978 | 0 | 14.182 | 4.7273 | 12.4833 | 16.7493 | 3.0248 | 1.8437 | 4.8685 | 1.6637 | 6.5322
2016-07-15 15:00 | 0.018 | 0 | 4.066 | 0 | 7.952 | 237.6543 | 12 | 17.1793 | 3.6843 | 0 | 0 | 15.7998 | 1.3795 | 3.6843 | 0.76218 | 66.856 | 16.347 | 5.449 | 13.401 | 13.401 | 3.1013 | 2.1251 | 5.2264 | 0 | 5.2264
2016-07-15 16:00 | 0.009 | 0 | 3.901 | 0 | 8.108 | 241.0092 | 12 | 17.1793 | 3.6843 | 0 | 0 | 16.1335 | 1.0458 | 3.6843 | 0.77133 | 66.114 | 17.952 | 5.984 | 14.092 | 14.092 | 3.1621 | 2.3338 | 5.4959 | 0 | 5.4959
2016-07-15 17:00 | 0.005 | 0 | 3.786 | 0 | 8.219 | 244.2651 | 12 | 17.1793 | 3.6843 | 0 | 0 | 10.9488 | 6.2305 | 3.6843 | 0.62918 | 65.693 | 0 | 0 | 8.219 | 8.219 | 3.2054 | 0 | 3.2054 | 0 | 3.2054
2016-07-15 18:00 | 0.001 | 0 | 0 | 2.419 | 9.582 | 244.2651 | 12 | 17.1793 | 3.6843 | 0 | 0 | 10.9208 | 6.2585 | 3.6843 | 0.62841 | 65.525 | 0 | 0 | 9.582 | 12.001 | 3.737 | 0 | 3.737 | 0.94341 | 4.6804
2016-07-15 19:00 | 0 | 1.487 | 0 | 0 | 16.487 | 242.536 | 15 | 21.4742 | 4.6053 | 0 | 0 | 10.9488 | 10.5253 | 4.6053 | 0.56914 | 65.693 | 0 | 0 | 16.487 | 16.487 | 6.4299 | 0 | 6.4299 | 0 | 6.4299
2016-07-15 20:00 | 0 | 3.587 | 0 | 4.4409e-16 | 18.587 | 238.3651 | 15 | 21.4742 | 4.6053 | 0 | 0 | 0 | 21.4742 | 4.6053 | 0.329 | 0 | 0 | 0 | 18.587 | 18.587 | 7.2489 | 0 | 7.2489 | 1.7319e-16 | 7.2489
2016-07-15 21:00 | 0 | 3.039 | 0 | 0 | 18.039 | 234.8314 | 15 | 21.4742 | 4.6053 | 0 | 0 | 0 | 21.4742 | 4.6053 | 0.329 | 0 | 0 | 0 | 18.039 | 18.039 | 7.0352 | 0 | 7.0352 | 0 | 7.0352
2016-07-15 22:00 | 0 | 2.27 | 0 | 4.4409e-16 | 17.27 | 232.1919 | 15 | 21.4742 | 4.6053 | 0 | 0 | 0 | 21.4742 | 4.6053 | 0.329 | 0 | 0 | 0 | 17.27 | 17.27 | 6.7353 | 0 | 6.7353 | 1.7319e-16 | 6.7353
2016-07-15 23:00 | 0 | 0.165 | 0 | 0 | 15.165 | 232 | 15 | 21.4742 | 4.6053 | 0 | 0 | 0 | 21.4742 | 4.6053 | 0.329 | 0 | 0 | 0 | 15.165 | 15.165 | 5.9143 | 0 | 5.9143 | 0 | 5.9143
2016-07-16 | 0 | 0 | 0 | 0 | 12.977 | 232 | 12.977 | 18.578 | 3.9842 | 0 | 0 | 2.8917 | 15.6863 | 3.9842 | 0.40231 | 0 | 10.15 | 3.3833 | 16.3603 | 16.3603 | 5.061 | 1.3195 | 6.3805 | 0 | 6.3805
2016-07-16 01:00 | 0 | 0 | 0 | 0.496 | 11.504 | 232 | 12 | 17.1793 | 3.6843 | 0 | 0 | 2.7332 | 14.4462 | 3.6843 | 0.40393 | 0 | 9.593 | 3.1977 | 14.7017 | 15.1977 | 4.4866 | 1.2471 | 5.7336 | 0.19344 | 5.9271
2016-07-16 02:00 | 0 | 0 | 0 | 1.019 | 10.981 | 232 | 12 | 17.1793 | 3.6843 | 0 | 0 | 2.5972 | 14.5822 | 3.6843 | 0.40021 | 0 | 9.116 | 3.0387 | 14.0197 | 15.0387 | 4.2826 | 1.1851 | 5.4677 | 0.39741 | 5.8651
2016-07-16 03:00 | 0 | 0 | 0 | 1.705 | 10.295 | 232 | 12 | 17.1793 | 3.6843 | 0 | 0 | 2.4947 | 14.6847 | 3.6843 | 0.3974 | 0 | 8.756 | 2.9187 | 13.2137 | 14.9187 | 4.015 | 1.1383 | 5.1533 | 0.66495 | 5.8183
2016-07-16 04:00 | 0 | 0 | 0 | 2.604 | 9.396 | 232 | 12 | 17.1793 | 3.6843 | 0 | 0 | 2.421 | 14.7583 | 3.6843 | 0.39538 | 0 | 8.498 | 2.8327 | 12.2287 | 14.8327 | 3.6644 | 1.1047 | 4.7692 | 1.0156 | 5.7847
2016-07-16 05:00 | 0 | 0 | 0 | 3.083 | 8.917 | 232 | 12 | 17.1793 | 3.6843 | 0 | 0 | 0 | 17.1793 | 3.6843 | 0.329 | 0 | 0 | 0 | 8.917 | 12 | 3.4776 | 0 | 3.4776 | 1.2024 | 4.68
2016-07-16 06:00 | 0 | 0 | 0 | 3.39 | 8.61 | 232 | 12 | 17.1793 | 3.6843 | 0 | 0 | 0 | 17.1793 | 3.6843 | 0.329 | 0 | 0 | 0 | 8.61 | 12 | 3.3579 | 0 | 3.3579 | 1.3221 | 4.68
2016-07-16 07:00 | 0 | 0 | 0 | 3.862 | 8.138 | 232 | 12 | 17.1793 | 3.6843 | 0 | 0 | 0 | 17.1793 | 3.6843 | 0.329 | 0 | 0 | 0 | 8.138 | 12 | 3.1738 | 0 | 3.1738 | 1.5062 | 4.68
2016-07-16 08:00 | 0.004 | 0 | 0 | 5.074 | 6.93 | 232 | 12 | 17.1793 | 3.6843 | 0 | 0 | 0 | 17.1793 | 3.6843 | 0.329 | 0 | 0 | 0 | 6.93 | 12.004 | 2.7027 | 0 | 2.7027 | 1.9789 | 4.6816
2016-07-16 09:00 | 0.012 | 0 | 0.28686 | 4.5911 | 7.134 | 232.2467 | 12 | 17.1793 | 3.6843 | 0 | 0 | 11.7542 | 5.4252 | 3.6843 | 0.65126 | 70.525 | 0 | 0 | 7.134 | 11.7251 | 2.7823 | 0 | 2.7823 | 1.7905 | 4.5728
2016-07-16 10:00 | 0.027 | 0 | 4.715 | 0 | 7.312 | 236.3016 | 12 | 17.1793 | 3.6843 | 0 | 0 | 11.7437 | 5.4357 | 3.6843 | 0.65097 | 70.462 | 0 | 0 | 7.312 | 7.312 | 2.8517 | 0 | 2.8517 | 0 | 2.8517
2016-07-16 11:00 | 0.03 | 0 | 4.604 | 0 | 7.426 | 240.261 | 12 | 17.1793 | 3.6843 | 0 | 0 | 11.727 | 5.4523 | 3.6843 | 0.65052 | 70.362 | 0 | 0 | 7.426 | 7.426 | 2.8961 | 0 | 2.8961 | 0 | 2.8961
2016-07-16 12:00 | 0.064 | 0 | 4.309 | 0 | 7.755 | 243.9668 | 12 | 17.1793 | 3.6843 | 0 | 0 | 14.4013 | 2.778 | 3.6843 | 0.72384 | 69.962 | 9.621 | 3.207 | 10.962 | 10.962 | 3.0244 | 1.2507 | 4.2752 | 0 | 4.2752
2016-07-16 13:00 | 0.066 | 0 | 4.394 | 0 | 7.672 | 247.7456 | 12 | 17.1793 | 3.6843 | 0 | 0 | 14.8345 | 2.3448 | 3.6843 | 0.73571 | 69 | 11.704 | 3.9013 | 11.5733 | 11.5733 | 2.9921 | 1.5215 | 4.5136 | 0 | 4.5136
2016-07-16 14:00 | 0.063 | 0 | 4.072 | 0 | 7.991 | 251.2475 | 12 | 17.1793 | 3.6843 | 0 | 0 | 3.8583 | 13.321 | 3.6843 | 0.43478 | 0 | 13.543 | 4.5143 | 12.5053 | 12.5053 | 3.1165 | 1.7606 | 4.8771 | 0 | 4.8771
2016-07-16 15:00 | 0.045 | 0 | 0 | 3.601 | 8.444 | 251.2475 | 12 | 17.1793 | 3.6843 | 0 | 0 | 15.5168 | 1.6625 | 3.6843 | 0.75442 | 67.484 | 14.986 | 4.9953 | 13.4393 | 17.0403 | 3.2932 | 1.9482 | 5.2413 | 1.4044 | 6.6457
2016-07-16 16:00 | 0.031 | 0 | 0 | 3.428 | 8.603 | 251.2475 | 12 | 17.1793 | 3.6843 | 0 | 0 | 15.7425 | 1.4368 | 3.6843 | 0.76061 | 66.983 | 16.071 | 5.357 | 13.96 | 17.388 | 3.3552 | 2.0892 | 5.4444 | 1.3369 | 6.7813
2016-07-16 17:00 | 0.014 | 0 | 0 | 3.24 | 8.774 | 251.2475 | 12 | 17.1793 | 3.6843 | 0 | 0 | 11.1112 | 6.0682 | 3.6843 | 0.63363 | 66.667 | 0 | 0 | 8.774 | 12.014 | 3.4219 | 0 | 3.4219 | 1.2636 | 4.6855
2016-07-16 18:00 | 0.002 | 0 | 0 | 1.798 | 10.204 | 251.2475 | 12 | 17.1793 | 3.6843 | 0 | 0 | 11.0653 | 6.114 | 3.6843 | 0.63237 | 66.392 | 0 | 0 | 10.204 | 12.002 | 3.9796 | 0 | 3.9796 | 0.70122 | 4.6808
2016-07-16 19:00 | 0 | 1.874 | 0 | 8.8818e-16 | 16.874 | 249.0685 | 15 | 21.4742 | 4.6053 | 0 | 0 | 11.0677 | 10.4065 | 4.6053 | 0.57175 | 66.406 | 0 | 0 | 16.874 | 16.874 | 6.5809 | 0 | 6.5809 | 3.4639e-16 | 6.5809
2016-07-16 20:00 | 0 | 4.834 | 0 | 0 | 19.834 | 243.4475 | 15 | 21.4742 | 4.6053 | 0 | 0 | 0 | 21.4742 | 4.6053 | 0.329 | 0 | 0 | 0 | 19.834 | 19.834 | 7.7353 | 0 | 7.7353 | 0 | 7.7353
2016-07-16 21:00 | 0 | 4.924 | 0 | 8.8818e-16 | 19.924 | 237.722 | 15 | 21.4742 | 4.6053 | 0 | 0 | 0 | 21.4742 | 4.6053 | 0.329 | 0 | 0 | 0 | 19.924 | 19.924 | 7.7704 | 0 | 7.7704 | 3.4639e-16 | 7.7704
2016-07-16 22:00 | 0 | 3.5 | 0 | 4.4409e-16 | 18.5 | 233.6522 | 15 | 21.4742 | 4.6053 | 0 | 0 | 0 | 21.4742 | 4.6053 | 0.329 | 0 | 0 | 0 | 18.5 | 18.5 | 7.215 | 0 | 7.215 | 1.7319e-16 | 7.215
2016-07-16 23:00 | 0 | 0.628 | 0 | 0 | 15.628 | 232.922 | 15 | 21.4742 | 4.6053 | 0 | 0 | 0 | 21.4742 | 4.6053 | 0.329 | 0 | 0 | 0 | 15.628 | 15.628 | 6.0949 | 0 | 6.0949 | 0 | 6.0949
2016-07-17 | 0 | 0 | 0 | 0 | 13.442 | 232.922 | 13.442 | 19.2437 | 4.127 | 0 | 0 | 2.7022 | 16.5415 | 4.127 | 0.39514 | 0 | 9.484 | 3.1613 | 16.6033 | 16.6033 | 5.2424 | 1.2329 | 6.4753 | 0 | 6.4753
2016-07-17 01:00 | 0 | 0 | 0 | 0 | 12.058 | 232.922 | 12.058 | 17.2624 | 3.7021 | 0 | 0 | 2.5598 | 14.7025 | 3.7021 | 0.39884 | 0 | 8.985 | 2.995 | 15.053 | 15.053 | 4.7026 | 1.1681 | 5.8707 | 0 | 5.8707
2016-07-17 02:00 | 0 | 0 | 0 | 1.349 | 10.651 | 232.922 | 12 | 17.1793 | 3.6843 | 0 | 0 | 2.5157 | 14.6637 | 3.6843 | 0.39797 | 0 | 8.83 | 2.9433 | 13.5943 | 14.9433 | 4.1539 | 1.1479 | 5.3018 | 0.52611 | 5.8279
2016-07-17 03:00 | 0 | 0 | 0 | 1.641 | 10.359 | 232.922 | 12 | 17.1793 | 3.6843 | 0 | 0 | 2.4787 | 14.7007 | 3.6843 | 0.39696 | 0 | 8.7 | 2.9 | 13.259 | 14.9 | 4.04 | 1.131 | 5.171 | 0.63999 | 5.811
2016-07-17 04:00 | 0 | 0 | 0 | 1.802 | 10.198 | 232.922 | 12 | 17.1793 | 3.6843 | 0 | 0 | 2.3805 | 14.7988 | 3.6843 | 0.39427 | 0 | 8.356 | 2.7853 | 12.9833 | 14.7853 | 3.9772 | 1.0863 | 5.0635 | 0.70278 | 5.7663
2016-07-17 05:00 | 0 | 0 | 0 | 2.691 | 9.309 | 232.922 | 12 | 17.1793 | 3.6843 | 0 | 0 | 0 | 17.1793 | 3.6843 | 0.329 | 0 | 0 | 0 | 9.309 | 12 | 3.6305 | 0 | 3.6305 | 1.0495 | 4.68
2016-07-17 06:00 | 0 | 0 | 0 | 3.246 | 8.754 | 232.922 | 12 | 17.1793 | 3.6843 | 0 | 0 | 0 | 17.1793 | 3.6843 | 0.329 | 0 | 0 | 0 | 8.754 | 12 | 3.4141 | 0 | 3.4141 | 1.2659 | 4.68
2016-07-17 07:00 | 0 | 0 | 0 | 3.556 | 8.444 | 232.922 | 12 | 17.1793 | 3.6843 | 0 | 0 | 0 | 17.1793 | 3.6843 | 0.329 | 0 | 0 | 0 | 8.444 | 12 | 3.2932 | 0 | 3.2932 | 1.3868 | 4.68
2016-07-17 08:00 | 0.008 | 0 | 0 | 4.751 | 7.257 | 232.922 | 12 | 17.1793 | 3.6843 | 0 | 0 | 0 | 17.1793 | 3.6843 | 0.329 | 0 | 0 | 0 | 7.257 | 12.008 | 2.8302 | 0 | 2.8302 | 1.8529 | 4.6831
2016-07-17 09:00 | 0.024 | 0 | 4.572 | 0 | 7.452 | 236.8539 | 12 | 17.1793 | 3.6843 | 0 | 0 | 11.9787 | 5.2007 | 3.6843 | 0.65742 | 71.872 | 0 | 0 | 7.452 | 7.452 | 2.9063 | 0 | 2.9063 | 0 | 2.9063
2016-07-17 10:00 | 0.044 | 0 | 4.41 | 0 | 7.634 | 240.6465 | 12 | 17.1793 | 3.6843 | 0 | 0 | 12.032 | 5.1473 | 3.6843 | 0.65888 | 72.192 | 0 | 0 | 7.634 | 7.634 | 2.9773 | 0 | 2.9773 | 0 | 2.9773
2016-07-17 11:00 | 0.082 | 0 | 4.331 | 1.7764e-15 | 7.751 | 244.3711 | 12 | 17.1793 | 3.6843 | 0 | 0 | 12.082 | 5.0973 | 3.6843 | 0.66025 | 72.492 | 0 | 0 | 7.751 | 7.751 | 3.0229 | 0 | 3.0229 | 6.9278e-16 | 3.0229
2016-07-17 12:00 | 0.115 | 0 | 4.187 | 0 | 7.928 | 247.972 | 12 | 17.1793 | 3.6843 | 0 | 0 | 13.787 | 3.3923 | 3.6843 | 0.70699 | 71.326 | 6.666 | 2.222 | 10.15 | 10.15 | 3.0919 | 0.86658 | 3.9585 | 0 | 3.9585
2016-07-17 13:00 | 0.112 | 0 | 4.083 | 0 | 8.029 | 251.4833 | 12 | 17.1793 | 3.6843 | 0 | 0 | 14.5852 | 2.5942 | 3.6843 | 0.72888 | 69.553 | 10.505 | 3.5017 | 11.5307 | 11.5307 | 3.1313 | 1.3657 | 4.497 | 0 | 4.497
2016-07-17 14:00 | 0.096 | 0 | 3.935 | 0 | 8.161 | 254.8674 | 12 | 17.1793 | 3.6843 | 0 | 0 | 4.1065 | 13.0728 | 3.6843 | 0.44159 | 0 | 14.414 | 4.8047 | 12.9657 | 12.9657 | 3.1828 | 1.8738 | 5.0566 | 0 | 5.0566
2016-07-17 15:00 | 0.082 | 0 | 0 | 3.662 | 8.42 | 254.8674 | 12 | 17.1793 | 3.6843 | 0 | 0 | 15.987 | 1.1923 | 3.6843 | 0.76731 | 66.44 | 17.247 | 5.749 | 14.169 | 17.831 | 3.2838 | 2.2421 | 5.5259 | 1.4282 | 6.9541
2016-07-17 16:00 | 0.066 | 0 | 0 | 3.754 | 8.312 | 254.8674 | 12 | 17.1793 | 3.6843 | 0 | 0 | 16.3668 | 0.8125 | 3.6843 | 0.77772 | 65.596 | 19.074 | 6.358 | 14.67 | 18.424 | 3.2417 | 2.4796 | 5.7213 | 1.4641 | 7.1854
2016-07-17 17:00 | 0.02 | 0 | 0 | 3.149 | 8.871 | 254.8674 | 12 | 17.1793 | 3.6843 | 0 | 0 | 10.856 | 6.3233 | 3.6843 | 0.62664 | 65.136 | 0 | 0 | 8.871 | 12.02 | 3.4597 | 0 | 3.4597 | 1.2281 | 4.6878
2016-07-17 18:00 | 0.004 | 0 | 0 | 1.898 | 10.106 | 254.8674 | 12 | 17.1793 | 3.6843 | 0 | 0 | 10.8298 | 6.3495 | 3.6843 | 0.62592 | 64.979 | 0 | 0 | 10.106 | 12.004 | 3.9413 | 0 | 3.9413 | 0.74022 | 4.6816
2016-07-17 19:00 | 0 | 2.415 | 0 | 8.8818e-16 | 17.415 | 252.0593 | 15 | 21.4742 | 4.6053 | 0 | 0 | 10.857 | 10.6172 | 4.6053 | 0.56713 | 65.142 | 0 | 0 | 17.415 | 17.415 | 6.7919 | 0 | 6.7919 | 3.4639e-16 | 6.7919
2016-07-17 20:00 | 0 | 5.593 | 0 | 0 | 20.593 | 245.5558 | 15 | 21.4742 | 4.6053 | 0 | 0 | 0 | 21.4742 | 4.6053 | 0.329 | 0 | 0 | 0 | 20.593 | 20.593 | 8.0313 | 0 | 8.0313 | 0 | 8.0313
2016-07-17 21:00 | 0 | 5.712 | 0 | 8.8818e-16 | 20.712 | 238.914 | 15 | 21.4742 | 4.6053 | 0 | 0 | 0 | 21.4742 | 4.6053 | 0.329 | 0 | 0 | 0 | 20.712 | 20.712 | 8.0777 | 0 | 8.0777 | 3.4639e-16 | 8.0777
2016-07-17 22:00 | 0 | 4.264 | 0 | 0 | 19.264 | 233.9558 | 15 | 21.4742 | 4.6053 | 0 | 0 | 0 | 21.4742 | 4.6053 | 0.329 | 0 | 0 | 0 | 19.264 | 19.264 | 7.513 | 0 | 7.513 | 0 | 7.513
2016-07-17 23:00 | 0 | 1.682 | 0 | 6.6613e-16 | 16.682 | 232 | 15 | 21.4742 | 4.6053 | 0 | 0 | 0 | 21.4742 | 4.6053 | 0.329 | 0 | 0 | 0 | 16.682 | 16.682 | 6.506 | 0 | 6.506 | 2.5979e-16 | 6.506
2016-07-18 | 0 | 0 | 0 | 0 | 14.236 | 232 | 14.236 | 20.3804 | 4.3708 | 0 | 0 | 2.8627 | 17.5177 | 4.3708 | 0.39516 | 0 | 10.048 | 3.3493 | 17.5853 | 17.5853 | 5.552 | 1.3062 | 6.8583 | 0 | 6.8583
2016-07-18 01:00 | 0 | 0 | 0 | 0.386 | 11.614 | 232 | 12 | 17.1793 | 3.6843 | 0 | 0 | 2.6755 | 14.5038 | 3.6843 | 0.40235 | 0 | 9.391 | 3.1303 | 14.7443 | 15.1303 | 4.5295 | 1.2208 | 5.7503 | 0.15054 | 5.9008
2016-07-18 02:00 | 0 | 0 | 0 | 1.026 | 10.974 | 232 | 12 | 17.1793 | 3.6843 | 0 | 0 | 2.5535 | 14.6258 | 3.6843 | 0.39901 | 0 | 8.963 | 2.9877 | 13.9617 | 14.9877 | 4.2799 | 1.1652 | 5.4451 | 0.40014 | 5.8452
2016-07-18 03:00 | 0 | 0 | 0 | 1.726 | 10.274 | 232 | 12 | 17.1793 | 3.6843 | 0 | 0 | 2.485 | 14.6943 | 3.6843 | 0.39713 | 0 | 8.722 | 2.9073 | 13.1813 | 14.9073 | 4.0069 | 1.1339 | 5.1407 | 0.67314 | 5.8139
2016-07-18 04:00 | 0 | 0 | 0 | 2.277 | 9.723 | 232 | 12 | 17.1793 | 3.6843 | 0 | 0 | 2.4155 | 14.7638 | 3.6843 | 0.39522 | 0 | 8.479 | 2.8263 | 12.5493 | 14.8263 | 3.792 | 1.1023 | 4.8942 | 0.88803 | 5.7823
2016-07-18 05:00 | 0 | 0 | 0 | 2.71 | 9.29 | 232 | 12 | 17.1793 | 3.6843 | 0 | 0 | 0 | 17.1793 | 3.6843 | 0.329 | 0 | 0 | 0 | 9.29 | 12 | 3.6231 | 0 | 3.6231 | 1.0569 | 4.68
2016-07-18 06:00 | 0 | 0 | 0 | 3.207 | 8.793 | 232 | 12 | 17.1793 | 3.6843 | 0 | 0 | 0 | 17.1793 | 3.6843 | 0.329 | 0 | 0 | 0 | 8.793 | 12 | 3.4293 | 0 | 3.4293 | 1.2507 | 4.68
2016-07-18 07:00 | 0 | 0 | 0 | 3.214 | 8.786 | 232 | 12 | 17.1793 | 3.6843 | 0 | 0 | 0 | 17.1793 | 3.6843 | 0.329 | 0 | 0 | 0 | 8.786 | 12 | 3.4265 | 0 | 3.4265 | 1.2535 | 4.68
2016-07-18 08:00 | 0.008 | 0 | 0 | 4.641 | 7.367 | 232 | 12 | 17.1793 | 3.6843 | 0 | 0 | 0 | 17.1793 | 3.6843 | 0.329 | 0 | 0 | 0 | 7.367 | 12.008 | 2.8731 | 0 | 2.8731 | 1.81 | 4.6831
2016-07-18 09:00 | 0.027 | 0 | 0 | 4.89 | 7.137 | 232 | 12 | 17.1793 | 3.6843 | 0 | 0 | 11.8963 | 5.283 | 3.6843 | 0.65516 | 71.378 | 0 | 0 | 7.137 | 12.027 | 2.7834 | 0 | 2.7834 | 1.9071 | 4.6905
2016-07-18 10:00 | 0.059 | 0 | 0.47188 | 4.2371 | 7.35 | 232.4058 | 12 | 17.1793 | 3.6843 | 0 | 0 | 11.9052 | 5.2742 | 3.6843 | 0.6554 | 71.431 | 0 | 0 | 7.35 | 11.5871 | 2.8665 | 0 | 2.8665 | 1.6525 | 4.519
2016-07-18 11:00 | 0.104 | 0 | 4.34 | 0 | 7.764 | 236.1382 | 12 | 17.1793 | 3.6843 | 0 | 0 | 11.914 | 5.2653 | 3.6843 | 0.65564 | 71.484 | 0 | 0 | 7.764 | 7.764 | 3.028 | 0 | 3.028 | 0 | 3.028
2016-07-18 12:00 | 0.128 | 0 | 3.911 | 0 | 8.217 | 239.5017 | 12 | 17.1793 | 3.6843 | 0 | 0 | 14.0222 | 3.1572 | 3.6843 | 0.71344 | 70.804 | 7.798 | 2.5993 | 10.8163 | 10.8163 | 3.2046 | 1.0137 | 4.2184 | 0 | 4.2184
2016-07-18 13:00 | 0.148 | 0 | 3.904 | 0 | 8.244 | 242.8591 | 12 | 17.1793 | 3.6843 | 0 | 0 | 14.5228 | 2.6565 | 3.6843 | 0.72717 | 69.692 | 10.205 | 3.4017 | 11.6457 | 11.6457 | 3.2152 | 1.3267 | 4.5418 | 0 | 4.5418
2016-07-18 14:00 | 0.149 | 0 | 3.914 | 1.7764e-15 | 8.235 | 246.2252 | 12 | 17.1793 | 3.6843 | 0 | 0 | 3.5735 | 13.6058 | 3.6843 | 0.42697 | 0 | 12.543 | 4.181 | 12.416 | 12.416 | 3.2117 | 1.6306 | 4.8422 | 6.9278e-16 | 4.8422
2016-07-18 15:00 | 0.13 | 0 | 0 | 3.434 | 8.696 | 246.2252 | 12 | 17.1793 | 3.6843 | 0 | 0 | 15.5077 | 1.6717 | 3.6843 | 0.75417 | 67.505 | 14.941 | 4.9803 | 13.6763 | 17.1103 | 3.3914 | 1.9423 | 5.3338 | 1.3393 | 6.673
2016-07-18 16:00 | 0.096 | 0 | 3.931 | 0 | 8.165 | 249.6058 | 12 | 17.1793 | 3.6843 | 0 | 0 | 15.79 | 1.3893 | 3.6843 | 0.76191 | 66.877 | 16.3 | 5.4333 | 13.5983 | 13.5983 | 3.1843 | 2.119 | 5.3034 | 0 | 5.3034
2016-07-18 17:00 | 0.039 | 0 | 0 | 3.704 | 8.335 | 249.6058 | 12 | 17.1793 | 3.6843 | 0 | 0 | 11.1127 | 6.0667 | 3.6843 | 0.63367 | 66.676 | 0 | 0 | 8.335 | 12.039 | 3.2506 | 0 | 3.2506 | 1.4446 | 4.6952
2016-07-18 18:00 | 0.005 | 0 | 0 | 2.324 | 9.681 | 249.6058 | 12 | 17.1793 | 3.6843 | 0 | 0 | 11.1017 | 6.0777 | 3.6843 | 0.63337 | 66.61 | 0 | 0 | 9.681 | 12.005 | 3.7756 | 0 | 3.7756 | 0.90636 | 4.6819
2016-07-18 19:00 | 0 | 1.727 | 0 | 0 | 16.727 | 247.5977 | 15 | 21.4742 | 4.6053 | 0 | 0 | 11.114 | 10.3602 | 4.6053 | 0.57277 | 66.684 | 0 | 0 | 16.727 | 16.727 | 6.5235 | 0 | 6.5235 | 0 | 6.5235
2016-07-18 20:00 | 0 | 4.274 | 0 | 0 | 19.274 | 242.6279 | 15 | 21.4742 | 4.6053 | 0 | 0 | 0 | 21.4742 | 4.6053 | 0.329 | 0 | 0 | 0 | 19.274 | 19.274 | 7.5169 | 0 | 7.5169 | 0 | 7.5169
2016-07-18 21:00 | 0 | 4.495 | 0 | 0 | 19.495 | 237.4012 | 15 | 21.4742 | 4.6053 | 0 | 0 | 0 | 21.4742 | 4.6053 | 0.329 | 0 | 0 | 0 | 19.495 | 19.495 | 7.6031 | 0 | 7.6031 | 0 | 7.6031
2016-07-18 22:00 | 0 | 3.654 | 0 | 4.4409e-16 | 18.654 | 233.1523 | 15 | 21.4742 | 4.6053 | 0 | 0 | 0 | 21.4742 | 4.6053 | 0.329 | 0 | 0 | 0 | 18.654 | 18.654 | 7.2751 | 0 | 7.2751 | 1.7319e-16 | 7.2751
2016-07-18 23:00 | 0 | 0.991 | 0 | 1.1102e-15 | 15.991 | 232 | 15 | 21.4742 | 4.6053 | 0 | 0 | 0 | 21.4742 | 4.6053 | 0.329 | 0 | 0 | 0 | 15.991 | 15.991 | 6.2365 | 0 | 6.2365 | 4.3299e-16 | 6.2365
2016-07-19 | 0 | 0 | 0 | 0 | 13.506 | 232 | 13.506 | 19.3353 | 4.1466 | 0 | 0 | 2.8045 | 16.5308 | 4.1466 | 0.39732 | 0 | 9.844 | 3.2813 | 16.7873 | 16.7873 | 5.2673 | 1.2797 | 6.5471 | 0 | 6.5471
2016-07-19 01:00 | 0 | 0 | 0 | 0.264 | 11.736 | 232 | 12 | 17.1793 | 3.6843 | 0 | 0 | 2.6788 | 14.5005 | 3.6843 | 0.40244 | 0 | 9.403 | 3.1343 | 14.8703 | 15.1343 | 4.577 | 1.2224 | 5.7994 | 0.10296 | 5.9024
2016-07-19 02:00 | 0 | 0 | 0 | 0.999 | 11.001 | 232 | 12 | 17.1793 | 3.6843 | 0 | 0 | 2.5825 | 14.5968 | 3.6843 | 0.3998 | 0 | 9.065 | 3.0217 | 14.0227 | 15.0217 | 4.2904 | 1.1784 | 5.4688 | 0.38961 | 5.8585
2016-07-19 03:00 | 0 | 0 | 0 | 1.294 | 10.706 | 232 | 12 | 17.1793 | 3.6843 | 0 | 0 | 2.4982 | 14.6812 | 3.6843 | 0.39749 | 0 | 8.769 | 2.923 | 13.629 | 14.923 | 4.1753 | 1.14 | 5.3153 | 0.50466 | 5.82
2016-07-19 04:00 | 0 | 0 | 0 | 2.211 | 9.789 | 232 | 12 | 17.1793 | 3.6843 | 0 | 0 | 2.4103 | 14.769 | 3.6843 | 0.39508 | 0 | 8.46 | 2.82 | 12.609 | 14.82 | 3.8177 | 1.0998 | 4.9175 | 0.86229 | 5.7798
2016-07-19 05:00 | 0 | 0 | 0 | 3.199 | 8.801 | 232 | 12 | 17.1793 | 3.6843 | 0 | 0 | 0 | 17.1793 | 3.6843 | 0.329 | 0 | 0 | 0 | 8.801 | 12 | 3.4324 | 0 | 3.4324 | 1.2476 | 4.68
2016-07-19 06:00 | 0 | 0 | 0 | 3.469 | 8.531 | 232 | 12 | 17.1793 | 3.6843 | 0 | 0 | 0 | 17.1793 | 3.6843 | 0.329 | 0 | 0 | 0 | 8.531 | 12 | 3.3271 | 0 | 3.3271 | 1.3529 | 4.68
2016-07-19 07:00 | 0 | 0 | 0 | 3.836 | 8.164 | 232 | 12 | 17.1793 | 3.6843 | 0 | 0 | 0 | 17.1793 | 3.6843 | 0.329 | 0 | 0 | 0 | 8.164 | 12 | 3.184 | 0 | 3.184 | 1.496 | 4.68
2016-07-19 08:00 | 0.007 | 0 | 0 | 4.692 | 7.315 | 232 | 12 | 17.1793 | 3.6843 | 0 | 0 | 0 | 17.1793 | 3.6843 | 0.329 | 0 | 0 | 0 | 7.315 | 12.007 | 2.8529 | 0 | 2.8529 | 1.8299 | 4.6827
2016-07-19 09:00 | 0.023 | 0 | 0 | 4.586 | 7.437 | 232 | 12 | 17.1793 | 3.6843 | 0 | 0 | 11.8953 | 5.284 | 3.6843 | 0.65513 | 71.372 | 0 | 0 | 7.437 | 12.023 | 2.9004 | 0 | 2.9004 | 1.7885 | 4.689
2016-07-19 10:00 | 0.033 | 0 | 0.25217 | 4.5068 | 7.274 | 232.2169 | 12 | 17.1793 | 3.6843 | 0 | 0 | 11.8712 | 5.3082 | 3.6843 | 0.65447 | 71.227 | 0 | 0 | 7.274 | 11.7808 | 2.8369 | 0 | 2.8369 | 1.7577 | 4.5945
2016-07-19 11:00 | 0.031 | 0 | 4.72 | 0 | 7.311 | 236.2761 | 12 | 17.1793 | 3.6843 | 0 | 0 | 11.8788 | 5.3005 | 3.6843 | 0.65468 | 71.273 | 0 | 0 | 7.311 | 7.311 | 2.8513 | 0 | 2.8513 | 0 | 2.8513
2016-07-19 12:00 | 0.04 | 0 | 4.483 | 0 | 7.557 | 240.1314 | 12 | 17.1793 | 3.6843 | 0 | 0 | 14.0765 | 3.1028 | 3.6843 | 0.71493 | 70.683 | 8.059 | 2.6863 | 10.2433 | 10.2433 | 2.9472 | 1.0477 | 3.9949 | 0 | 3.9949
2016-07-19 13:00 | 0.043 | 0 | 4.151 | 0 | 7.892 | 243.7013 | 12 | 17.1793 | 3.6843 | 0 | 0 | 14.4605 | 2.7188 | 3.6843 | 0.72546 | 69.83 | 9.905 | 3.3017 | 11.1937 | 11.1937 | 3.0779 | 1.2876 | 4.3655 | 0 | 4.3655
2016-07-19 14:00 | 0.044 | 0 | 0 | 3.706 | 8.338 | 243.7013 | 12 | 17.1793 | 3.6843 | 0 | 0 | 3.4697 | 13.7097 | 3.6843 | 0.42413 | 0 | 12.179 | 4.0597 | 12.3977 | 16.1037 | 3.2518 | 1.5833 | 4.8351 | 1.4453 | 6.2804
2016-07-19 15:00 | 0.037 | 0 | 3.156 | 0 | 8.881 | 246.4155 | 12 | 17.1793 | 3.6843 | 0 | 0 | 15.3838 | 1.7955 | 3.6843 | 0.75077 | 67.779 | 14.346 | 4.782 | 13.663 | 13.663 | 3.4636 | 1.865 | 5.3286 | 0 | 5.3286
2016-07-19 16:00 | 0.027 | 0 | 0 | 3.435 | 8.592 | 246.4155 | 12 | 17.1793 | 3.6843 | 0 | 0 | 15.6567 | 1.5227 | 3.6843 | 0.75825 | 67.174 | 15.658 | 5.2193 | 13.8113 | 17.2463 | 3.3509 | 2.0355 | 5.3864 | 1.3397 | 6.7261
2016-07-19 17:00 | 0.012 | 0 | 0 | 3.425 | 8.587 | 246.4155 | 12 | 17.1793 | 3.6843 | 0 | 0 | 11.1403 | 6.039 | 3.6843 | 0.63443 | 66.842 | 0 | 0 | 8.587 | 12.012 | 3.3489 | 0 | 3.3489 | 1.3357 | 4.6847
2016-07-19 18:00 | 0.002 | 0 | 2.048 | 1.7764e-15 | 9.954 | 248.1767 | 12 | 17.1793 | 3.6843 | 0 | 0 | 11.1152 | 6.0642 | 3.6843 | 0.63374 | 66.691 | 0 | 0 | 9.954 | 9.954 | 3.8821 | 0 | 3.8821 | 6.9278e-16 | 3.8821
2016-07-19 19:00 | 0 | 1.433 | 0 | 0 | 16.433 | 246.5105 | 15 | 21.4742 | 4.6053 | 0 | 0 | 11.1513 | 10.3228 | 4.6053 | 0.57359 | 66.908 | 0 | 0 | 16.433 | 16.433 | 6.4089 | 0 | 6.4089 | 0 | 6.4089
2016-07-19 20:00 | 0 | 4.301 | 0 | 0 | 19.301 | 241.5093 | 15 | 21.4742 | 4.6053 | 0 | 0 | 0 | 21.4742 | 4.6053 | 0.329 | 0 | 0 | 0 | 19.301 | 19.301 | 7.5274 | 0 | 7.5274 | 0 | 7.5274
2016-07-19 21:00 | 0 | 4.044 | 0 | 0 | 19.044 | 236.807 | 15 | 21.4742 | 4.6053 | 0 | 0 | 0 | 21.4742 | 4.6053 | 0.329 | 0 | 0 | 0 | 19.044 | 19.044 | 7.4272 | 0 | 7.4272 | 0 | 7.4272
2016-07-19 22:00 | 0 | 3.067 | 0 | 0 | 18.067 | 233.2407 | 15 | 21.4742 | 4.6053 | 0 | 0 | 0 | 21.4742 | 4.6053 | 0.329 | 0 | 0 | 0 | 18.067 | 18.067 | 7.0461 | 0 | 7.0461 | 0 | 7.0461
2016-07-19 23:00 | 0 | 1.067 | 0 | 6.6613e-16 | 16.067 | 232 | 15 | 21.4742 | 4.6053 | 0 | 0 | 0 | 21.4742 | 4.6053 | 0.329 | 0 | 0 | 0 | 16.067 | 16.067 | 6.2661 | 0 | 6.2661 | 2.5979e-16 | 6.2661
2016-07-20 | 0 | 0 | 0 | 0 | 13.896 | 232 | 13.896 | 19.8937 | 4.2664 | 0 | 0 | 2.583 | 17.3107 | 4.2664 | 0.39015 | 0 | 9.067 | 3.0223 | 16.9183 | 16.9183 | 5.4194 | 1.1787 | 6.5982 | 0 | 6.5982
2016-07-20 01:00 | 0 | 0 | 0 | 0 | 12.361 | 232 | 12.361 | 17.6961 | 3.7951 | 0 | 0 | 2.3682 | 15.328 | 3.7951 | 0.39203 | 0 | 8.312 | 2.7707 | 15.1317 | 15.1317 | 4.8208 | 1.0806 | 5.9014 | 0 | 5.9014
2016-07-20 02:00 | 0 | 0 | 0 | 0.422 | 11.578 | 232 | 12 | 17.1793 | 3.6843 | 0 | 0 | 2.182 | 14.9973 | 3.6843 | 0.38882 | 0 | 7.659 | 2.553 | 14.131 | 14.553 | 4.5154 | 0.99567 | 5.5111 | 0.16458 | 5.6757
2016-07-20 03:00 | 0 | 0 | 0 | 1.232 | 10.768 | 232 | 12 | 17.1793 | 3.6843 | 0 | 0 | 2.1183 | 15.061 | 3.6843 | 0.38708 | 0 | 7.435 | 2.4783 | 13.2463 | 14.4783 | 4.1995 | 0.96655 | 5.1661 | 0.48048 | 5.6466
2016-07-20 04:00 | 0 | 0 | 0 | 2.352 | 9.648 | 232 | 12 | 17.1793 | 3.6843 | 0 | 0 | 2.0682 | 15.1112 | 3.6843 | 0.3857 | 0 | 7.259 | 2.4197 | 12.0677 | 14.4197 | 3.7627 | 0.94367 | 4.7064 | 0.91728 | 5.6237
2016-07-20 05:00 | 0 | 0 | 0 | 2.725 | 9.275 | 232 | 12 | 17.1793 | 3.6843 | 0 | 0 | 0 | 17.1793 | 3.6843 | 0.329 | 0 | 0 | 0 | 9.275 | 12 | 3.6172 | 0 | 3.6172 | 1.0628 | 4.68
2016-07-20 06:00 | 0 | 0 | 0 | 3.2 | 8.8 | 232 | 12 | 17.1793 | 3.6843 | 0 | 0 | 0 | 17.1793 | 3.6843 | 0.329 | 0 | 0 | 0 | 8.8 | 12 | 3.432 | 0 | 3.432 | 1.248 | 4.68
2016-07-20 07:00 | 0 | 0 | 0 | 3.721 | 8.279 | 232 | 12 | 17.1793 | 3.6843 | 0 | 0 | 0 | 17.1793 | 3.6843 | 0.329 | 0 | 0 | 0 | 8.279 | 12 | 3.2288 | 0 | 3.2288 | 1.4512 | 4.68
2016-07-20 08:00 | 0.006 | 0 | 0 | 4.948 | 7.058 | 232 | 12 | 17.1793 | 3.6843 | 0 | 0 | 0 | 17.1793 | 3.6843 | 0.329 | 0 | 0 | 0 | 7.058 | 12.006 | 2.7526 | 0 | 2.7526 | 1.9297 | 4.6823
2016-07-20 09:00 | 0.043 | 0 | 0 | 4.795 | 7.248 | 232 | 12 | 17.1793 | 3.6843 | 0 | 0 | 11.9825 | 5.1968 | 3.6843 | 0.65752 | 71.895 | 0 | 0 | 7.248 | 12.043 | 2.8267 | 0 | 2.8267 | 1.87 | 4.6968
2016-07-20 10:00 | 0.082 | 0 | 1.642 | 3.302 | 7.138 | 233.4121 | 12 | 17.1793 | 3.6843 | 0 | 0 | 12.0038 | 5.1755 | 3.6843 | 0.65811 | 72.023 | 0 | 0 | 7.138 | 10.44 | 2.7838 | 0 | 2.7838 | 1.2878 | 4.0716
2016-07-20 11:00 | 0.117 | 0 | 5.029 | 0 | 7.088 | 237.737 | 12 | 17.1793 | 3.6843 | 0 | 0 | 12.0248 | 5.1545 | 3.6843 | 0.65868 | 72.149 | 0 | 0 | 7.088 | 7.088 | 2.7643 | 0 | 2.7643 | 0 | 2.7643
2016-07-20 12:00 | 0.144 | 0 | 4.779 | 0 | 7.365 | 241.847 | 12 | 17.1793 | 3.6843 | 0 | 0 | 13.896 | 3.2833 | 3.6843 | 0.70998 | 71.084 | 7.191 | 2.397 | 9.762 | 9.762 | 2.8723 | 0.93483 | 3.8072 | 0 | 3.8072
2016-07-20 13:00 | 0.152 | 0 | 4.654 | 0 | 7.498 | 245.8494 | 12 | 17.1793 | 3.6843 | 0 | 0 | 14.6277 | 2.5517 | 3.6843 | 0.73004 | 69.459 | 10.71 | 3.57 | 11.068 | 11.068 | 2.9242 | 1.3923 | 4.3165 | 0 | 4.3165
2016-07-20 14:00 | 0.143 | 0 | 0 | 3.72 | 8.423 | 245.8494 | 12 | 17.1793 | 3.6843 | 0 | 0 | 3.9215 | 13.2578 | 3.6843 | 0.43651 | 0 | 13.764 | 4.588 | 13.011 | 16.731 | 3.285 | 1.7893 | 5.0743 | 1.4508 | 6.5251
2016-07-20 15:00 | 0.131 | 0 | 0 | 3.638 | 8.493 | 245.8494 | 12 | 17.1793 | 3.6843 | 0 | 0 | 15.7708 | 1.4085 | 3.6843 | 0.76138 | 66.92 | 16.207 | 5.4023 | 13.8953 | 17.5333 | 3.3123 | 2.1069 | 5.4192 | 1.4188 | 6.838
2016-07-20 16:00 | 0.103 | 0 | 4.09 | 0 | 8.013 | 249.3668 | 12 | 17.1793 | 3.6843 | 0 | 0 | 16.1683 | 1.011 | 3.6843 | 0.77228 | 66.037 | 18.119 | 6.0397 | 14.0527 | 14.0527 | 3.1251 | 2.3555 | 5.4805 | 0 | 5.4805
2016-07-20 17:00 | 0.047 | 0 | 0 | 3.412 | 8.635 | 249.3668 | 12 | 17.1793 | 3.6843 | 0 | 0 | 10.908 | 6.2713 | 3.6843 | 0.62806 | 65.448 | 0 | 0 | 8.635 | 12.047 | 3.3676 | 0 | 3.3676 | 1.3307 | 4.6983
2016-07-20 18:00 | 0.01 | 0 | 2.471 | 0 | 9.539 | 251.4919 | 12 | 17.1793 | 3.6843 | 0 | 0 | 10.8592 | 6.3202 | 3.6843 | 0.62672 | 65.155 | 0 | 0 | 9.539 | 9.539 | 3.7202 | 0 | 3.7202 | 0 | 3.7202
2016-07-20 19:00 | 0 | 1.214 | 0 | 0 | 16.214 | 250.0802 | 15 | 21.4742 | 4.6053 | 0 | 0 | 10.8575 | 10.6167 | 4.6053 | 0.56714 | 65.145 | 0 | 0 | 16.214 | 16.214 | 6.3235 | 0 | 6.3235 | 0 | 6.3235
2016-07-20 20:00 | 0 | 5.054 | 0 | 0 | 20.054 | 244.2035 | 15 | 21.4742 | 4.6053 | 0 | 0 | 0 | 21.4742 | 4.6053 | 0.329 | 0 | 0 | 0 | 20.054 | 20.054 | 7.8211 | 0 | 7.8211 | 0 | 7.8211
2016-07-20 21:00 | 0 | 5.598 | 0 | 0 | 20.598 | 237.6942 | 15 | 21.4742 | 4.6053 | 0 | 0 | 0 | 21.4742 | 4.6053 | 0.329 | 0 | 0 | 0 | 20.598 | 20.598 | 8.0332 | 0 | 8.0332 | 0 | 8.0332
2016-07-20 22:00 | 0 | 4.053 | 0 | 0 | 19.053 | 232.9814 | 15 | 21.4742 | 4.6053 | 0 | 0 | 0 | 21.4742 | 4.6053 | 0.329 | 0 | 0 | 0 | 19.053 | 19.053 | 7.4307 | 0 | 7.4307 | 0 | 7.4307
2016-07-20 23:00 | 0 | 0.844 | 0 | 0 | 15.844 | 232 | 15 | 21.4742 | 4.6053 | 0 | 0 | 0 | 21.4742 | 4.6053 | 0.329 | 0 | 0 | 0 | 15.844 | 15.844 | 6.1792 | 0 | 6.1792 | 0 | 6.1792
2016-07-21 | 0 | 0 | 0 | 0 | 13.319 | 232 | 13.319 | 19.0676 | 4.0892 | 0 | 0 | 2.7085 | 16.3591 | 4.0892 | 0.3959 | 0 | 9.507 | 3.169 | 16.488 | 16.488 | 5.1944 | 1.2359 | 6.4303 | 0 | 6.4303
2016-07-21 01:00 | 0 | 0 | 0 | 0.124 | 11.876 | 232 | 12 | 17.1793 | 3.6843 | 0 | 0 | 2.4985 | 14.6808 | 3.6843 | 0.3975 | 0 | 8.77 | 2.9233 | 14.7993 | 14.9233 | 4.6316 | 1.1401 | 5.7717 | 0.04836 | 5.8201
2016-07-21 02:00 | 0 | 0 | 0 | 0.672 | 11.328 | 232 | 12 | 17.1793 | 3.6843 | 0 | 0 | 2.298 | 14.8813 | 3.6843 | 0.392 | 0 | 8.066 | 2.6887 | 14.0167 | 14.6887 | 4.4179 | 1.0486 | 5.4665 | 0.26208 | 5.7286
2016-07-21 03:00 | 0 | 0 | 0 | 0.917 | 11.083 | 232 | 12 | 17.1793 | 3.6843 | 0 | 0 | 1.9678 | 15.2115 | 3.6843 | 0.38295 | 0 | 6.907 | 2.3023 | 13.3853 | 14.3023 | 4.3224 | 0.89791 | 5.2203 | 0.35763 | 5.5779
2016-07-21 04:00 | 0 | 0 | 0 | 1.546 | 10.454 | 232 | 12 | 17.1793 | 3.6843 | 0 | 0 | 1.5527 | 15.6267 | 3.6843 | 0.37157 | 0 | 5.45 | 1.8167 | 12.2707 | 13.8167 | 4.0771 | 0.7085 | 4.7856 | 0.60294 | 5.3885
2016-07-21 05:00 | 0 | 0 | 0 | 2.693 | 9.307 | 232 | 12 | 17.1793 | 3.6843 | 0 | 0 | 0 | 17.1793 | 3.6843 | 0.329 | 0 | 0 | 0 | 9.307 | 12 | 3.6297 | 0 | 3.6297 | 1.0503 | 4.68
2016-07-21 06:00 | 0 | 0 | 0 | 3.291 | 8.709 | 232 | 12 | 17.1793 | 3.6843 | 0 | 0 | 0 | 17.1793 | 3.6843 | 0.329 | 0 | 0 | 0 | 8.709 | 12 | 3.3965 | 0 | 3.3965 | 1.2835 | 4.68
2016-07-21 07:00 | 0 | 0 | 0 | 3.628 | 8.372 | 232 | 12 | 17.1793 | 3.6843 | 0 | 0 | 0 | 17.1793 | 3.6843 | 0.329 | 0 | 0 | 0 | 8.372 | 12 | 3.2651 | 0 | 3.2651 | 1.4149 | 4.68
2016-07-21 08:00 | 0.006 | 0 | 0 | 5.102 | 6.904 | 232 | 12 | 17.1793 | 3.6843 | 0 | 0 | 0 | 17.1793 | 3.6843 | 0.329 | 0 | 0 | 0 | 6.904 | 12.006 | 2.6926 | 0 | 2.6926 | 1.9898 | 4.6823
2016-07-21 09:00 | 0.018 | 0 | 0 | 5.273 | 6.745 | 232 | 12 | 17.1793 | 3.6843 | 0 | 0 | 12.399 | 4.7803 | 3.6843 | 0.66894 | 74.394 | 0 | 0 | 6.745 | 12.018 | 2.6305 | 0 | 2.6305 | 2.0565 | 4.687
2016-07-21 10:00 | 0.033 | 0 | 0 | 5.218 | 6.815 | 232 | 12 | 17.1793 | 3.6843 | 0 | 0 | 12.4543 | 4.725 | 3.6843 | 0.67046 | 74.726 | 0 | 0 | 6.815 | 12.033 | 2.6578 | 0 | 2.6578 | 2.035 | 4.6929
2016-07-21 11:00 | 0.069 | 0 | 0 | 5.383 | 6.686 | 232 | 12 | 17.1793 | 3.6843 | 0 | 0 | 12.5 | 4.6793 | 3.6843 | 0.67171 | 75 | 0 | 0 | 6.686 | 12.069 | 2.6075 | 0 | 2.6075 | 2.0994 | 4.7069
2016-07-21 12:00 | 0.095 | 0 | 2.1496 | 2.7684 | 7.177 | 233.8487 | 12 | 17.1793 | 3.6843 | 0 | 0 | 12.8875 | 4.2918 | 3.6843 | 0.68233 | 73.324 | 2.341 | 0.78033 | 7.9573 | 10.7257 | 2.799 | 0.30433 | 3.1034 | 1.0797 | 4.183
2016-07-21 13:00 | 0.107 | 0 | 4.618 | 0 | 7.489 | 237.8202 | 12 | 17.1793 | 3.6843 | 0 | 0 | 13.9637 | 3.2157 | 3.6843 | 0.71184 | 70.934 | 7.516 | 2.5053 | 9.9943 | 9.9943 | 2.9207 | 0.97708 | 3.8978 | 0 | 3.8978
2016-07-21 14:00 | 0.109 | 0 | 4.204 | 0 | 7.905 | 241.4356 | 12 | 17.1793 | 3.6843 | 0 | 0 | 3.8782 | 13.3012 | 3.6843 | 0.43533 | 0 | 13.612 | 4.5373 | 12.4423 | 12.4423 | 3.0829 | 1.7696 | 4.8525 | 0 | 4.8525
2016-07-21 15:00 | 0.092 | 0 | 4.182 | 0 | 7.91 | 245.0321 | 12 | 17.1793 | 3.6843 | 0 | 0 | 16.0117 | 1.1677 | 3.6843 | 0.76799 | 66.385 | 17.366 | 5.7887 | 13.6987 | 13.6987 | 3.0849 | 2.2576 | 5.3425 | 0 | 5.3425
2016-07-21 16:00 | 0.071 | 0 | 4.141 | 0 | 7.93 | 248.5934 | 12 | 17.1793 | 3.6843 | 0 | 0 | 16.4493 | 0.73 | 3.6843 | 0.77999 | 65.413 | 19.47 | 6.49 | 14.42 | 14.42 | 3.0927 | 2.5311 | 5.6238 | 0 | 5.6238
2016-07-21 17:00 | 0.04 | 0 | 0 | 3.747 | 8.293 | 248.5934 | 12 | 17.1793 | 3.6843 | 0 | 0 | 10.8102 | 6.3692 | 3.6843 | 0.62538 | 64.861 | 0 | 0 | 8.293 | 12.04 | 3.2343 | 0 | 3.2343 | 1.4613 | 4.6956
2016-07-21 18:00 | 0.008 | 0 | 2.194 | 0 | 9.814 | 250.4802 | 12 | 17.1793 | 3.6843 | 0 | 0 | 10.7702 | 6.4092 | 3.6843 | 0.62428 | 64.621 | 0 | 0 | 9.814 | 9.814 | 3.8275 | 0 | 3.8275 | 0 | 3.8275
2016-07-21 19:00 | 0 | 3.018 | 0 | 0 | 18.018 | 246.9709 | 15 | 21.4742 | 4.6053 | 0 | 0 | 10.7812 | 10.693 | 4.6053 | 0.56547 | 64.687 | 0 | 0 | 18.018 | 18.018 | 7.027 | 0 | 7.027 | 0 | 7.027
2016-07-21 20:00 | 0 | 0 | 0 | 5.439 | 21.561 | 246.9709 | 27 | 38.6535 | 8.2896 | 0 | 0 | 0 | 38.6535 | 8.2896 | 0.329 | 0 | 0 | 0 | 21.561 | 27 | 8.4088 | 0 | 8.4088 | 2.1212 | 10.53
2016-07-21 21:00 | 0 | 6.11 | 0 | 0 | 21.11 | 239.8663 | 15 | 21.4742 | 4.6053 | 0 | 0 | 0 | 21.4742 | 4.6053 | 0.329 | 0 | 0 | 0 | 21.11 | 21.11 | 8.2329 | 0 | 8.2329 | 0 | 8.2329
2016-07-21 22:00 | 0 | 5.409 | 0 | 0 | 20.409 | 233.5767 | 15 | 21.4742 | 4.6053 | 0 | 0 | 0 | 21.4742 | 4.6053 | 0.329 | 0 | 0 | 0 | 20.409 | 20.409 | 7.9595 | 0 | 7.9595 | 0 | 7.9595
2016-07-21 23:00 | 0 | 1.356 | 0 | 0 | 16.356 | 232 | 15 | 21.4742 | 4.6053 | 0 | 0 | 0 | 21.4742 | 4.6053 | 0.329 | 0 | 0 | 0 | 16.356 | 16.356 | 6.3788 | 0 | 6.3788 | 0 | 6.3788
2016-07-22 | 0 | 0 | 0 | 0 | 14.17 | 232 | 14.17 | 20.2859 | 4.3505 | 0 | 0 | 2.546 | 17.7399 | 4.3505 | 0.38811 | 0 | 8.937 | 2.979 | 17.149 | 17.149 | 5.5263 | 1.1618 | 6.6881 | 0 | 6.6881
2016-07-22 01:00 | 0 | 0 | 0 | 0.187 | 11.813 | 232 | 12 | 17.1793 | 3.6843 | 0 | 0 | 2.3215 | 14.8578 | 3.6843 | 0.39265 | 0 | 8.148 | 2.716 | 14.529 | 14.716 | 4.6071 | 1.0592 | 5.6663 | 0.07293 | 5.7392
2016-07-22 02:00 | 0 | 0 | 0 | 0.887 | 11.113 | 232 | 12 | 17.1793 | 3.6843 | 0 | 0 | 2.1127 | 15.0667 | 3.6843 | 0.38692 | 0 | 7.415 | 2.4717 | 13.5847 | 14.4717 | 4.3341 | 0.96395 | 5.298 | 0.34593 | 5.644
2016-07-22 03:00 | 0 | 0 | 0 | 1.005 | 10.995 | 232 | 12 | 17.1793 | 3.6843 | 0 | 0 | 1.9362 | 15.2432 | 3.6843 | 0.38208 | 0 | 6.796 | 2.2653 | 13.2603 | 14.2653 | 4.2881 | 0.88348 | 5.1715 | 0.39195 | 5.5635
2016-07-22 04:00 | 0 | 0 | 0 | 1.634 | 10.366 | 232 | 12 | 17.1793 | 3.6843 | 0 | 0 | 1.7837 | 15.3957 | 3.6843 | 0.3779 | 0 | 6.261 | 2.087 | 12.453 | 14.087 | 4.0427 | 0.81393 | 4.8567 | 0.63726 | 5.4939
2016-07-22 05:00 | 0 | 0 | 0 | 2.334 | 9.666 | 232 | 12 | 17.1793 | 3.6843 | 0 | 0 | 0 | 17.1793 | 3.6843 | 0.329 | 0 | 0 | 0 | 9.666 | 12 | 3.7697 | 0 | 3.7697 | 0.91026 | 4.68
2016-07-22 06:00 | 0 | 0 | 0 | 3.546 | 8.454 | 232 | 12 | 17.1793 | 3.6843 | 0 | 0 | 0 | 17.1793 | 3.6843 | 0.329 | 0 | 0 | 0 | 8.454 | 12 | 3.2971 | 0 | 3.2971 | 1.3829 | 4.68
2016-07-22 07:00 | 0 | 0 | 0 | 4.047 | 7.953 | 232 | 12 | 17.1793 | 3.6843 | 0 | 0 | 0 | 17.1793 | 3.6843 | 0.329 | 0 | 0 | 0 | 7.953 | 12 | 3.1017 | 0 | 3.1017 | 1.5783 | 4.68
2016-07-22 08:00 | 0.01 | 0 | 0 | 5.118 | 6.892 | 232 | 12 | 17.1793 | 3.6843 | 0 | 0 | 0 | 17.1793 | 3.6843 | 0.329 | 0 | 0 | 0 | 6.892 | 12.01 | 2.6879 | 0 | 2.6879 | 1.996 | 4.6839
2016-07-22 09:00 | 0.042 | 0 | 0 | 5.375 | 6.667 | 232 | 12 | 17.1793 | 3.6843 | 0 | 0 | 12.0517 | 5.1277 | 3.6843 | 0.65942 | 72.31 | 0 | 0 | 6.667 | 12.042 | 2.6001 | 0 | 2.6001 | 2.0962 | 4.6964
2016-07-22 10:00 | 0.087 | 0 | 4.8948 | 0.1402 | 7.052 | 236.2095 | 12 | 17.1793 | 3.6843 | 0 | 0 | 12.0475 | 5.1318 | 3.6843 | 0.6593 | 72.285 | 0 | 0 | 7.052 | 7.1922 | 2.7503 | 0 | 2.7503 | 0.054678 | 2.805
2016-07-22 11:00 | 0.108 | 0 | 4.992 | 0 | 7.116 | 240.5026 | 12 | 17.1793 | 3.6843 | 0 | 0 | 12.0532 | 5.1262 | 3.6843 | 0.65946 | 72.319 | 0 | 0 | 7.116 | 7.116 | 2.7752 | 0 | 2.7752 | 0 | 2.7752
2016-07-22 12:00 | 0.115 | 0 | 4.561 | 0 | 7.554 | 244.4251 | 12 | 17.1793 | 3.6843 | 0 | 0 | 13.78 | 3.3993 | 3.6843 | 0.7068 | 71.342 | 6.633 | 2.211 | 9.765 | 9.765 | 2.9461 | 0.86229 | 3.8083 | 0 | 3.8083
2016-07-22 13:00 | 0.118 | 0 | 4.418 | 0 | 7.7 | 248.2246 | 12 | 17.1793 | 3.6843 | 0 | 0 | 14.5672 | 2.6122 | 3.6843 | 0.72838 | 69.593 | 10.419 | 3.473 | 11.173 | 11.173 | 3.003 | 1.3545 | 4.3575 | 0 | 4.3575
2016-07-22 14:00 | 0.112 | 0 | 0 | 3.487 | 8.625 | 248.2246 | 12 | 17.1793 | 3.6843 | 0 | 0 | 3.9187 | 13.2607 | 3.6843 | 0.43644 | 0 | 13.754 | 4.5847 | 13.2097 | 16.6967 | 3.3638 | 1.788 | 5.1518 | 1.3599 | 6.5117
2016-07-22 15:00 | 0.091 | 0 | 0 | 3.556 | 8.535 | 248.2246 | 12 | 17.1793 | 3.6843 | 0 | 0 | 15.8347 | 1.3447 | 3.6843 | 0.76313 | 66.778 | 16.514 | 5.5047 | 14.0397 | 17.5957 | 3.3287 | 2.1468 | 5.4755 | 1.3868 | 6.8623
2016-07-22 16:00 | 0.068 | 0 | 3.912 | 0 | 8.156 | 251.5889 | 12 | 17.1793 | 3.6843 | 0 | 0 | 16.2507 | 0.92866 | 3.6843 | 0.77454 | 65.855 | 18.515 | 6.1717 | 14.3277 | 14.3277 | 3.1808 | 2.407 | 5.5878 | 0 | 5.5878
2016-07-22 17:00 | 0.038 | 0 | 0 | 3.487 | 8.551 | 251.5889 | 12 | 17.1793 | 3.6843 | 0 | 0 | 10.8817 | 6.2977 | 3.6843 | 0.62734 | 65.29 | 0 | 0 | 8.551 | 12.038 | 3.3349 | 0 | 3.3349 | 1.3599 | 4.6948
2016-07-22 18:00 | 0.006 | 0 | 2.352 | 0 | 9.654 | 253.6116 | 12 | 17.1793 | 3.6843 | 0 | 0 | 10.8513 | 6.328 | 3.6843 | 0.62651 | 65.108 | 0 | 0 | 9.654 | 9.654 | 3.7651 | 0 | 3.7651 | 0 | 3.7651
2016-07-22 19:00 | 0 | 2.067 | 0 | 0 | 17.067 | 251.2081 | 15 | 21.4742 | 4.6053 | 0 | 0 | 10.8925 | 10.5817 | 4.6053 | 0.56791 | 65.355 | 0 | 0 | 17.067 | 17.067 | 6.6561 | 0 | 6.6561 | 0 | 6.6561
2016-07-22 20:00 | 0 | 5.445 | 0 | 0 | 20.445 | 244.8767 | 15 | 21.4742 | 4.6053 | 0 | 0 | 0 | 21.4742 | 4.6053 | 0.329 | 0 | 0 | 0 | 20.445 | 20.445 | 7.9736 | 0 | 7.9736 | 0 | 7.9736
2016-07-22 21:00 | 0 | 5.241 | 0 | 0 | 20.241 | 238.7826 | 15 | 21.4742 | 4.6053 | 0 | 0 | 0 | 21.4742 | 4.6053 | 0.329 | 0 | 0 | 0 | 20.241 | 20.241 | 7.894 | 0 | 7.894 | 0 | 7.894
2016-07-22 22:00 | 0 | 4.298 | 0 | 0 | 19.298 | 233.7849 | 15 | 21.4742 | 4.6053 | 0 | 0 | 0 | 21.4742 | 4.6053 | 0.329 | 0 | 0 | 0 | 19.298 | 19.298 | 7.5262 | 0 | 7.5262 | 0 | 7.5262
2016-07-22 23:00 | 0 | 1.535 | 0 | 0 | 16.535 | 232 | 15 | 21.4742 | 4.6053 | 0 | 0 | 0 | 21.4742 | 4.6053 | 0.329 | 0 | 0 | 0 | 16.535 | 16.535 | 6.4487 | 0 | 6.4487 | 0 | 6.4487
2016-07-23 | 0 | 0 | 0 | 0 | 13.578 | 232 | 13.578 | 19.4384 | 4.1687 | 0 | 0 | 3.0722 | 16.3662 | 4.1687 | 0.40344 | 0 | 10.783 | 3.5943 | 17.1723 | 17.1723 | 5.2954 | 1.4018 | 6.6972 | 0 | 6.6972
2016-07-23 01:00 | 0 | 0 | 0 | 0.381 | 11.619 | 232 | 12 | 17.1793 | 3.6843 | 0 | 0 | 2.9763 | 14.203 | 3.6843 | 0.4106 | 0 | 10.447 | 3.4823 | 15.1013 | 15.4823 | 4.5314 | 1.3581 | 5.8895 | 0.14859 | 6.0381
2016-07-23 02:00 | 0 | 0 | 0 | 1.087 | 10.913 | 232 | 12 | 17.1793 | 3.6843 | 0 | 0 | 2.832 | 14.3473 | 3.6843 | 0.40664 | 0 | 9.94 | 3.3133 | 14.2263 | 15.3133 | 4.2561 | 1.2922 | 5.5483 | 0.42393 | 5.9722
2016-07-23 03:00 | 0 | 0 | 0 | 1.216 | 10.784 | 232 | 12 | 17.1793 | 3.6843 | 0 | 0 | 2.6045 | 14.5748 | 3.6843 | 0.40041 | 0 | 9.142 | 3.0473 | 13.8313 | 15.0473 | 4.2058 | 1.1885 | 5.3942 | 0.47424 | 5.8685
2016-07-23 04:00 | 0 | 0 | 0 | 1.963 | 10.037 | 232 | 12 | 17.1793 | 3.6843 | 0 | 0 | 2.4442 | 14.7352 | 3.6843 | 0.39601 | 0 | 8.579 | 2.8597 | 12.8967 | 14.8597 | 3.9144 | 1.1153 | 5.0297 | 0.76557 | 5.7953
2016-07-23 05:00 | 0 | 0 | 0 | 2.817 | 9.183 | 232 | 12 | 17.1793 | 3.6843 | 0 | 0 | 0 | 17.1793 | 3.6843 | 0.329 | 0 | 0 | 0 | 9.183 | 12 | 3.5814 | 0 | 3.5814 | 1.0986 | 4.68
2016-07-23 06:00 | 0 | 0 | 0 | 3.424 | 8.576 | 232 | 12 | 17.1793 | 3.6843 | 0 | 0 | 0 | 17.1793 | 3.6843 | 0.329 | 0 | 0 | 0 | 8.576 | 12 | 3.3446 | 0 | 3.3446 | 1.3354 | 4.68
2016-07-23 07:00 | 0 | 0 | 0 | 4.018 | 7.982 | 232 | 12 | 17.1793 | 3.6843 | 0 | 0 | 0 | 17.1793 | 3.6843 | 0.329 | 0 | 0 | 0 | 7.982 | 12 | 3.113 | 0 | 3.113 | 1.567 | 4.68
2016-07-23 08:00 | 0.015 | 0 | 0 | 5.389 | 6.626 | 232 | 12 | 17.1793 | 3.6843 | 0 | 0 | 0 | 17.1793 | 3.6843 | 0.329 | 0 | 0 | 0 | 6.626 | 12.015 | 2.5841 | 0 | 2.5841 | 2.1017 | 4.6859
2016-07-23 09:00 | 0.062 | 0 | 5.299 | 0 | 6.763 | 236.5571 | 12 | 17.1793 | 3.6843 | 0 | 0 | 11.9688 | 5.2105 | 3.6843 | 0.65715 | 71.813 | 0 | 0 | 6.763 | 6.763 | 2.6376 | 0 | 2.6376 | 0 | 2.6376
2016-07-23 10:00 | 0.098 | 0 | 5.008 | 0 | 7.09 | 240.864 | 12 | 17.1793 | 3.6843 | 0 | 0 | 12.01 | 5.1693 | 3.6843 | 0.65827 | 72.06 | 0 | 0 | 7.09 | 7.09 | 2.7651 | 0 | 2.7651 | 0 | 2.7651
2016-07-23 11:00 | 0.137 | 0 | 4.863 | 0 | 7.274 | 245.0462 | 12 | 17.1793 | 3.6843 | 0 | 0 | 12.0443 | 5.135 | 3.6843 | 0.65922 | 72.266 | 0 | 0 | 7.274 | 7.274 | 2.8369 | 0 | 2.8369 | 0 | 2.8369
2016-07-23 12:00 | 0.154 | 0 | 4.348 | 0 | 7.806 | 248.7855 | 12 | 17.1793 | 3.6843 | 0 | 0 | 13.8868 | 3.2925 | 3.6843 | 0.70973 | 71.105 | 7.147 | 2.3823 | 10.1883 | 10.1883 | 3.0443 | 0.92911 | 3.9735 | 0 | 3.9735
2016-07-23 13:00 | 0.155 | 0 | 0.7443 | 3.2477 | 8.163 | 249.4256 | 12 | 17.1793 | 3.6843 | 0 | 0 | 14.532 | 2.6473 | 3.6843 | 0.72742 | 69.671 | 10.25 | 3.4167 | 11.5797 | 14.8274 | 3.1836 | 1.3325 | 4.5161 | 1.2666 | 5.7827
2016-07-23 14:00 | 0.149 | 0 | 0 | 3.866 | 8.283 | 249.4256 | 12 | 17.1793 | 3.6843 | 0 | 0 | 3.7942 | 13.3852 | 3.6843 | 0.43302 | 0 | 13.317 | 4.439 | 12.722 | 16.588 | 3.2304 | 1.7312 | 4.9616 | 1.5077 | 6.4693
2016-07-23 15:00 | 0.128 | 0 | 0 | 3.698 | 8.43 | 249.4256 | 12 | 17.1793 | 3.6843 | 0 | 0 | 15.6002 | 1.5792 | 3.6843 | 0.7567 | 67.299 | 15.386 | 5.1287 | 13.5587 | 17.2567 | 3.2877 | 2.0002 | 5.2879 | 1.4422 | 6.7301
2016-07-23 16:00 | 0.095 | 0 | 0 | 3.983 | 8.112 | 249.4256 | 12 | 17.1793 | 3.6843 | 0 | 0 | 15.8347 | 1.3447 | 3.6843 | 0.76313 | 66.778 | 16.514 | 5.5047 | 13.6167 | 17.5997 | 3.1637 | 2.1468 | 5.3105 | 1.5534 | 6.8639
2016-07-23 17:00 | 0.036 | 0 | 0 | 3.702 | 8.334 | 249.4256 | 12 | 17.1793 | 3.6843 | 0 | 0 | 11.0643 | 6.115 | 3.6843 | 0.63235 | 66.386 | 0 | 0 | 8.334 | 12.036 | 3.2503 | 0 | 3.2503 | 1.4438 | 4.694
2016-07-23 18:00 | 0.006 | 0 | 0 | 2.241 | 9.765 | 249.4256 | 12 | 17.1793 | 3.6843 | 0 | 0 | 11.008 | 6.1713 | 3.6843 | 0.6308 | 66.048 | 0 | 0 | 9.765 | 12.006 | 3.8083 | 0 | 3.8083 | 0.87399 | 4.6823
2016-07-23 19:00 | 0 | 1.827 | 0 | 0 | 16.827 | 247.3012 | 15 | 21.4742 | 4.6053 | 0 | 0 | 10.9665 | 10.5077 | 4.6053 | 0.56953 | 65.799 | 0 | 0 | 16.827 | 16.827 | 6.5625 | 0 | 6.5625 | 0 | 6.5625
2016-07-23 20:00 | 0 | 5.551 | 0 | 0 | 20.551 | 240.8465 | 15 | 21.4742 | 4.6053 | 0 | 0 | 0 | 21.4742 | 4.6053 | 0.329 | 0 | 0 | 0 | 20.551 | 20.551 | 8.0149 | 0 | 8.0149 | 0 | 8.0149
2016-07-23 21:00 | 0 | 0 | 0 | 5.675 | 21.325 | 240.8465 | 27 | 38.6535 | 8.2896 | 0 | 0 | 0 | 38.6535 | 8.2896 | 0.329 | 0 | 0 | 0 | 21.325 | 27 | 8.3168 | 0 | 8.3168 | 2.2132 | 10.53
2016-07-23 22:00 | 0 | 5.344 | 0 | 0 | 20.344 | 234.6326 | 15 | 21.4742 | 4.6053 | 0 | 0 | 0 | 21.4742 | 4.6053 | 0.329 | 0 | 0 | 0 | 20.344 | 20.344 | 7.9342 | 0 | 7.9342 | 0 | 7.9342
2016-07-23 23:00 | 0 | 2.264 | 0 | 0 | 17.264 | 232 | 15 | 21.4742 | 4.6053 | 0 | 0 | 0 | 21.4742 | 4.6053 | 0.329 | 0 | 0 | 0 | 17.264 | 17.264 | 6.733 | 0 | 6.733 | 0 | 6.733
2016-07-24 | 0 | 0 | 0 | 0 | 13.699 | 232 | 13.699 | 19.6116 | 4.2059 | 0 | 0 | 2.764 | 16.8476 | 4.2059 | 0.39538 | 0 | 9.702 | 3.234 | 16.933 | 16.933 | 5.3426 | 1.2613 | 6.6039 | 0 | 6.6039
2016-07-24 01:00 | 0 | 0 | 0 | 0 | 12.201 | 232 | 12.201 | 17.4671 | 3.746 | 0 | 0 | 2.5765 | 14.8906 | 3.746 | 0.39848 | 0 | 9.043 | 3.0143 | 15.2153 | 15.2153 | 4.7584 | 1.1756 | 5.934 | 0 | 5.934
2016-07-24 02:00 | 0 | 0 | 0 | 0.817 | 11.183 | 232 | 12 | 17.1793 | 3.6843 | 0 | 0 | 2.4353 | 14.744 | 3.6843 | 0.39577 | 0 | 8.548 | 2.8493 | 14.0323 | 14.8493 | 4.3614 | 1.1112 | 5.4726 | 0.31863 | 5.7912
2016-07-24 03:00 | 0 | 0 | 0 | 1.405 | 10.595 | 232 | 12 | 17.1793 | 3.6843 | 0 | 0 | 2.403 | 14.7763 | 3.6843 | 0.39488 | 0 | 8.434 | 2.8113 | 13.4063 | 14.8113 | 4.132 | 1.0964 | 5.2285 | 0.54795 | 5.7764
2016-07-24 04:00 | 0 | 0 | 0 | 1.961 | 10.039 | 232 | 12 | 17.1793 | 3.6843 | 0 | 0 | 2.37 | 14.8093 | 3.6843 | 0.39398 | 0 | 8.318 | 2.7727 | 12.8117 | 14.7727 | 3.9152 | 1.0813 | 4.9966 | 0.76479 | 5.7613
2016-07-24 05:00 | 0 | 0 | 0 | 2.646 | 9.354 | 232 | 12 | 17.1793 | 3.6843 | 0 | 0 | 0 | 17.1793 | 3.6843 | 0.329 | 0 | 0 | 0 | 9.354 | 12 | 3.6481 | 0 | 3.6481 | 1.0319 | 4.68
2016-07-24 06:00 | 0 | 0 | 0 | 3.155 | 8.845 | 232 | 12 | 17.1793 | 3.6843 | 0 | 0 | 0 | 17.1793 | 3.6843 | 0.329 | 0 | 0 | 0 | 8.845 | 12 | 3.4495 | 0 | 3.4495 | 1.2305 | 4.68
2016-07-24 07:00 | 0 | 0 | 0 | 3.69 | 8.31 | 232 | 12 | 17.1793 | 3.6843 | 0 | 0 | 0 | 17.1793 | 3.6843 | 0.329 | 0 | 0 | 0 | 8.31 | 12 | 3.2409 | 0 | 3.2409 | 1.4391 | 4.68
2016-07-24 08:00 | 0.012 | 0 | 0 | 4.92 | 7.092 | 232 | 12 | 17.1793 | 3.6843 | 0 | 0 | 0 | 17.1793 | 3.6843 | 0.329 | 0 | 0 | 0 | 7.092 | 12.012 | 2.7659 | 0 | 2.7659 | 1.9188 | 4.6847
2016-07-24 09:00 | 0.077 | 0 | 0.97831 | 3.6437 | 7.455 | 232.8413 | 12 | 17.1793 | 3.6843 | 0 | 0 | 11.8795 | 5.2998 | 3.6843 | 0.6547 | 71.277 | 0 | 0 | 7.455 | 11.0987 | 2.9074 | 0 | 2.9074 | 1.421 | 4.3285
2016-07-24 10:00 | 0.118 | 0 | 4.428 | 0 | 7.69 | 236.6494 | 12 | 17.1793 | 3.6843 | 0 | 0 | 11.9043 | 5.275 | 3.6843 | 0.65538 | 71.426 | 0 | 0 | 7.69 | 7.69 | 2.9991 | 0 | 2.9991 | 0 | 2.9991
2016-07-24 11:00 | 0.144 | 0 | 4.408 | 0 | 7.736 | 240.4403 | 12 | 17.1793 | 3.6843 | 0 | 0 | 11.9252 | 5.2542 | 3.6843 | 0.65595 | 71.551 | 0 | 0 | 7.736 | 7.736 | 3.017 | 0 | 3.017 | 0 | 3.017
2016-07-24 12:00 | 0.161 | 0 | 4.401 | 0 | 7.76 | 244.2252 | 12 | 17.1793 | 3.6843 | 0 | 0 | 13.9592 | 3.2202 | 3.6843 | 0.71171 | 70.944 | 7.495 | 2.4983 | 10.2583 | 10.2583 | 3.0264 | 0.97435 | 4.0008 | 0 | 4.0008
2016-07-24 13:00 | 0.162 | 0 | 4.373 | 0 | 7.789 | 247.9859 | 12 | 17.1793 | 3.6843 | 0 | 0 | 14.6643 | 2.515 | 3.6843 | 0.73105 | 69.378 | 10.886 | 3.6287 | 11.4177 | 11.4177 | 3.0377 | 1.4152 | 4.4529 | 0 | 4.4529
2016-07-24 14:00 | 0.154 | 0 | 4.158 | 0 | 7.996 | 251.5618 | 12 | 17.1793 | 3.6843 | 0 | 0 | 3.8675 | 13.3118 | 3.6843 | 0.43503 | 0 | 13.575 | 4.525 | 12.521 | 12.521 | 3.1184 | 1.7648 | 4.8832 | 0 | 4.8832
2016-07-24 15:00 | 0.134 | 0 | 0 | 3.589 | 8.545 | 251.5618 | 12 | 17.1793 | 3.6843 | 0 | 0 | 15.6192 | 1.5602 | 3.6843 | 0.75723 | 67.257 | 15.478 | 5.1593 | 13.7043 | 17.2933 | 3.3325 | 2.0121 | 5.3447 | 1.3997 | 6.7444
2016-07-24 16:00 | 0.099 | 0 | 0 | 3.396 | 8.703 | 251.5618 | 12 | 17.1793 | 3.6843 | 0 | 0 | 15.8842 | 1.2952 | 3.6843 | 0.76449 | 66.668 | 16.753 | 5.5843 | 14.2873 | 17.6833 | 3.3942 | 2.1779 | 5.5721 | 1.3244 | 6.8965
2016-07-24 17:00 | 0.041 | 0 | 0 | 3.13 | 8.911 | 251.5618 | 12 | 17.1793 | 3.6843 | 0 | 0 | 11.0555 | 6.1238 | 3.6843 | 0.6321 | 66.333 | 0 | 0 | 8.911 | 12.041 | 3.4753 | 0 | 3.4753 | 1.2207 | 4.696
2016-07-24 18:00 | 0.008 | 0 | 2.324 | 0 | 9.684 | 253.5605 | 12 | 17.1793 | 3.6843 | 0 | 0 | 11.0613 | 6.118 | 3.6843 | 0.63226 | 66.368 | 0 | 0 | 9.684 | 9.684 | 3.7768 | 0 | 3.7768 | 0 | 3.7768
2016-07-24 19:00 | 0 | 1.747 | 0 | 0 | 16.747 | 251.5291 | 15 | 21.4742 | 4.6053 | 0 | 0 | 11.109 | 10.3652 | 4.6053 | 0.57266 | 66.654 | 0 | 0 | 16.747 | 16.747 | 6.5313 | 0 | 6.5313 | 0 | 6.5313
2016-07-24 20:00 | 0 | 4.415 | 0 | 0 | 19.415 | 246.3953 | 15 | 21.4742 | 4.6053 | 0 | 0 | 0 | 21.4742 | 4.6053 | 0.329 | 0 | 0 | 0 | 19.415 | 19.415 | 7.5719 | 0 | 7.5719 | 0 | 7.5719
2016-07-24 21:00 | 0 | 4.918 | 0 | 0 | 19.918 | 240.6767 | 15 | 21.4742 | 4.6053 | 0 | 0 | 0 | 21.4742 | 4.6053 | 0.329 | 0 | 0 | 0 | 19.918 | 19.918 | 7.768 | 0 | 7.768 | 0 | 7.768
2016-07-24 22:00 | 0 | 4.88 | 0 | 0 | 19.88 | 235.0023 | 15 | 21.4742 | 4.6053 | 0 | 0 | 0 | 21.4742 | 4.6053 | 0.329 | 0 | 0 | 0 | 19.88 | 19.88 | 7.7532 | 0 | 7.7532 | 0 | 7.7532
2016-07-24 23:00 | 0 | 2.582 | 0 | 0 | 17.582 | 232 | 15 | 21.4742 | 4.6053 | 0 | 0 | 0 | 21.4742 | 4.6053 | 0.329 | 0 | 0 | 0 | 17.582 | 17.582 | 6.857 | 0 | 6.857 | 0 | 6.857
2016-07-25 | 0 | 0 | 0 | 0 | 14.784 | 232 | 14.784 | 21.1649 | 4.539 | 0 | 0 | 2.9462 | 18.2188 | 4.539 | 0.39456 | 0 | 10.341 | 3.447 | 18.231 | 18.231 | 5.7658 | 1.3443 | 7.1101 | 0 | 7.1101
2016-07-25 01:00 | 0 | 0 | 0 | 0 | 12.249 | 232 | 12.249 | 17.5358 | 3.7607 | 0 | 0 | 2.8188 | 14.717 | 3.7607 | 0.40471 | 0 | 9.894 | 3.298 | 15.547 | 15.547 | 4.7771 | 1.2862 | 6.0633 | 0 | 6.0633
2016-07-25 02:00 | 0 | 0 | 0 | 1.018 | 10.982 | 232 | 12 | 17.1793 | 3.6843 | 0 | 0 | 2.6982 | 14.4812 | 3.6843 | 0.40297 | 0 | 9.47 | 3.1567 | 14.1387 | 15.1567 | 4.283 | 1.2311 | 5.5141 | 0.39702 | 5.9111
2016-07-25 03:00 | 0 | 0 | 0 | 1.41 | 10.59 | 232 | 12 | 17.1793 | 3.6843 | 0 | 0 | 2.5762 | 14.6032 | 3.6843 | 0.39963 | 0 | 9.042 | 3.014 | 13.604 | 15.014 | 4.1301 | 1.1755 | 5.3056 | 0.5499 | 5.8555
2016-07-25 04:00 | 0 | 0 | 0 | 1.544 | 10.456 | 232 | 12 | 17.1793 | 3.6843 | 0 | 0 | 2.441 | 14.7383 | 3.6843 | 0.39592 | 0 | 8.568 | 2.856 | 13.312 | 14.856 | 4.0778 | 1.1138 | 5.1917 | 0.60216 | 5.7938
2016-07-25 05:00 | 0 | 0 | 0 | 2.839 | 9.161 | 232 | 12 | 17.1793 | 3.6843 | 0 | 0 | 0 | 17.1793 | 3.6843 | 0.329 | 0 | 0 | 0 | 9.161 | 12 | 3.5728 | 0 | 3.5728 | 1.1072 | 4.68
2016-07-25 06:00 | 0 | 0 | 0 | 3.02 | 8.98 | 232 | 12 | 17.1793 | 3.6843 | 0 | 0 | 0 | 17.1793 | 3.6843 | 0.329 | 0 | 0 | 0 | 8.98 | 12 | 3.5022 | 0 | 3.5022 | 1.1778 | 4.68
2016-07-25 07:00 | 0 | 0 | 0 | 3.137 | 8.863 | 232 | 12 | 17.1793 | 3.6843 | 0 | 0 | 0 | 17.1793 | 3.6843 | 0.329 | 0 | 0 | 0 | 8.863 | 12 | 3.4566 | 0 | 3.4566 | 1.2234 | 4.68
2016-07-25 08:00 | 0.011 | 0 | 0 | 4.293 | 7.718 | 232 | 12 | 17.1793 | 3.6843 | 0 | 0 | 0 | 17.1793 | 3.6843 | 0.329 | 0 | 0 | 0 | 7.718 | 12.011 | 3.01 | 0 | 3.01 | 1.6743 | 4.6843
2016-07-25 09:00 | 0.077 | 0 | 4.47 | 0 | 7.607 | 235.8442 | 12 | 17.1793 | 3.6843 | 0 | 0 | 11.9508 | 5.2285 | 3.6843 | 0.65665 | 71.705 | 0 | 0 | 7.607 | 7.607 | 2.9667 | 0 | 2.9667 | 0 | 2.9667
2016-07-25 10:00 | 0.117 | 0 | 4.447 | 0 | 7.67 | 239.6686 | 12 | 17.1793 | 3.6843 | 0 | 0 | 12.0027 | 5.1767 | 3.6843 | 0.65807 | 72.016 | 0 | 0 | 7.67 | 7.67 | 2.9913 | 0 | 2.9913 | 0 | 2.9913
2016-07-25 11:00 | 0.141 | 0 | 4.421 | 0 | 7.72 | 243.4707 | 12 | 17.1793 | 3.6843 | 0 | 0 | 12.0428 | 5.1365 | 3.6843 | 0.65917 | 72.257 | 0 | 0 | 7.72 | 7.72 | 3.0108 | 0 | 3.0108 | 0 | 3.0108
2016-07-25 12:00 | 0.155 | 0 | 4.126 | 0 | 8.029 | 247.019 | 12 | 17.1793 | 3.6843 | 0 | 0 | 13.8505 | 3.3288 | 3.6843 | 0.70873 | 71.185 | 6.972 | 2.324 | 10.353 | 10.353 | 3.1313 | 0.90636 | 4.0377 | 0 | 4.0377
2016-07-25 13:00 | 0.154 | 0 | 2.6266 | 1.5344 | 7.993 | 249.2779 | 12 | 17.1793 | 3.6843 | 0 | 0 | 14.5252 | 2.6542 | 3.6843 | 0.72723 | 69.687 | 10.216 | 3.4053 | 11.3983 | 12.9327 | 3.1173 | 1.3281 | 4.4454 | 0.59842 | 5.0438
2016-07-25 14:00 | 0.151 | 0 | 0 | 4.073 | 8.078 | 249.2779 | 12 | 17.1793 | 3.6843 | 0 | 0 | 3.764 | 13.4153 | 3.6843 | 0.4322 | 0 | 13.212 | 4.404 | 12.482 | 16.555 | 3.1504 | 1.7176 | 4.868 | 1.5885 | 6.4565
2016-07-25 15:00 | 0.133 | 0 | 0 | 4.103 | 8.03 | 249.2779 | 12 | 17.1793 | 3.6843 | 0 | 0 | 15.709 | 1.4703 | 3.6843 | 0.75969 | 67.057 | 15.91 | 5.3033 | 13.3333 | 17.4363 | 3.1317 | 2.0683 | 5.2 | 1.6002 | 6.8002
2016-07-25 16:00 | 0.1 | 0 | 0 | 4.188 | 7.912 | 249.2779 | 12 | 17.1793 | 3.6843 | 0 | 0 | 16.127 | 1.0523 | 3.6843 | 0.77115 | 66.129 | 17.921 | 5.9737 | 13.8857 | 18.0737 | 3.0857 | 2.3297 | 5.4154 | 1.6333 | 7.0487
2016-07-25 17:00 | 0.04 | 0 | 0 | 3.805 | 8.235 | 249.2779 | 12 | 17.1793 | 3.6843 | 0 | 0 | 10.9308 | 6.2485 | 3.6843 | 0.62869 | 65.585 | 0 | 0 | 8.235 | 12.04 | 3.2117 | 0 | 3.2117 | 1.484 | 4.6956
2016-07-25 18:00 | 0.006 | 0 | 0 | 2.523 | 9.483 | 249.2779 | 12 | 17.1793 | 3.6843 | 0 | 0 | 10.9 | 6.2793 | 3.6843 | 0.62784 | 65.4 | 0 | 0 | 9.483 | 12.006 | 3.6984 | 0 | 3.6984 | 0.98397 | 4.6823
2016-07-25 19:00 | 0 | 2.355 | 0 | 0 | 17.355 | 246.5395 | 15 | 21.4742 | 4.6053 | 0 | 0 | 10.9302 | 10.544 | 4.6053 | 0.56873 | 65.581 | 0 | 0 | 17.355 | 17.355 | 6.7685 | 0 | 6.7685 | 0 | 6.7685
2016-07-25 20:00 | 0 | 6.049 | 0 | 0 | 21.049 | 239.5058 | 15 | 21.4742 | 4.6053 | 0 | 0 | 0 | 21.4742 | 4.6053 | 0.329 | 0 | 0 | 0 | 21.049 | 21.049 | 8.2091 | 0 | 8.2091 | 0 | 8.2091
2016-07-25 21:00 | 0 | 0 | 0 | 5.444 | 21.556 | 239.5058 | 27 | 38.6535 | 8.2896 | 0 | 0 | 0 | 38.6535 | 8.2896 | 0.329 | 0 | 0 | 0 | 21.556 | 27 | 8.4068 | 0 | 8.4068 | 2.1232 | 10.53
2016-07-25 22:00 | 0 | 4.885 | 0 | 0 | 19.885 | 233.8256 | 15 | 21.4742 | 4.6053 | 0 | 0 | 0 | 21.4742 | 4.6053 | 0.329 | 0 | 0 | 0 | 19.885 | 19.885 | 7.7552 | 0 | 7.7552 | 0 | 7.7552
2016-07-25 23:00 | 0 | 1.57 | 0 | 0 | 16.57 | 232 | 15 | 21.4742 | 4.6053 | 0 | 0 | 0 | 21.4742 | 4.6053 | 0.329 | 0 | 0 | 0 | 16.57 | 16.57 | 6.4623 | 0 | 6.4623 | 0 | 6.4623
2016-07-26 | 0 | 0 | 0 | 0 | 13.546 | 232 | 13.546 | 19.3926 | 4.1589 | 0 | 0 | 3.0642 | 16.3284 | 4.1589 | 0.40342 | 0 | 10.755 | 3.585 | 17.131 | 17.131 | 5.2829 | 1.3982 | 6.6811 | 0 | 6.6811
2016-07-26 01:00 | 0 | 0 | 0 | 0.672 | 11.328 | 232 | 12 | 17.1793 | 3.6843 | 0 | 0 | 2.8383 | 14.341 | 3.6843 | 0.40682 | 0 | 9.963 | 3.321 | 14.649 | 15.321 | 4.4179 | 1.2952 | 5.7131 | 0.26208 | 5.9752
2016-07-26 02:00 | 0 | 0 | 0 | 0.752 | 11.248 | 232 | 12 | 17.1793 | 3.6843 | 0 | 0 | 2.6855 | 14.4938 | 3.6843 | 0.40263 | 0 | 9.426 | 3.142 | 14.39 | 15.142 | 4.3867 | 1.2254 | 5.6121 | 0.29328 | 5.9054
2016-07-26 03:00 | 0 | 0 | 0 | 0.753 | 11.247 | 232 | 12 | 17.1793 | 3.6843 | 0 | 0 | 2.561 | 14.6183 | 3.6843 | 0.39921 | 0 | 8.989 | 2.9963 | 14.2433 | 14.9963 | 4.3863 | 1.1686 | 5.5549 | 0.29367 | 5.8486
2016-07-26 04:00 | 0 | 0 | 0 | 1.39 | 10.61 | 232 | 12 | 17.1793 | 3.6843 | 0 | 0 | 2.4635 | 14.7158 | 3.6843 | 0.39654 | 0 | 8.647 | 2.8823 | 13.4923 | 14.8823 | 4.1379 | 1.1241 | 5.262 | 0.5421 | 5.8041
2016-07-26 05:00 | 0 | 0 | 0 | 1.959 | 10.041 | 232 | 12 | 17.1793 | 3.6843 | 0 | 0 | 0 | 17.1793 | 3.6843 | 0.329 | 0 | 0 | 0 | 10.041 | 12 | 3.916 | 0 | 3.916 | 0.76401 | 4.68
2016-07-26 06:00 | 0 | 0 | 0 | 2.877 | 9.123 | 232 | 12 | 17.1793 | 3.6843 | 0 | 0 | 0 | 17.1793 | 3.6843 | 0.329 | 0 | 0 | 0 | 9.123 | 12 | 3.558 | 0 | 3.558 | 1.122 | 4.68
2016-07-26 07:00 | 0 | 0 | 0 | 3.232 | 8.768 | 232 | 12 | 17.1793 | 3.6843 | 0 | 0 | 0 | 17.1793 | 3.6843 | 0.329 | 0 | 0 | 0 | 8.768 | 12 | 3.4195 | 0 | 3.4195 | 1.2605 | 4.68
2016-07-26 08:00 | 0.004 | 0 | 0 | 4.758 | 7.246 | 232 | 12 | 17.1793 | 3.6843 | 0 | 0 | 0 | 17.1793 | 3.6843 | 0.329 | 0 | 0 | 0 | 7.246 | 12.004 | 2.8259 | 0 | 2.8259 | 1.8556 | 4.6816
2016-07-26 09:00 | 0.04 | 0 | 4.836 | 0 | 7.204 | 236.159 | 12 | 17.1793 | 3.6843 | 0 | 0 | 11.8835 | 5.2958 | 3.6843 | 0.65481 | 71.301 | 0 | 0 | 7.204 | 7.204 | 2.8096 | 0 | 2.8096 | 0 | 2.8096
2016-07-26 10:00 | 0.063 | 0 | 4.604 | 0 | 7.459 | 240.1184 | 12 | 17.1793 | 3.6843 | 0 | 0 | 11.9093 | 5.27 | 3.6843 | 0.65551 | 71.456 | 0 | 0 | 7.459 | 7.459 | 2.909 | 0 | 2.909 | 0 | 2.909
2016-07-26 11:00 | 0.076 | 0 | 4.388 | 0 | 7.688 | 243.8921 | 12 | 17.1793 | 3.6843 | 0 | 0 | 11.9325 | 5.2468 | 3.6843 | 0.65615 | 71.595 | 0 | 0 | 7.688 | 7.688 | 2.9983 | 0 | 2.9983 | 0 | 2.9983
2016-07-26 12:00 | 0.106 | 0 | 4.314 | 0 | 7.792 | 247.6021 | 12 | 17.1793 | 3.6843 | 0 | 0 | 14.0243 | 3.155 | 3.6843 | 0.7135 | 70.799 | 7.808 | 2.6027 | 10.3947 | 10.3947 | 3.0389 | 1.015 | 4.0539 | 0 | 4.0539
2016-07-26 13:00 | 0.117 | 0 | 4.035 | 0 | 8.082 | 251.0722 | 12 | 17.1793 | 3.6843 | 0 | 0 | 14.7027 | 2.4767 | 3.6843 | 0.7321 | 69.293 | 11.07 | 3.69 | 11.772 | 11.772 | 3.152 | 1.4391 | 4.5911 | 0 | 4.5911
2016-07-26 14:00 | 0.108 | 0 | 3.882 | 1.7764e-15 | 8.226 | 254.4107 | 12 | 17.1793 | 3.6843 | 0 | 0 | 4.0842 | 13.0952 | 3.6843 | 0.44097 | 0 | 14.335 | 4.7783 | 13.0043 | 13.0043 | 3.2081 | 1.8636 | 5.0717 | 6.9278e-16 | 5.0717
2016-07-26 15:00 | 0.098 | 0 | 0 | 3.497 | 8.601 | 254.4107 | 12 | 17.1793 | 3.6843 | 0 | 0 | 15.8713 | 1.308 | 3.6843 | 0.76414 | 66.697 | 16.69 | 5.5633 | 14.1643 | 17.6613 | 3.3544 | 2.1697 | 5.5241 | 1.3638 | 6.8879
2016-07-26 16:00 | 0.075 | 0 | 4.178 | 0 | 7.897 | 258.0038 | 12 | 17.1793 | 3.6843 | 0 | 0 | 16.1935 | 0.98583 | 3.6843 | 0.77297 | 65.981 | 18.24 | 6.08 | 13.977 | 13.977 | 3.0798 | 2.3712 | 5.451 | 0 | 5.451
2016-07-26 17:00 | 0.02 | 0 | 3.846 | 0 | 8.174 | 261.3114 | 12 | 17.1793 | 3.6843 | 0 | 0 | 10.9423 | 6.237 | 3.6843 | 0.629 | 65.654 | 0 | 0 | 8.174 | 8.174 | 3.1879 | 0 | 3.1879 | 0 | 3.1879
2016-07-26 18:00 | 0.004 | 0 | 0 | 2.576 | 9.428 | 261.3114 | 12 | 17.1793 | 3.6843 | 0 | 0 | 10.9398 | 6.2395 | 3.6843 | 0.62893 | 65.639 | 0 | 0 | 9.428 | 12.004 | 3.6769 | 0 | 3.6769 | 1.0046 | 4.6816
2016-07-26 19:00 | 0 | 1.58 | 0 | 0 | 16.58 | 259.4742 | 15 | 21.4742 | 4.6053 | 0 | 0 | 10.9742 | 10.5 | 4.6053 | 0.5697 | 65.845 | 0 | 0 | 16.58 | 16.58 | 6.4662 | 0 | 6.4662 | 0 | 6.4662
2016-07-26 20:00 | 0 | 4.024 | 0 | 0 | 19.024 | 254.7951 | 15 | 21.4742 | 4.6053 | 0 | 0 | 0 | 21.4742 | 4.6053 | 0.329 | 0 | 0 | 0 | 19.024 | 19.024 | 7.4194 | 0 | 7.4194 | 0 | 7.4194
2016-07-26 21:00 | 0 | 5.288 | 0 | 0 | 20.288 | 248.6463 | 15 | 21.4742 | 4.6053 | 0 | 0 | 0 | 21.4742 | 4.6053 | 0.329 | 0 | 0 | 0 | 20.288 | 20.288 | 7.9123 | 0 | 7.9123 | 0 | 7.9123
2016-07-26 22:00 | 0 | 3.514 | 0 | 0 | 18.514 | 244.5602 | 15 | 21.4742 | 4.6053 | 0 | 0 | 0 | 21.4742 | 4.6053 | 0.329 | 0 | 0 | 0 | 18.514 | 18.514 | 7.2205 | 0 | 7.2205 | 0 | 7.2205
2016-07-26 23:00 | 0 | 0.469 | 0 | 0 | 15.469 | 244.0149 | 15 | 21.4742 | 4.6053 | 0 | 0 | 0 | 21.4742 | 4.6053 | 0.329 | 0 | 0 | 0 | 15.469 | 15.469 | 6.0329 | 0 | 6.0329 | 0 | 6.0329
2016-07-27 | 0 | 0 | 0 | 0 | 13.335 | 244.0149 | 13.335 | 19.0905 | 4.0941 | 0 | 0 | 2.835 | 16.2555 | 4.0941 | 0.39894 | 0 | 9.951 | 3.317 | 16.652 | 16.652 | 5.2007 | 1.2936 | 6.4943 | 0 | 6.4943
2016-07-27 01:00 | 0 | 0 | 0 | 0.183 | 11.817 | 244.0149 | 12 | 17.1793 | 3.6843 | 0 | 0 | 2.5512 | 14.6282 | 3.6843 | 0.39894 | 0 | 8.955 | 2.985 | 14.802 | 14.985 | 4.6086 | 1.1642 | 5.7728 | 0.07137 | 5.8441
2016-07-27 02:00 | 0 | 0 | 0 | 0.758 | 11.242 | 244.0149 | 12 | 17.1793 | 3.6843 | 0 | 0 | 2.3493 | 14.83 | 3.6843 | 0.39341 | 0 | 8.246 | 2.7487 | 13.9907 | 14.7487 | 4.3844 | 1.072 | 5.4564 | 0.29562 | 5.752
2016-07-27 03:00 | 0 | 0 | 0 | 0.626 | 11.374 | 244.0149 | 12 | 17.1793 | 3.6843 | 0 | 0 | 2.1593 | 15.02 | 3.6843 | 0.3882 | 0 | 7.579 | 2.5263 | 13.9003 | 14.5263 | 4.4359 | 0.98527 | 5.4211 | 0.24414 | 5.6653
2016-07-27 04:00 | 0 | 0 | 0 | 1.495 | 10.505 | 244.0149 | 12 | 17.1793 | 3.6843 | 0 | 0 | 1.9738 | 15.2055 | 3.6843 | 0.38312 | 0 | 6.928 | 2.3093 | 12.8143 | 14.3093 | 4.097 | 0.90064 | 4.9976 | 0.58305 | 5.5806
2016-07-27 05:00 | 0 | 0 | 0 | 2.263 | 9.737 | 244.0149 | 12 | 17.1793 | 3.6843 | 0 | 0 | 0 | 17.1793 | 3.6843 | 0.329 | 0 | 0 | 0 | 9.737 | 12 | 3.7974 | 0 | 3.7974 | 0.88257 | 4.68
2016-07-27 06:00 | 0 | 0 | 0 | 2.393 | 9.607 | 244.0149 | 12 | 17.1793 | 3.6843 | 0 | 0 | 0 | 17.1793 | 3.6843 | 0.329 | 0 | 0 | 0 | 9.607 | 12 | 3.7467 | 0 | 3.7467 | 0.93327 | 4.68
2016-07-27 07:00 | 0 | 0 | 0 | 3.098 | 8.902 | 244.0149 | 12 | 17.1793 | 3.6843 | 0 | 0 | 0 | 17.1793 | 3.6843 | 0.329 | 0 | 0 | 0 | 8.902 | 12 | 3.4718 | 0 | 3.4718 | 1.2082 | 4.68
2016-07-27 08:00 | 0.006 | 0 | 0 | 4.614 | 7.392 | 244.0149 | 12 | 17.1793 | 3.6843 | 0 | 0 | 0 | 17.1793 | 3.6843 | 0.329 | 0 | 0 | 0 | 7.392 | 12.006 | 2.8829 | 0 | 2.8829 | 1.7995 | 4.6823
2016-07-27 09:00 | 0.048 | 0 | 2.5385 | 2.1145 | 7.395 | 246.198 | 12 | 17.1793 | 3.6843 | 0 | 0 | 12.0765 | 5.1028 | 3.6843 | 0.6601 | 72.459 | 0 | 0 | 7.395 | 9.5095 | 2.884 | 0 | 2.884 | 0.82464 | 3.7087
2016-07-27 10:00 | 0.088 | 0 | 4.468 | 0 | 7.62 | 250.0405 | 12 | 17.1793 | 3.6843 | 0 | 0 | 12.1055 | 5.0738 | 3.6843 | 0.66089 | 72.633 | 0 | 0 | 7.62 | 7.62 | 2.9718 | 0 | 2.9718 | 0 | 2.9718
2016-07-27 11:00 | 0.125 | 0 | 3.974 | 0 | 8.151 | 253.4581 | 12 | 17.1793 | 3.6843 | 0 | 0 | 12.1283 | 5.051 | 3.6843 | 0.66152 | 72.77 | 0 | 0 | 8.151 | 8.151 | 3.1789 | 0 | 3.1789 | 0 | 3.1789
2016-07-27 12:00 | 0.127 | 0 | 0 | 4.273 | 7.854 | 253.4581 | 12 | 17.1793 | 3.6843 | 0 | 0 | 13.713 | 3.4663 | 3.6843 | 0.70496 | 71.49 | 6.311 | 2.1037 | 9.9577 | 14.2307 | 3.0631 | 0.82043 | 3.8835 | 1.6665 | 5.55
2016-07-27 13:00 | 0.11 | 0 | 0 | 3.718 | 8.392 | 253.4581 | 12 | 17.1793 | 3.6843 | 0 | 0 | 14.5713 | 2.608 | 3.6843 | 0.7285 | 69.584 | 10.439 | 3.4797 | 11.8717 | 15.5897 | 3.2729 | 1.3571 | 4.63 | 1.45 | 6.08
2016-07-27 14:00 | 0.112 | 0 | 0 | 3.697 | 8.415 | 253.4581 | 12 | 17.1793 | 3.6843 | 0 | 0 | 4.104 | 13.0753 | 3.6843 | 0.44152 | 0 | 14.405 | 4.8017 | 13.2167 | 16.9137 | 3.2818 | 1.8726 | 5.1545 | 1.4418 | 6.5963
2016-07-27 15:00 | 0.097 | 0 | 0 | 3.002 | 9.095 | 253.4581 | 12 | 17.1793 | 3.6843 | 0 | 0 | 15.9282 | 1.2512 | 3.6843 | 0.7657 | 66.571 | 16.964 | 5.6547 | 14.7497 | 17.7517 | 3.5471 | 2.2053 | 5.7524 | 1.1708 | 6.9231
2016-07-27 16:00 | 0.082 | 0 | 0 | 3.58 | 8.502 | 253.4581 | 12 | 17.1793 | 3.6843 | 0 | 0 | 16.2598 | 0.9195 | 3.6843 | 0.77479 | 65.834 | 18.559 | 6.1863 | 14.6883 | 18.2683 | 3.3158 | 2.4127 | 5.7284 | 1.3962 | 7.1246
2016-07-27 17:00 | 0.033 | 0 | 0 | 3.038 | 8.995 | 253.4581 | 12 | 17.1793 | 3.6843 | 0 | 0 | 10.8995 | 6.2798 | 3.6843 | 0.62783 | 65.397 | 0 | 0 | 8.995 | 12.033 | 3.508 | 0 | 3.508 | 1.1848 | 4.6929
2016-07-27 18:00 | 0.004 | 0 | 0 | 1.859 | 10.145 | 253.4581 | 12 | 17.1793 | 3.6843 | 0 | 0 | 10.8888 | 6.2905 | 3.6843 | 0.62754 | 65.333 | 0 | 0 | 10.145 | 12.004 | 3.9566 | 0 | 3.9566 | 0.72501 | 4.6816
2016-07-27 19:00 | 0 | 2.411 | 0 | 0 | 17.411 | 250.6547 | 15 | 21.4742 | 4.6053 | 0 | 0 | 10.9335 | 10.5407 | 4.6053 | 0.56881 | 65.601 | 0 | 0 | 17.411 | 17.411 | 6.7903 | 0 | 6.7903 | 0 | 6.7903
2016-07-27 20:00 | 0 | 5.709 | 0 | 0 | 20.709 | 244.0163 | 15 | 21.4742 | 4.6053 | 0 | 0 | 0 | 21.4742 | 4.6053 | 0.329 | 0 | 0 | 0 | 20.709 | 20.709 | 8.0765 | 0 | 8.0765 | 0 | 8.0765
2016-07-27 21:00 | 0 | 5.226 | 0 | 0 | 20.226 | 237.9395 | 15 | 21.4742 | 4.6053 | 0 | 0 | 0 | 21.4742 | 4.6053 | 0.329 | 0 | 0 | 0 | 20.226 | 20.226 | 7.8881 | 0 | 7.8881 | 0 | 7.8881
2016-07-27 22:00 | 0 | 4.48 | 0 | 0 | 19.48 | 232.7302 | 15 | 21.4742 | 4.6053 | 0 | 0 | 0 | 21.4742 | 4.6053 | 0.329 | 0 | 0 | 0 | 19.48 | 19.48 | 7.5972 | 0 | 7.5972 | 0 | 7.5972
2016-07-27 23:00 | 0 | 0.628 | 0 | 0 | 15.628 | 232 | 15 | 21.4742 | 4.6053 | 0 | 0 | 0 | 21.4742 | 4.6053 | 0.329 | 0 | 0 | 0 | 15.628 | 15.628 | 6.0949 | 0 | 6.0949 | 0 | 6.0949
2016-07-28 | 0 | 0 | 0 | 0 | 13.472 | 232 | 13.472 | 19.2867 | 4.1362 | 0 | 0 | 2.9715 | 16.3152 | 4.1362 | 0.40157 | 0 | 10.43 | 3.4767 | 16.9487 | 16.9487 | 5.2541 | 1.3559 | 6.61 | 0 | 6.61
2016-07-28 01:00 | 0 | 0 | 0 | 0 | 12.125 | 232 | 12.125 | 17.3583 | 3.7226 | 0 | 0 | 2.754 | 14.6043 | 3.7226 | 0.40373 | 0 | 9.667 | 3.2223 | 15.3473 | 15.3473 | 4.7287 | 1.2567 | 5.9855 | 0 | 5.9855
2016-07-28 02:00 | 0 | 0 | 0 | 0.721 | 11.279 | 232 | 12 | 17.1793 | 3.6843 | 0 | 0 | 2.5865 | 14.5928 | 3.6843 | 0.39991 | 0 | 9.079 | 3.0263 | 14.3053 | 15.0263 | 4.3988 | 1.1803 | 5.5791 | 0.28119 | 5.8603
2016-07-28 03:00 | 0 | 0 | 0 | 0.497 | 11.503 | 232 | 12 | 17.1793 | 3.6843 | 0 | 0 | 2.442 | 14.7373 | 3.6843 | 0.39595 | 0 | 8.571 | 2.857 | 14.36 | 14.857 | 4.4862 | 1.1142 | 5.6004 | 0.19383 | 5.7942
2016-07-28 04:00 | 0 | 0 | 0 | 1.634 | 10.366 | 232 | 12 | 17.1793 | 3.6843 | 0 | 0 | 2.2902 | 14.8892 | 3.6843 | 0.39179 | 0 | 8.039 | 2.6797 | 13.0457 | 14.6797 | 4.0427 | 1.0451 | 5.0878 | 0.63726 | 5.7251
2016-07-28 05:00 | 0 | 0 | 0 | 2.135 | 9.865 | 232 | 12 | 17.1793 | 3.6843 | 0 | 0 | 0 | 17.1793 | 3.6843 | 0.329 | 0 | 0 | 0 | 9.865 | 12 | 3.8474 | 0 | 3.8474 | 0.83265 | 4.68
2016-07-28 06:00 | 0 | 0 | 0 | 2.695 | 9.305 | 232 | 12 | 17.1793 | 3.6843 | 0 | 0 | 0 | 17.1793 | 3.6843 | 0.329 | 0 | 0 | 0 | 9.305 | 12 | 3.629 | 0 | 3.629 | 1.051 | 4.68
2016-07-28 07:00 | 0 | 0 | 0 | 3.222 | 8.778 | 232 | 12 | 17.1793 | 3.6843 | 0 | 0 | 0 | 17.1793 | 3.6843 | 0.329 | 0 | 0 | 0 | 8.778 | 12 | 3.4234 | 0 | 3.4234 | 1.2566 | 4.68
2016-07-28 08:00 | 0.004 | 0 | 4.485 | 0 | 7.519 | 235.8571 | 12 | 17.1793 | 3.6843 | 0 | 0 | 0 | 17.1793 | 3.6843 | 0.329 | 0 | 0 | 0 | 7.519 | 7.519 | 2.9324 | 0 | 2.9324 | 0 | 2.9324
2016-07-28 09:00 | 0.045 | 0 | 4.062 | 0 | 7.983 | 239.3504 | 12 | 17.1793 | 3.6843 | 0 | 0 | 11.9703 | 5.209 | 3.6843 | 0.65719 | 71.822 | 0 | 0 | 7.983 | 7.983 | 3.1134 | 0 | 3.1134 | 0 | 3.1134
2016-07-28 10:00 | 0.071 | 0 | 4.448 | 0 | 7.623 | 243.1757 | 12 | 17.1793 | 3.6843 | 0 | 0 | 12.0207 | 5.1587 | 3.6843 | 0.65857 | 72.124 | 0 | 0 | 7.623 | 7.623 | 2.973 | 0 | 2.973 | 0 | 2.973
2016-07-28 11:00 | 0.091 | 0 | 4.484 | 0 | 7.607 | 247.0319 | 12 | 17.1793 | 3.6843 | 0 | 0 | 12.069 | 5.1103 | 3.6843 | 0.65989 | 72.414 | 0 | 0 | 7.607 | 7.607 | 2.9667 | 0 | 2.9667 | 0 | 2.9667
2016-07-28 12:00 | 0.1 | 0 | 4.075 | 0 | 8.025 | 250.5364 | 12 | 17.1793 | 3.6843 | 0 | 0 | 13.631 | 3.5483 | 3.6843 | 0.70272 | 71.673 | 5.916 | 1.972 | 9.997 | 9.997 | 3.1298 | 0.76908 | 3.8988 | 0 | 3.8988
2016-07-28 13:00 | 0.116 | 0 | 4.132 | 0 | 7.984 | 254.09 | 12 | 17.1793 | 3.6843 | 0 | 0 | 14.2317 | 2.9477 | 3.6843 | 0.71918 | 70.339 | 8.805 | 2.935 | 10.919 | 10.919 | 3.1138 | 1.1446 | 4.2584 | 0 | 4.2584
2016-07-28 14:00 | 0.112 | 0 | 0.086039 | 3.734 | 8.292 | 254.164 | 12 | 17.1793 | 3.6843 | 0 | 0 | 4.0572 | 13.1222 | 3.6843 | 0.44023 | 0 | 14.241 | 4.747 | 13.039 | 16.773 | 3.2339 | 1.8513 | 5.0852 | 1.4562 | 6.5415
2016-07-28 15:00 | 0.127 | 0 | 0 | 3.811 | 8.316 | 254.164 | 12 | 17.1793 | 3.6843 | 0 | 0 | 16.1077 | 1.0717 | 3.6843 | 0.77062 | 66.172 | 17.827 | 5.9423 | 14.2583 | 18.0693 | 3.2432 | 2.3175 | 5.5608 | 1.4863 | 7.047
2016-07-28 16:00 | 0.103 | 0 | 0 | 4.116 | 7.987 | 254.164 | 12 | 17.1793 | 3.6843 | 0 | 0 | 16.514 | 0.66533 | 3.6843 | 0.78176 | 65.27 | 19.781 | 6.5937 | 14.5807 | 18.6967 | 3.1149 | 2.5715 | 5.6865 | 1.6052 | 7.2917
2016-07-28 17:00 | 0.044 | 0 | 0 | 3.812 | 8.232 | 254.164 | 12 | 17.1793 | 3.6843 | 0 | 0 | 10.7905 | 6.3888 | 3.6843 | 0.62484 | 64.743 | 0 | 0 | 8.232 | 12.044 | 3.2105 | 0 | 3.2105 | 1.4867 | 4.6972
2016-07-28 18:00 | 0.009 | 0 | 0 | 2.143 | 9.866 | 254.164 | 12 | 17.1793 | 3.6843 | 0 | 0 | 10.7627 | 6.4167 | 3.6843 | 0.62408 | 64.576 | 0 | 0 | 9.866 | 12.009 | 3.8477 | 0 | 3.8477 | 0.83577 | 4.6835
2016-07-28 19:00 | 0 | 2.543 | 0 | 0 | 17.543 | 251.207 | 15 | 21.4742 | 4.6053 | 0 | 0 | 10.7968 | 10.6773 | 4.6053 | 0.56581 | 64.781 | 0 | 0 | 17.543 | 17.543 | 6.8418 | 0 | 6.8418 | 0 | 6.8418
2016-07-28 20:00 | 0 | 5.772 | 0 | 0 | 20.772 | 244.4953 | 15 | 21.4742 | 4.6053 | 0 | 0 | 0 | 21.4742 | 4.6053 | 0.329 | 0 | 0 | 0 | 20.772 | 20.772 | 8.1011 | 0 | 8.1011 | 0 | 8.1011
2016-07-28 21:00 | 0 | 5.58 | 0 | 0 | 20.58 | 238.007 | 15 | 21.4742 | 4.6053 | 0 | 0 | 0 | 21.4742 | 4.6053 | 0.329 | 0 | 0 | 0 | 20.58 | 20.58 | 8.0262 | 0 | 8.0262 | 0 | 8.0262
2016-07-28 22:00 | 0 | 4.468 | 0 | 0 | 19.468 | 232.8116 | 15 | 21.4742 | 4.6053 | 0 | 0 | 0 | 21.4742 | 4.6053 | 0.329 | 0 | 0 | 0 | 19.468 | 19.468 | 7.5925 | 0 | 7.5925 | 0 | 7.5925
2016-07-28 23:00 | 0 | 0.698 | 0 | 0 | 15.698 | 232 | 15 | 21.4742 | 4.6053 | 0 | 0 | 0 | 21.4742 | 4.6053 | 0.329 | 0 | 0 | 0 | 15.698 | 15.698 | 6.1222 | 0 | 6.1222 | 0 | 6.1222
2016-07-29 | 0 | 0 | 0 | 0 | 13.49 | 232 | 13.49 | 19.3124 | 4.1417 | 0 | 0 | 3.1295 | 16.1829 | 4.1417 | 0.40532 | 0 | 10.985 | 3.6617 | 17.1517 | 17.1517 | 5.2611 | 1.4281 | 6.6892 | 0 | 6.6892
2016-07-29 01:00 | 0 | 0 | 0 | 0 | 12.285 | 232 | 12.285 | 17.5873 | 3.7718 | 0 | 0 | 2.8792 | 14.7082 | 3.7718 | 0.40611 | 0 | 10.106 | 3.3687 | 15.6537 | 15.6537 | 4.7912 | 1.3138 | 6.1049 | 0 | 6.1049
2016-07-29 02:00 | 0 | 0 | 0 | 0.612 | 11.388 | 232 | 12 | 17.1793 | 3.6843 | 0 | 0 | 2.653 | 14.5263 | 3.6843 | 0.40174 | 0 | 9.312 | 3.104 | 14.492 | 15.104 | 4.4413 | 1.2106 | 5.6519 | 0.23868 | 5.8906
2016-07-29 03:00 | 0 | 0 | 0 | 0.828 | 11.172 | 232 | 12 | 17.1793 | 3.6843 | 0 | 0 | 2.481 | 14.6983 | 3.6843 | 0.39702 | 0 | 8.708 | 2.9027 | 14.0747 | 14.9027 | 4.3571 | 1.132 | 5.4891 | 0.32292 | 5.812
2016-07-29 04:00 | 0 | 0 | 0 | 1.32 | 10.68 | 232 | 12 | 17.1793 | 3.6843 | 0 | 0 | 2.3797 | 14.7997 | 3.6843 | 0.39424 | 0 | 8.353 | 2.7843 | 13.4643 | 14.7843 | 4.1652 | 1.0859 | 5.2511 | 0.5148 | 5.7659
2016-07-29 05:00 | 0 | 0 | 0 | 1.861 | 10.139 | 232 | 12 | 17.1793 | 3.6843 | 0 | 0 | 0 | 17.1793 | 3.6843 | 0.329 | 0 | 0 | 0 | 10.139 | 12 | 3.9542 | 0 | 3.9542 | 0.72579 | 4.68
2016-07-29 06:00 | 0 | 0 | 0 | 2.882 | 9.118 | 232 | 12 | 17.1793 | 3.6843 | 0 | 0 | 0 | 17.1793 | 3.6843 | 0.329 | 0 | 0 | 0 | 9.118 | 12 | 3.556 | 0 | 3.556 | 1.124 | 4.68
2016-07-29 07:00 | 0 | 0 | 0 | 3.473 | 8.527 | 232 | 12 | 17.1793 | 3.6843 | 0 | 0 | 0 | 17.1793 | 3.6843 | 0.329 | 0 | 0 | 0 | 8.527 | 12 | 3.3255 | 0 | 3.3255 | 1.3545 | 4.68
2016-07-29 08:00 | 0.013 | 0 | 0 | 5.007 | 7.006 | 232 | 12 | 17.1793 | 3.6843 | 0 | 0 | 0 | 17.1793 | 3.6843 | 0.329 | 0 | 0 | 0 | 7.006 | 12.013 | 2.7323 | 0 | 2.7323 | 1.9527 | 4.6851
2016-07-29 09:00 | 0.071 | 0 | 4.883 | 0 | 7.188 | 236.1994 | 12 | 17.1793 | 3.6843 | 0 | 0 | 11.7522 | 5.4272 | 3.6843 | 0.65121 | 70.513 | 0 | 0 | 7.188 | 7.188 | 2.8033 | 0 | 2.8033 | 0 | 2.8033
2016-07-29 10:00 | 0.113 | 0 | 2.6057 | 2.0753 | 7.432 | 238.4403 | 12 | 17.1793 | 3.6843 | 0 | 0 | 11.7602 | 5.4192 | 3.6843 | 0.65142 | 70.561 | 0 | 0 | 7.432 | 9.5073 | 2.8985 | 0 | 2.8985 | 0.80936 | 3.7078
2016-07-29 11:00 | 0.136 | 0 | 0 | 4.951 | 7.185 | 238.4403 | 12 | 17.1793 | 3.6843 | 0 | 0 | 11.7927 | 5.3867 | 3.6843 | 0.65232 | 70.756 | 0 | 0 | 7.185 | 12.136 | 2.8022 | 0 | 2.8022 | 1.9309 | 4.733
2016-07-29 12:00 | 0.15 | 0 | 4.757 | 0 | 7.393 | 242.5313 | 12 | 17.1793 | 3.6843 | 0 | 0 | 14.4728 | 2.7065 | 3.6843 | 0.7258 | 69.803 | 9.965 | 3.3217 | 10.7147 | 10.7147 | 2.8833 | 1.2954 | 4.1787 | 0 | 4.1787
2016-07-29 13:00 | 0.151 | 0 | 4.667 | 0 | 7.484 | 246.5449 | 12 | 17.1793 | 3.6843 | 0 | 0 | 15.016 | 2.1633 | 3.6843 | 0.74069 | 68.596 | 12.577 | 4.1923 | 11.6763 | 11.6763 | 2.9188 | 1.635 | 4.5538 | 0 | 4.5538
2016-07-29 14:00 | 0.148 | 0 | 4.413 | 0 | 7.735 | 250.3401 | 12 | 17.1793 | 3.6843 | 0 | 0 | 4.0842 | 13.0952 | 3.6843 | 0.44097 | 0 | 14.335 | 4.7783 | 12.5133 | 12.5133 | 3.0166 | 1.8636 | 4.8802 | 0 | 4.8802
2016-07-29 15:00 | 0.133 | 0 | 4.123 | 1.7764e-15 | 8.01 | 253.8859 | 12 | 17.1793 | 3.6843 | 0 | 0 | 15.6757 | 1.5037 | 3.6843 | 0.75877 | 67.131 | 15.75 | 5.25 | 13.26 | 13.26 | 3.1239 | 2.0475 | 5.1714 | 6.9278e-16 | 5.1714
2016-07-29 16:00 | 0.102 | 0 | 4.02 | 0 | 8.082 | 257.3431 | 12 | 17.1793 | 3.6843 | 0 | 0 | 15.9308 | 1.2485 | 3.6843 | 0.76577 | 66.565 | 16.977 | 5.659 | 13.741 | 13.741 | 3.152 | 2.207 | 5.359 | 0 | 5.359
2016-07-29 17:00 | 0.04 | 0 | 3.8 | 0 | 8.24 | 260.6111 | 12 | 17.1793 | 3.6843 | 0 | 0 | 11.1133 | 6.066 | 3.6843 | 0.63369 | 66.68 | 0 | 0 | 8.24 | 8.24 | 3.2136 | 0 | 3.2136 | 0 | 3.2136
2016-07-29 18:00 | 0.008 | 0 | 0 | 2.855 | 9.153 | 260.6111 | 12 | 17.1793 | 3.6843 | 0 | 0 | 11.2165 | 5.9628 | 3.6843 | 0.63652 | 67.299 | 0 | 0 | 9.153 | 12.008 | 3.5697 | 0 | 3.5697 | 1.1134 | 4.6831
2016-07-29 19:00 | 0 | 1.161 | 0 | 0 | 16.161 | 259.2611 | 15 | 21.4742 | 4.6053 | 0 | 0 | 11.3915 | 10.0827 | 4.6053 | 0.57885 | 68.349 | 0 | 0 | 16.161 | 16.161 | 6.3028 | 0 | 6.3028 | 0 | 6.3028
2016-07-29 20:00 | 0 | 4.73 | 0 | 0 | 19.73 | 253.7611 | 15 | 21.4742 | 4.6053 | 0 | 0 | 0 | 21.4742 | 4.6053 | 0.329 | 0 | 0 | 0 | 19.73 | 19.73 | 7.6947 | 0 | 7.6947 | 0 | 7.6947
2016-07-29 21:00 | 0 | 0 | 0 | 5.831 | 21.169 | 253.7611 | 27 | 38.6535 | 8.2896 | 0 | 0 | 0 | 38.6535 | 8.2896 | 0.329 | 0 | 0 | 0 | 21.169 | 27 | 8.2559 | 0 | 8.2559 | 2.2741 | 10.53
2016-07-29 22:00 | 0 | 5.703 | 0 | 0 | 20.703 | 247.1297 | 15 | 21.4742 | 4.6053 | 0 | 0 | 0 | 21.4742 | 4.6053 | 0.329 | 0 | 0 | 0 | 20.703 | 20.703 | 8.0742 | 0 | 8.0742 | 0 | 8.0742
2016-07-29 23:00 | 0 | 2.218 | 0 | 0 | 17.218 | 244.5506 | 15 | 21.4742 | 4.6053 | 0 | 0 | 0 | 21.4742 | 4.6053 | 0.329 | 0 | 0 | 0 | 17.218 | 17.218 | 6.715 | 0 | 6.715 | 0 | 6.715
2016-07-30 | 0 | 0 | 0 | 0 | 14.008 | 244.5506 | 14.008 | 20.054 | 4.3008 | 0 | 0 | 1.8192 | 18.2348 | 4.3008 | 0.37173 | 0 | 6.385 | 2.1283 | 16.1363 | 16.1363 | 5.4631 | 0.83005 | 6.2932 | 0 | 6.2932
2016-07-30 01:00 | 0 | 0 | 0 | 0.12 | 11.88 | 244.5506 | 12 | 17.1793 | 3.6843 | 0 | 0 | 1.7137 | 15.4657 | 3.6843 | 0.37598 | 0 | 6.015 | 2.005 | 13.885 | 14.005 | 4.6332 | 0.78195 | 5.4152 | 0.0468 | 5.462
2016-07-30 02:00 | 0 | 0 | 0 | 1.513 | 10.487 | 244.5506 | 12 | 17.1793 | 3.6843 | 0 | 0 | 1.4897 | 15.6897 | 3.6843 | 0.36984 | 0 | 5.228 | 1.7427 | 12.2297 | 13.7427 | 4.0899 | 0.67964 | 4.7696 | 0.59007 | 5.3596
2016-07-30 03:00 | 0 | 0 | 0 | 1.452 | 10.548 | 244.5506 | 12 | 17.1793 | 3.6843 | 0 | 0 | 1.3518 | 15.8275 | 3.6843 | 0.36606 | 0 | 4.745 | 1.5817 | 12.1297 | 13.5817 | 4.1137 | 0.61685 | 4.7306 | 0.56628 | 5.2969
2016-07-30 04:00 | 0 | 0 | 0 | 1.806 | 10.194 | 244.5506 | 12 | 17.1793 | 3.6843 | 0 | 0 | 1.4002 | 15.7792 | 3.6843 | 0.36739 | 0 | 4.914 | 1.638 | 11.832 | 13.638 | 3.9757 | 0.63882 | 4.6145 | 0.70434 | 5.3188
2016-07-30 05:00 | 0 | 0 | 0 | 2.675 | 9.325 | 244.5506 | 12 | 17.1793 | 3.6843 | 0 | 0 | 0 | 17.1793 | 3.6843 | 0.329 | 0 | 0 | 0 | 9.325 | 12 | 3.6368 | 0 | 3.6368 | 1.0432 | 4.68
2016-07-30 06:00 | 0 | 0 | 0 | 3.206 | 8.794 | 244.5506 | 12 | 17.1793 | 3.6843 | 0 | 0 | 0 | 17.1793 | 3.6843 | 0.329 | 0 | 0 | 0 | 8.794 | 12 | 3.4297 | 0 | 3.4297 | 1.2503 | 4.68
2016-07-30 07:00 | 0 | 0 | 0 | 3.702 | 8.298 | 244.5506 | 12 | 17.1793 | 3.6843 | 0 | 0 | 0 | 17.1793 | 3.6843 | 0.329 | 0 | 0 | 0 | 8.298 | 12 | 3.2362 | 0 | 3.2362 | 1.4438 | 4.68
2016-07-30 08:00 | 0.014 | 0 | 0 | 5.241 | 6.773 | 244.5506 | 12 | 17.1793 | 3.6843 | 0 | 0 | 0 | 17.1793 | 3.6843 | 0.329 | 0 | 0 | 0 | 6.773 | 12.014 | 2.6415 | 0 | 2.6415 | 2.044 | 4.6855
2016-07-30 09:00 | 0.076 | 0 | 0 | 5.424 | 6.652 | 244.5506 | 12 | 17.1793 | 3.6843 | 0 | 0 | 12.1358 | 5.0435 | 3.6843 | 0.66172 | 72.815 | 0 | 0 | 6.652 | 12.076 | 2.5943 | 0 | 2.5943 | 2.1154 | 4.7096
2016-07-30 10:00 | 0.115 | 0 | 0 | 5.158 | 6.957 | 244.5506 | 12 | 17.1793 | 3.6843 | 0 | 0 | 12.1357 | 5.0437 | 3.6843 | 0.66172 | 72.814 | 0 | 0 | 6.957 | 12.115 | 2.7132 | 0 | 2.7132 | 2.0116 | 4.7249
2016-07-30 11:00 | 0.137 | 0 | 0 | 5.231 | 6.906 | 244.5506 | 12 | 17.1793 | 3.6843 | 0 | 0 | 12.134 | 5.0453 | 3.6843 | 0.66167 | 72.804 | 0 | 0 | 6.906 | 12.137 | 2.6933 | 0 | 2.6933 | 2.0401 | 4.7334
2016-07-30 12:00 | 0.157 | 0 | 0 | 4.834 | 7.323 | 244.5506 | 12 | 17.1793 | 3.6843 | 0 | 0 | 13.1907 | 3.9887 | 3.6843 | 0.69064 | 72.651 | 3.799 | 1.2663 | 8.5893 | 13.4233 | 2.856 | 0.49387 | 3.3498 | 1.8853 | 5.2351
2016-07-30 13:00 | 0.156 | 0 | 0 | 4.587 | 7.569 | 244.5506 | 12 | 17.1793 | 3.6843 | 0 | 0 | 13.3995 | 3.7798 | 3.6843 | 0.69637 | 72.187 | 4.803 | 1.601 | 9.17 | 13.757 | 2.9519 | 0.62439 | 3.5763 | 1.7889 | 5.3652
2016-07-30 14:00 | 0.148 | 0 | 0 | 4.57 | 7.578 | 244.5506 | 12 | 17.1793 | 3.6843 | 0 | 0 | 1.6572 | 15.5222 | 3.6843 | 0.37443 | 0 | 5.816 | 1.9387 | 9.5167 | 14.0867 | 2.9554 | 0.75608 | 3.7115 | 1.7823 | 5.4938
2016-07-30 15:00 | 0.131 | 0 | 0 | 3.959 | 8.172 | 244.5506 | 12 | 17.1793 | 3.6843 | 0 | 0 | 13.805 | 3.3743 | 3.6843 | 0.70749 | 71.286 | 6.753 | 2.251 | 10.423 | 14.382 | 3.1871 | 0.87789 | 4.065 | 1.544 | 5.609
2016-07-30 16:00 | 0.103 | 0 | 0 | 4.242 | 7.861 | 244.5506 | 12 | 17.1793 | 3.6843 | 0 | 0 | 14.096 | 3.0833 | 3.6843 | 0.71547 | 70.64 | 8.152 | 2.7173 | 10.5783 | 14.8203 | 3.0658 | 1.0598 | 4.1255 | 1.6544 | 5.7799
2016-07-30 17:00 | 0.042 | 0 | 0 | 3.665 | 8.377 | 244.5506 | 12 | 17.1793 | 3.6843 | 0 | 0 | 11.599 | 5.5803 | 3.6843 | 0.64701 | 69.594 | 0 | 0 | 8.377 | 12.042 | 3.267 | 0 | 3.267 | 1.4294 | 4.6964
2016-07-30 18:00 | 0.008 | 0 | 2.625 | 0 | 9.383 | 246.8081 | 12 | 17.1793 | 3.6843 | 0 | 0 | 11.3982 | 5.7812 | 3.6843 | 0.6415 | 68.389 | 0 | 0 | 9.383 | 9.383 | 3.6594 | 0 | 3.6594 | 0 | 3.6594
2016-07-30 19:00 | 0 | 1.115 | 0 | 0 | 16.115 | 245.5116 | 15 | 21.4742 | 4.6053 | 0 | 0 | 11.2973 | 10.1768 | 4.6053 | 0.57679 | 67.784 | 0 | 0 | 16.115 | 16.115 | 6.2848 | 0 | 6.2848 | 0 | 6.2848
2016-07-30 20:00 | 0 | 4.185 | 0 | 0 | 19.185 | 240.6453 | 15 | 21.4742 | 4.6053 | 0 | 0 | 0 | 21.4742 | 4.6053 | 0.329 | 0 | 0 | 0 | 19.185 | 19.185 | 7.4821 | 0 | 7.4821 | 0 | 7.4821
2016-07-30 21:00 | 0 | 3.745 | 0 | 0 | 18.745 | 236.2907 | 15 | 21.4742 | 4.6053 | 0 | 0 | 0 | 21.4742 | 4.6053 | 0.329 | 0 | 0 | 0 | 18.745 | 18.745 | 7.3106 | 0 | 7.3106 | 0 | 7.3106
2016-07-30 22:00 | 0 | 3.317 | 0 | 0 | 18.317 | 232.4337 | 15 | 21.4742 | 4.6053 | 0 | 0 | 0 | 21.4742 | 4.6053 | 0.329 | 0 | 0 | 0 | 18.317 | 18.317 | 7.1436 | 0 | 7.1436 | 0 | 7.1436
2016-07-30 23:00 | 0 | 0.373 | 0 | 0 | 15.373 | 232 | 15 | 21.4742 | 4.6053 | 0 | 0 | 0 | 21.4742 | 4.6053 | 0.329 | 0 | 0 | 0 | 15.373 | 15.373 | 5.9955 | 0 | 5.9955 | 0 | 5.9955
2016-07-31 | 0 | 0 | 0 | 0 | 12.691 | 232 | 12.691 | 18.1686 | 3.8964 | 0 | 0 | 1.8963 | 16.2722 | 3.8964 | 0.37816 | 0 | 6.656 | 2.2187 | 14.9097 | 14.9097 | 4.9495 | 0.86528 | 5.8148 | 0 | 5.8148
2016-07-31 01:00 | 0 | 0 | 0 | 0.657 | 11.343 | 232 | 12 | 17.1793 | 3.6843 | 0 | 0 | 1.7828 | 15.3965 | 3.6843 | 0.37788 | 0 | 6.257 | 2.0857 | 13.4287 | 14.0857 | 4.4238 | 0.81341 | 5.2372 | 0.25623 | 5.4934
2016-07-31 02:00 | 0 | 0 | 0 | 1.031 | 10.969 | 232 | 12 | 17.1793 | 3.6843 | 0 | 0 | 1.7097 | 15.4697 | 3.6843 | 0.37587 | 0 | 6.001 | 2.0003 | 12.9693 | 14.0003 | 4.2779 | 0.78013 | 5.058 | 0.40209 | 5.4601
2016-07-31 03:00 | 0 | 0 | 0 | 0.777 | 11.223 | 232 | 12 | 17.1793 | 3.6843 | 0 | 0 | 1.5782 | 15.6012 | 3.6843 | 0.37227 | 0 | 5.54 | 1.8467 | 13.0697 | 13.8467 | 4.377 | 0.7202 | 5.0972 | 0.30303 | 5.4002
2016-07-31 04:00 | 0 | 0 | 0 | 1.153 | 10.847 | 232 | 12 | 17.1793 | 3.6843 | 0 | 0 | 1.4702 | 15.7092 | 3.6843 | 0.36931 | 0 | 5.16 | 1.72 | 12.567 | 13.72 | 4.2303 | 0.6708 | 4.9011 | 0.44967 | 5.3508
2016-07-31 05:00 | 0 | 0 | 0 | 2.138 | 9.862 | 232 | 12 | 17.1793 | 3.6843 | 0 | 0 | 0 | 17.1793 | 3.6843 | 0.329 | 0 | 0 | 0 | 9.862 | 12 | 3.8462 | 0 | 3.8462 | 0.83382 | 4.68
2016-07-31 06:00 | 0 | 0 | 0 | 3.183 | 8.817 | 232 | 12 | 17.1793 | 3.6843 | 0 | 0 | 0 | 17.1793 | 3.6843 | 0.329 | 0 | 0 | 0 | 8.817 | 12 | 3.4386 | 0 | 3.4386 | 1.2414 | 4.68
2016-07-31 07:00 | 0 | 0 | 0 | 3.239 | 8.761 | 232 | 12 | 17.1793 | 3.6843 | 0 | 0 | 0 | 17.1793 | 3.6843 | 0.329 | 0 | 0 | 0 | 8.761 | 12 | 3.4168 | 0 | 3.4168 | 1.2632 | 4.68
2016-07-31 08:00 | 0.013 | 0 | 0 | 4.813 | 7.2 | 232 | 12 | 17.1793 | 3.6843 | 0 | 0 | 0 | 17.1793 | 3.6843 | 0.329 | 0 | 0 | 0 | 7.2 | 12.013 | 2.808 | 0 | 2.808 | 1.8771 | 4.6851
2016-07-31 09:00 | 0.079 | 0 | 0 | 4.779 | 7.3 | 232 | 12 | 17.1793 | 3.6843 | 0 | 0 | 12.0888 | 5.0905 | 3.6843 | 0.66044 | 72.533 | 0 | 0 | 7.3 | 12.079 | 2.847 | 0 | 2.847 | 1.8638 | 4.7108
2016-07-31 10:00 | 0.117 | 0 | 0 | 4.768 | 7.349 | 232 | 12 | 17.1793 | 3.6843 | 0 | 0 | 12.179 | 5.0003 | 3.6843 | 0.66291 | 73.074 | 0 | 0 | 7.349 | 12.117 | 2.8661 | 0 | 2.8661 | 1.8595 | 4.7256
2016-07-31 11:00 | 0.142 | 0 | 3.1013 | 1.5157 | 7.525 | 234.6671 | 12 | 17.1793 | 3.6843 | 0 | 0 | 12.198 | 4.9813 | 3.6843 | 0.66343 | 73.188 | 0 | 0 | 7.525 | 9.0407 | 2.9348 | 0 | 2.9348 | 0.59112 | 3.5259
2016-07-31 12:00 | 0.151 | 0 | 4.55 | 0 | 7.601 | 238.5801 | 12 | 17.1793 | 3.6843 | 0 | 0 | 13.2973 | 3.882 | 3.6843 | 0.69357 | 72.414 | 4.311 | 1.437 | 9.038 | 9.038 | 2.9644 | 0.56043 | 3.5248 | 0 | 3.5248
2016-07-31 13:00 | 0.153 | 0 | 4.771 | 0 | 7.382 | 242.6832 | 12 | 17.1793 | 3.6843 | 0 | 0 | 13.8862 | 3.2932 | 3.6843 | 0.70971 | 71.106 | 7.144 | 2.3813 | 9.7633 | 9.7633 | 2.879 | 0.92872 | 3.8077 | 0 | 3.8077
2016-07-31 14:00 | 0.147 | 0 | 0 | 4.61 | 7.537 | 242.6832 | 12 | 17.1793 | 3.6843 | 0 | 0 | 3.1938 | 13.9855 | 3.6843 | 0.41656 | 0 | 11.21 | 3.7367 | 11.2737 | 15.8837 | 2.9394 | 1.4573 | 4.3967 | 1.7979 | 6.1946
2016-07-31 15:00 | 0.131 | 0 | 3.904 | 0 | 8.227 | 246.0406 | 12 | 17.1793 | 3.6843 | 0 | 0 | 15.2782 | 1.9012 | 3.6843 | 0.74788 | 68.014 | 13.838 | 4.6127 | 12.8397 | 12.8397 | 3.2085 | 1.7989 | 5.0075 | 0 | 5.0075
2016-07-31 16:00 | 0.1 | 0 | 3.936 | 0 | 8.164 | 249.4256 | 12 | 17.1793 | 3.6843 | 0 | 0 | 15.6255 | 1.5538 | 3.6843 | 0.7574 | 67.243 | 15.508 | 5.1693 | 13.3333 | 13.3333 | 3.184 | 2.016 | 5.2 | 0 | 5.2
2016-07-31 17:00 | 0.044 | 0 | 0 | 3.506 | 8.538 | 249.4256 | 12 | 17.1793 | 3.6843 | 0 | 0 | 11.1355 | 6.0438 | 3.6843 | 0.6343 | 66.813 | 0 | 0 | 8.538 | 12.044 | 3.3298 | 0 | 3.3298 | 1.3673 | 4.6972
2016-07-31 18:00 | 0.009 | 0 | 2.116 | 1.7764e-15 | 9.893 | 251.2453 | 12 | 17.1793 | 3.6843 | 0 | 0 | 11.1047 | 6.0747 | 3.6843 | 0.63345 | 66.628 | 0 | 0 | 9.893 | 9.893 | 3.8583 | 0 | 3.8583 | 6.9278e-16 | 3.8583
2016-07-31 19:00 | 0 | 1.978 | 0 | 0 | 16.978 | 248.9453 | 15 | 21.4742 | 4.6053 | 0 | 0 | 11.1275 | 10.3467 | 4.6053 | 0.57306 | 66.765 | 0 | 0 | 16.978 | 16.978 | 6.6214 | 0 | 6.6214 | 0 | 6.6214
2016-07-31 20:00 | 0 | 5.001 | 0 | 0 | 20.001 | 243.1302 | 15 | 21.4742 | 4.6053 | 0 | 0 | 0 | 21.4742 | 4.6053 | 0.329 | 0 | 0 | 0 | 20.001 | 20.001 | 7.8004 | 0 | 7.8004 | 0 | 7.8004
2016-07-31 21:00 | 0 | 4.233 | 0 | 0 | 19.233 | 238.2081 | 15 | 21.4742 | 4.6053 | 0 | 0 | 0 | 21.4742 | 4.6053 | 0.329 | 0 | 0 | 0 | 19.233 | 19.233 | 7.5009 | 0 | 7.5009 | 0 | 7.5009
2016-07-31 22:00 | 0 | 4.144 | 0 | 0 | 19.144 | 233.3895 | 15 | 21.4742 | 4.6053 | 0 | 0 | 0 | 21.4742 | 4.6053 | 0.329 | 0 | 0 | 0 | 19.144 | 19.144 | 7.4662 | 0 | 7.4662 | 0 | 7.4662
2016-07-31 23:00 | 0 | 1.195 | 0 | 0 | 16.195 | 232 | 15 | 21.4742 | 4.6053 | 0 | 0 | 0 | 21.4742 | 4.6053 | 0.329 | 0 | 0 | 0 | 16.195 | 16.195 | 6.3161 | 0 | 6.3161 | 0 | 6.3161
2016-08-01 | 0 | 0 | 0 | 0 | 13.74 | 232 | 13.74 | 19.6703 | 4.2185 | 0 | 0 | 2.0768 | 17.5935 | 4.2185 | 0.37873 | 0 | 7.289 | 2.4297 | 16.1697 | 16.1697 | 5.3586 | 0.94757 | 6.3062 | 0 | 6.3062
2016-08-01 01:00 | 0 | 0 | 0 | 0 | 13.176 | 232 | 13.176 | 18.8629 | 4.0453 | 0 | 0 | 1.7952 | 17.0677 | 4.0453 | 0.37382 | 0 | 6.301 | 2.1003 | 15.2763 | 15.2763 | 5.1386 | 0.81913 | 5.9578 | 0 | 5.9578
2016-08-01 02:00 | 0 | 0 | 0 | 0.341 | 11.659 | 232 | 12 | 17.1793 | 3.6843 | 0 | 0 | 1.6147 | 15.5647 | 3.6843 | 0.37327 | 0 | 5.667 | 1.889 | 13.548 | 13.889 | 4.547 | 0.73671 | 5.2837 | 0.13299 | 5.4167
2016-08-01 03:00 | 0 | 0 | 0 | 1.204 | 10.796 | 232 | 12 | 17.1793 | 3.6843 | 0 | 0 | 1.4627 | 15.7167 | 3.6843 | 0.3691 | 0 | 5.134 | 1.7113 | 12.5073 | 13.7113 | 4.2104 | 0.66742 | 4.8779 | 0.46956 | 5.3474
2016-08-01 04:00 | 0 | 0 | 0 | 1.749 | 10.251 | 232 | 12 | 17.1793 | 3.6843 | 0 | 0 | 1.3418 | 15.8375 | 3.6843 | 0.36579 | 0 | 4.71 | 1.57 | 11.821 | 13.57 | 3.9979 | 0.6123 | 4.6102 | 0.68211 | 5.2923
2016-08-01 05:00 | 0 | 0 | 0 | 1.842 | 10.158 | 232 | 12 | 17.1793 | 3.6843 | 0 | 0 | 0 | 17.1793 | 3.6843 | 0.329 | 0 | 0 | 0 | 10.158 | 12 | 3.9616 | 0 | 3.9616 | 0.71838 | 4.68
2016-08-01 06:00 | 0 | 0 | 0 | 1.892 | 10.108 | 232 | 12 | 17.1793 | 3.6843 | 0 | 0 | 0 | 17.1793 | 3.6843 | 0.329 | 0 | 0 | 0 | 10.108 | 12 | 3.9421 | 0 | 3.9421 | 0.73788 | 4.68
2016-08-01 07:00 | 0 | 0 | 0 | 2.954 | 9.046 | 232 | 12 | 17.1793 | 3.6843 | 0 | 0 | 0 | 17.1793 | 3.6843 | 0.329 | 0 | 0 | 0 | 9.046 | 12 | 3.5279 | 0 | 3.5279 | 1.1521 | 4.68
2016-08-01 08:00 | 0.014 | 0 | 2.8882 | 1.5928 | 7.533 | 234.4839 | 12 | 17.1793 | 3.6843 | 0 | 0 | 0 | 17.1793 | 3.6843 | 0.329 | 0 | 0 | 0 | 7.533 | 9.1258 | 2.9379 | 0 | 2.9379 | 0.62119 | 3.5591
2016-08-01 09:00 | 0.069 | 0 | 4.681 | 0 | 7.388 | 238.5095 | 12 | 17.1793 | 3.6843 | 0 | 0 | 12.1327 | 5.0467 | 3.6843 | 0.66164 | 72.796 | 0 | 0 | 7.388 | 7.388 | 2.8813 | 0 | 2.8813 | 0 | 2.8813
2016-08-01 10:00 | 0.109 | 0 | 4.621 | 0 | 7.488 | 242.4836 | 12 | 17.1793 | 3.6843 | 0 | 0 | 12.152 | 5.0273 | 3.6843 | 0.66217 | 72.912 | 0 | 0 | 7.488 | 7.488 | 2.9203 | 0 | 2.9203 | 0 | 2.9203
2016-08-01 11:00 | 0.135 | 0 | 4.344 | 0 | 7.791 | 246.2194 | 12 | 17.1793 | 3.6843 | 0 | 0 | 12.1677 | 5.0117 | 3.6843 | 0.6626 | 73.006 | 0 | 0 | 7.791 | 7.791 | 3.0385 | 0 | 3.0385 | 0 | 3.0385
2016-08-01 12:00 | 0.134 | 0 | 3.761 | 0 | 8.373 | 249.4539 | 12 | 17.1793 | 3.6843 | 0 | 0 | 13.3347 | 3.8447 | 3.6843 | 0.69459 | 72.331 | 4.491 | 1.497 | 9.87 | 9.87 | 3.2655 | 0.58383 | 3.8493 | 0 | 3.8493
2016-08-01 13:00 | 0.125 | 0 | 0 | 3.639 | 8.486 | 249.4539 | 12 | 17.1793 | 3.6843 | 0 | 0 | 13.8413 | 3.338 | 3.6843 | 0.70848 | 71.205 | 6.928 | 2.3093 | 10.7953 | 14.4343 | 3.3095 | 0.90064 | 4.2102 | 1.4192 | 5.6294
2016-08-01 14:00 | 0.122 | 0 | 2.954 | 0 | 9.168 | 251.9943 | 12 | 17.1793 | 3.6843 | 0 | 0 | 2.7033 | 14.476 | 3.6843 | 0.40312 | 0 | 9.488 | 3.1627 | 12.3307 | 12.3307 | 3.5755 | 1.2334 | 4.809 | 0 | 4.809
2016-08-01 15:00 | 0.101 | 0 | 2.201 | 1.7764e-15 | 9.9 | 253.8872 | 12 | 17.1793 | 3.6843 | 0 | 0 | 14.8427 | 2.3367 | 3.6843 | 0.73594 | 68.981 | 11.744 | 3.9147 | 13.8147 | 13.8147 | 3.861 | 1.5267 | 5.3877 | 6.9278e-16 | 5.3877
2016-08-01 16:00 | 0.069 | 0 | 1.844 | 0 | 10.225 | 255.473 | 12 | 17.1793 | 3.6843 | 0 | 0 | 15.215 | 1.9643 | 3.6843 | 0.74614 | 68.155 | 13.534 | 4.5113 | 14.7363 | 14.7363 | 3.9878 | 1.7594 | 5.7472 | 0 | 5.7472
2016-08-01 17:00 | 0.028 | 0 | 2.192 | 0 | 9.836 | 257.3581 | 12 | 17.1793 | 3.6843 | 0 | 0 | 11.2575 | 5.9218 | 3.6843 | 0.63764 | 67.545 | 0 | 0 | 9.836 | 9.836 | 3.836 | 0 | 3.836 | 0 | 3.836
2016-08-01 18:00 | 0.006 | 0 | 0 | 1.495 | 10.511 | 257.3581 | 12 | 17.1793 | 3.6843 | 0 | 0 | 11.2067 | 5.9727 | 3.6843 | 0.63625 | 67.24 | 0 | 0 | 10.511 | 12.006 | 4.0993 | 0 | 4.0993 | 0.58305 | 4.6823
2016-08-01 19:00 | 0 | 2.098 | 0 | 0 | 17.098 | 254.9186 | 15 | 21.4742 | 4.6053 | 0 | 0 | 11.2143 | 10.2598 | 4.6053 | 0.57497 | 67.286 | 0 | 0 | 17.098 | 17.098 | 6.6682 | 0 | 6.6682 | 0 | 6.6682
2016-08-01 20:00 | 0 | 5.507 | 0 | 0 | 20.507 | 248.5151 | 15 | 21.4742 | 4.6053 | 0 | 0 | 0 | 21.4742 | 4.6053 | 0.329 | 0 | 0 | 0 | 20.507 | 20.507 | 7.9977 | 0 | 7.9977 | 0 | 7.9977
2016-08-01 21:00 | 0 | 5.452 | 0 | 0 | 20.452 | 242.1756 | 15 | 21.4742 | 4.6053 | 0 | 0 | 0 | 21.4742 | 4.6053 | 0.329 | 0 | 0 | 0 | 20.452 | 20.452 | 7.9763 | 0 | 7.9763 | 0 | 7.9763
2016-08-01 22:00 | 0 | 5.345 | 0 | 0 | 20.345 | 235.9605 | 15 | 21.4742 | 4.6053 | 0 | 0 | 0 | 21.4742 | 4.6053 | 0.329 | 0 | 0 | 0 | 20.345 | 20.345 | 7.9345 | 0 | 7.9345 | 0 | 7.9345
2016-08-01 23:00 | 0 | 3.406 | 0 | 0 | 18.406 | 232 | 15 | 21.4742 | 4.6053 | 0 | 0 | 0 | 21.4742 | 4.6053 | 0.329 | 0 | 0 | 0 | 18.406 | 18.406 | 7.1783 | 0 | 7.1783 | 0 | 7.1783
2016-08-02 | 0 | 0 | 0 | 0 | 14.422 | 232 | 14.422 | 20.6467 | 4.4279 | 0 | 0 | 1.8052 | 18.8415 | 4.4279 | 0.37018 | 0 | 6.336 | 2.112 | 16.534 | 16.534 | 5.6246 | 0.82368 | 6.4483 | 0 | 6.4483
2016-08-02 01:00 | 0 | 0 | 0 | 0 | 12.921 | 232 | 12.921 | 18.4978 | 3.967 | 0 | 0 | 1.4893 | 17.0085 | 3.967 | 0.36692 | 0 | 5.227 | 1.7423 | 14.6633 | 14.6633 | 5.0392 | 0.67951 | 5.7187 | 0 | 5.7187
2016-08-02 02:00 | 0 | 0 | 0 | 0.186 | 11.814 | 232 | 12 | 17.1793 | 3.6843 | 0 | 0 | 1.3302 | 15.8492 | 3.6843 | 0.36547 | 0 | 4.669 | 1.5563 | 13.3703 | 13.5563 | 4.6075 | 0.60697 | 5.2144 | 0.07254 | 5.287
2016-08-02 03:00 | 0 | 0 | 0 | 1.023 | 10.977 | 232 | 12 | 17.1793 | 3.6843 | 0 | 0 | 1.3215 | 15.8578 | 3.6843 | 0.36523 | 0 | 4.638 | 1.546 | 12.523 | 13.546 | 4.281 | 0.60294 | 4.884 | 0.39897 | 5.2829
2016-08-02 04:00 | 0 | 0 | 0 | 1.927 | 10.073 | 232 | 12 | 17.1793 | 3.6843 | 0 | 0 | 1.2885 | 15.8908 | 3.6843 | 0.36433 | 0 | 4.523 | 1.5077 | 11.5807 | 13.5077 | 3.9285 | 0.58799 | 4.5165 | 0.75153 | 5.268
2016-08-02 05:00 | 0 | 0 | 0 | 2.484 | 9.516 | 232 | 12 | 17.1793 | 3.6843 | 0 | 0 | 0 | 17.1793 | 3.6843 | 0.329 | 0 | 0 | 0 | 9.516 | 12 | 3.7112 | 0 | 3.7112 | 0.96876 | 4.68
2016-08-02 06:00 | 0 | 0 | 0 | 2.503 | 9.497 | 232 | 12 | 17.1793 | 3.6843 | 0 | 0 | 0 | 17.1793 | 3.6843 | 0.329 | 0 | 0 | 0 | 9.497 | 12 | 3.7038 | 0 | 3.7038 | 0.97617 | 4.68
2016-08-02 07:00 | 0 | 0 | 0 | 3.336 | 8.664 | 232 | 12 | 17.1793 | 3.6843 | 0 | 0 | 0 | 17.1793 | 3.6843 | 0.329 | 0 | 0 | 0 | 8.664 | 12 | 3.379 | 0 | 3.379 | 1.301 | 4.68
2016-08-02 08:00 | 0.01 | 0 | 4.399 | 0 | 7.611 | 235.7831 | 12 | 17.1793 | 3.6843 | 0 | 0 | 0 | 17.1793 | 3.6843 | 0.329 | 0 | 0 | 0 | 7.611 | 7.611 | 2.9683 | 0 | 2.9683 | 0 | 2.9683
2016-08-02 09:00 | 0.019 | 0 | 4.357 | 0 | 7.662 | 239.5302 | 12 | 17.1793 | 3.6843 | 0 | 0 | 12.1808 | 4.9985 | 3.6843 | 0.66296 | 73.085 | 0 | 0 | 7.662 | 7.662 | 2.9882 | 0 | 2.9882 | 0 | 2.9882
2016-08-02 10:00 | 0.052 | 0 | 3.885 | 0 | 8.167 | 242.8713 | 12 | 17.1793 | 3.6843 | 0 | 0 | 12.2122 | 4.9672 | 3.6843 | 0.66382 | 73.273 | 0 | 0 | 8.167 | 8.167 | 3.1851 | 0 | 3.1851 | 0 | 3.1851
2016-08-02 11:00 | 0.092 | 0 | 3.84 | 0 | 8.252 | 246.1737 | 12 | 17.1793 | 3.6843 | 0 | 0 | 12.2483 | 4.931 | 3.6843 | 0.66481 | 73.49 | 0 | 0 | 8.252 | 8.252 | 3.2183 | 0 | 3.2183 | 0 | 3.2183
2016-08-02 12:00 | 0.137 | 0 | 0 | 3.293 | 8.844 | 246.1737 | 12 | 17.1793 | 3.6843 | 0 | 0 | 13.1543 | 4.025 | 3.6843 | 0.68965 | 72.731 | 3.624 | 1.208 | 10.052 | 13.345 | 3.4492 | 0.47112 | 3.9203 | 1.2843 | 5.2045
2016-08-02 13:00 | 0.148 | 0 | 0 | 3.004 | 9.144 | 246.1737 | 12 | 17.1793 | 3.6843 | 0 | 0 | 13.921 | 3.2583 | 3.6843 | 0.71067 | 71.029 | 7.311 | 2.437 | 11.581 | 14.585 | 3.5662 | 0.95043 | 4.5166 | 1.1716 | 5.6881
2016-08-02 14:00 | 0.15 | 0 | 0 | 2.855 | 9.295 | 246.1737 | 12 | 17.1793 | 3.6843 | 0 | 0 | 3.0858 | 14.0935 | 3.6843 | 0.4136 | 0 | 10.832 | 3.6107 | 12.9057 | 15.7607 | 3.625 | 1.4082 | 5.0332 | 1.1135 | 6.1467
2016-08-02 15:00 | 0.117 | 0 | 0 | 2.666 | 9.451 | 246.1737 | 12 | 17.1793 | 3.6843 | 0 | 0 | 15.2152 | 1.9642 | 3.6843 | 0.74615 | 68.154 | 13.535 | 4.5117 | 13.9627 | 16.6287 | 3.6859 | 1.7595 | 5.4454 | 1.0397 | 6.4852
2016-08-02 16:00 | 0.062 | 0 | 2.674 | 0 | 9.388 | 248.4733 | 12 | 17.1793 | 3.6843 | 0 | 0 | 15.6262 | 1.5532 | 3.6843 | 0.75742 | 67.242 | 15.511 | 5.1703 | 14.5583 | 14.5583 | 3.6613 | 2.0164 | 5.6778 | 0 | 5.6778
2016-08-02 17:00 | 0.037 | 0 | 1.6242 | 1.0248 | 9.388 | 249.8701 | 12 | 17.1793 | 3.6843 | 0 | 0 | 11.1023 | 6.077 | 3.6843 | 0.63339 | 66.614 | 0 | 0 | 9.388 | 10.4128 | 3.6613 | 0 | 3.6613 | 0.39967 | 4.061
2016-08-02 18:00 | 0.008 | 0 | 1.879 | 0 | 10.129 | 251.486 | 12 | 17.1793 | 3.6843 | 0 | 0 | 11.048 | 6.1313 | 3.6843 | 0.6319 | 66.288 | 0 | 0 | 10.129 | 10.129 | 3.9503 | 0 | 3.9503 | 0 | 3.9503
2016-08-02 19:00 | 0 | 2.845 | 0 | 0 | 17.845 | 248.1779 | 15 | 21.4742 | 4.6053 | 0 | 0 | 11.0513 | 10.4228 | 4.6053 | 0.57139 | 66.308 | 0 | 0 | 17.845 | 17.845 | 6.9596 | 0 | 6.9596 | 0 | 6.9596
2016-08-02 20:00 | 0 | 5.375 | 0 | 0 | 20.375 | 241.9279 | 15 | 21.4742 | 4.6053 | 0 | 0 | 0 | 21.4742 | 4.6053 | 0.329 | 0 | 0 | 0 | 20.375 | 20.375 | 7.9463 | 0 | 7.9463 | 0 | 7.9463
2016-08-02 21:00 | 0 | 0 | 0 | 5.791 | 21.209 | 241.9279 | 27 | 38.6535 | 8.2896 | 0 | 0 | 0 | 38.6535 | 8.2896 | 0.329 | 0 | 0 | 0 | 21.209 | 27 | 8.2715 | 0 | 8.2715 | 2.2585 | 10.53
2016-08-02 22:00 | 0 | 5.291 | 0 | 0 | 20.291 | 235.7756 | 15 | 21.4742 | 4.6053 | 0 | 0 | 0 | 21.4742 | 4.6053 | 0.329 | 0 | 0 | 0 | 20.291 | 20.291 | 7.9135 | 0 | 7.9135 | 0 | 7.9135
2016-08-02 23:00 | 0 | 3.13 | 0 | 0 | 18.13 | 232.136 | 15 | 21.4742 | 4.6053 | 0 | 0 | 0 | 21.4742 | 4.6053 | 0.329 | 0 | 0 | 0 | 18.13 | 18.13 | 7.0707 | 0 | 7.0707 | 0 | 7.0707
2016-08-03 | 0 | 0.117 | 0 | 1.7764e-15 | 15.117 | 232 | 15 | 21.4742 | 4.6053 | 0 | 0 | 1.6878 | 19.7863 | 4.6053 | 0.36602 | 0 | 5.924 | 1.9747 | 17.0917 | 17.0917 | 5.8956 | 0.77012 | 6.6658 | 6.9278e-16 | 6.6658
2016-08-03 01:00 | 0 | 0 | 0 | 0 | 13.722 | 232 | 13.722 | 19.6446 | 4.213 | 0 | 0 | 1.4033 | 18.2412 | 4.213 | 0.36265 | 0 | 4.925 | 1.6417 | 15.3637 | 15.3637 | 5.3516 | 0.64025 | 5.9918 | 0 | 5.9918
2016-08-03 02:00 | 0 | 0 | 0 | 0 | 12.069 | 232 | 12.069 | 17.2781 | 3.7054 | 0 | 0 | 1.2317 | 16.0464 | 3.7054 | 0.36258 | 0 | 4.323 | 1.441 | 13.51 | 13.51 | 4.7069 | 0.56199 | 5.2689 | 0 | 5.2689
2016-08-03 03:00 | 0 | 0 | 0 | 0.694 | 11.306 | 232 | 12 | 17.1793 | 3.6843 | 0 | 0 | 1.1708 | 16.0085 | 3.6843 | 0.3611 | 0 | 4.11 | 1.37 | 12.676 | 13.37 | 4.4093 | 0.5343 | 4.9436 | 0.27066 | 5.2143
2016-08-03 04:00 | 0 | 0 | 0 | 1.594 | 10.406 | 232 | 12 | 17.1793 | 3.6843 | 0 | 0 | 1.1692 | 16.0102 | 3.6843 | 0.36105 | 0 | 4.104 | 1.368 | 11.774 | 13.368 | 4.0583 | 0.53352 | 4.5919 | 0.62166 | 5.2135
2016-08-03 05:00 | 0 | 0 | 0 | 2.281 | 9.719 | 232 | 12 | 17.1793 | 3.6843 | 0 | 0 | 0 | 17.1793 | 3.6843 | 0.329 | 0 | 0 | 0 | 9.719 | 12 | 3.7904 | 0 | 3.7904 | 0.88959 | 4.68
2016-08-03 06:00 | 0 | 0 | 0 | 2.273 | 9.727 | 232 | 12 | 17.1793 | 3.6843 | 0 | 0 | 0 | 17.1793 | 3.6843 | 0.329 | 0 | 0 | 0 | 9.727 | 12 | 3.7935 | 0 | 3.7935 | 0.88647 | 4.68
2016-08-03 07:00 | 0 | 0 | 0 | 3.245 | 8.755 | 232 | 12 | 17.1793 | 3.6843 | 0 | 0 | 0 | 17.1793 | 3.6843 | 0.329 | 0 | 0 | 0 | 8.755 | 12 | 3.4144 | 0 | 3.4144 | 1.2655 | 4.68
2016-08-03 08:00 | 0.015 | 0 | 0 | 4.256 | 7.759 | 232 | 12 | 17.1793 | 3.6843 | 0 | 0 | 0 | 17.1793 | 3.6843 | 0.329 | 0 | 0 | 0 | 7.759 | 12.015 | 3.026 | 0 | 3.026 | 1.6598 | 4.6859
2016-08-03 09:00 | 0.05 | 0 | 4.114 | 0 | 7.936 | 235.538 | 12 | 17.1793 | 3.6843 | 0 | 0 | 12.246 | 4.9333 | 3.6843 | 0.66474 | 73.476 | 0 | 0 | 7.936 | 7.936 | 3.095 | 0 | 3.095 | 0 | 3.095
2016-08-03 10:00 | 0.094 | 0 | 0 | 3.699 | 8.395 | 235.538 | 12 | 17.1793 | 3.6843 | 0 | 0 | 12.279 | 4.9003 | 3.6843 | 0.66565 | 73.674 | 0 | 0 | 8.395 | 12.094 | 3.274 | 0 | 3.274 | 1.4426 | 4.7167
2016-08-03 11:00 | 0.129 | 0 | 3.793 | 0 | 8.336 | 238.8 | 12 | 17.1793 | 3.6843 | 0 | 0 | 12.3177 | 4.8617 | 3.6843 | 0.66671 | 73.906 | 0 | 0 | 8.336 | 8.336 | 3.251 | 0 | 3.251 | 0 | 3.251
2016-08-03 12:00 | 0.148 | 0 | 0 | 3.194 | 8.954 | 238.8 | 12 | 17.1793 | 3.6843 | 0 | 0 | 13.0222 | 4.1572 | 3.6843 | 0.68602 | 73.025 | 2.988 | 0.996 | 9.95 | 13.144 | 3.4921 | 0.38844 | 3.8805 | 1.2457 | 5.1262
2016-08-03 13:00 | 0.151 | 0 | 0 | 2.61 | 9.541 | 238.8 | 12 | 17.1793 | 3.6843 | 0 | 0 | 13.896 | 3.2833 | 3.6843 | 0.70998 | 71.084 | 7.191 | 2.397 | 11.938 | 14.548 | 3.721 | 0.93483 | 4.6558 | 1.0179 | 5.6737
2016-08-03 14:00 | 0.148 | 0 | 2.5358 | 0.13523 | 9.477 | 240.9808 | 12 | 17.1793 | 3.6843 | 0 | 0 | 3.2875 | 13.8918 | 3.6843 | 0.41913 | 0 | 11.539 | 3.8463 | 13.3233 | 13.4586 | 3.696 | 1.5001 | 5.1961 | 0.05274 | 5.2488
2016-08-03 15:00 | 0.132 | 0 | 2.415 | 0 | 9.717 | 243.0577 | 12 | 17.1793 | 3.6843 | 0 | 0 | 15.4165 | 1.7628 | 3.6843 | 0.75167 | 67.707 | 14.503 | 4.8343 | 14.5513 | 14.5513 | 3.7896 | 1.8854 | 5.675 | 0 | 5.675
2016-08-03 16:00 | 0.098 | 0 | 2.594 | 0 | 9.504 | 245.2885 | 12 | 17.1793 | 3.6843 | 0 | 0 | 15.838 | 1.3413 | 3.6843 | 0.76323 | 66.771 | 16.53 | 5.51 | 15.014 | 15.014 | 3.7066 | 2.1489 | 5.8555 | 0 | 5.8555
2016-08-03 17:00 | 0.044 | 0 | 2.784 | 0 | 9.26 | 247.6828 | 12 | 17.1793 | 3.6843 | 0 | 0 | 11.028 | 6.1513 | 3.6843 | 0.63135 | 66.168 | 0 | 0 | 9.26 | 9.26 | 3.6114 | 0 | 3.6114 | 0 | 3.6114
2016-08-03 18:00 | 0.01 | 0 | 2.036 | 0 | 9.974 | 249.4337 | 12 | 17.1793 | 3.6843 | 0 | 0 | 10.979 | 6.2003 | 3.6843 | 0.63001 | 65.874 | 0 | 0 | 9.974 | 9.974 | 3.8899 | 0 | 3.8899 | 0 | 3.8899
2016-08-03 19:00 | 0 | 2.298 | 0 | 0 | 17.298 | 246.7616 | 15 | 21.4742 | 4.6053 | 0 | 0 | 10.9795 | 10.4947 | 4.6053 | 0.56982 | 65.877 | 0 | 0 | 17.298 | 17.298 | 6.7462 | 0 | 6.7462 | 0 | 6.7462
2016-08-03 20:00 | 0 | 5.806 | 0 | 0 | 20.806 | 240.0105 | 15 | 21.4742 | 4.6053 | 0 | 0 | 0 | 21.4742 | 4.6053 | 0.329 | 0 | 0 | 0 | 20.806 | 20.806 | 8.1143 | 0 | 8.1143 | 0 | 8.1143
2016-08-03 21:00 | 0 | 0 | 0 | 5.364 | 21.636 | 240.0105 | 27 | 38.6535 | 8.2896 | 0 | 0 | 0 | 38.6535 | 8.2896 | 0.329 | 0 | 0 | 0 | 21.636 | 27 | 8.438 | 0 | 8.438 | 2.092 | 10.53
2016-08-03 22:00 | 0 | 4.207 | 0 | 0 | 19.207 | 235.1186 | 15 | 21.4742 | 4.6053 | 0 | 0 | 0 | 21.4742 | 4.6053 | 0.329 | 0 | 0 | 0 | 19.207 | 19.207 | 7.4907 | 0 | 7.4907 | 0 | 7.4907
2016-08-03 23:00 | 0 | 2.548 | 0 | 0 | 17.548 | 232.1558 | 15 | 21.4742 | 4.6053 | 0 | 0 | 0 | 21.4742 | 4.6053 | 0.329 | 0 | 0 | 0 | 17.548 | 17.548 | 6.8437 | 0 | 6.8437 | 0 | 6.8437
2016-08-04 | 0 | 0.134 | 0 | 0 | 15.134 | 232 | 15 | 21.4742 | 4.6053 | 0 | 0 | 1.8223 | 19.6518 | 4.6053 | 0.36897 | 0 | 6.396 | 2.132 | 17.266 | 17.266 | 5.9023 | 0.83148 | 6.7337 | 0 | 6.7337
2016-08-04 01:00 | 0 | 0 | 0 | 0 | 13.963 | 232 | 13.963 | 19.9896 | 4.2869 | 0 | 0 | 1.6743 | 18.3153 | 4.2869 | 0.36845 | 0 | 5.877 | 1.959 | 15.922 | 15.922 | 5.4456 | 0.76401 | 6.2096 | 0 | 6.2096
2016-08-04 02:00 | 0 | 0 | 0 | 0 | 12.844 | 232 | 12.844 | 18.3876 | 3.9434 | 0 | 0 | 1.5483 | 16.8393 | 3.9434 | 0.36866 | 0 | 5.435 | 1.8117 | 14.6557 | 14.6557 | 5.0092 | 0.70655 | 5.7157 | 0 | 5.7157
2016-08-04 03:00 | 0 | 0 | 0 | 0.053 | 11.947 | 232 | 12 | 17.1793 | 3.6843 | 0 | 0 | 1.3723 | 15.807 | 3.6843 | 0.36662 | 0 | 4.817 | 1.6057 | 13.5527 | 13.6057 | 4.6593 | 0.62621 | 5.2855 | 0.02067 | 5.3062
2016-08-04 04:00 | 0 | 0 | 0 | 1.604 | 10.396 | 232 | 12 | 17.1793 | 3.6843 | 0 | 0 | 1.0958 | 16.0835 | 3.6843 | 0.35904 | 0 | 3.846 | 1.282 | 11.678 | 13.282 | 4.0544 | 0.49998 | 4.5544 | 0.62556 | 5.18
2016-08-04 05:00 | 0 | 0 | 0 | 2.223 | 9.777 | 232 | 12 | 17.1793 | 3.6843 | 0 | 0 | 0 | 17.1793 | 3.6843 | 0.329 | 0 | 0 | 0 | 9.777 | 12 | 3.813 | 0 | 3.813 | 0.86697 | 4.68
2016-08-04 06:00 | 0 | 0 | 0 | 2.372 | 9.628 | 232 | 12 | 17.1793 | 3.6843 | 0 | 0 | 0 | 17.1793 | 3.6843 | 0.329 | 0 | 0 | 0 | 9.628 | 12 | 3.7549 | 0 | 3.7549 | 0.92508 | 4.68
2016-08-04 07:00 | 0.001 | 0 | 0 | 3.398 | 8.603 | 232 | 12 | 17.1793 | 3.6843 | 0 | 0 | 0 | 17.1793 | 3.6843 | 0.329 | 0 | 0 | 0 | 8.603 | 12.001 | 3.3552 | 0 | 3.3552 | 1.3252 | 4.6804
2016-08-04 08:00 | 0.015 | 0 | 0 | 4.209 | 7.806 | 232 | 12 | 17.1793 | 3.6843 | 0 | 0 | 0 | 17.1793 | 3.6843 | 0.329 | 0 | 0 | 0 | 7.806 | 12.015 | 3.0443 | 0 | 3.0443 | 1.6415 | 4.6859
2016-08-04 09:00 | 0.042 | 0 | 3.7285 | 0.50751 | 7.806 | 235.2065 | 12 | 17.1793 | 3.6843 | 0 | 0 | 12.4148 | 4.7645 | 3.6843 | 0.66937 | 74.489 | 0 | 0 | 7.806 | 8.3135 | 3.0443 | 0 | 3.0443 | 0.19793 | 3.2423
2016-08-04 10:00 | 0.089 | 0 | 4.248 | 0 | 7.841 | 238.8598 | 12 | 17.1793 | 3.6843 | 0 | 0 | 12.4608 | 4.7185 | 3.6843 | 0.67063 | 74.765 | 0 | 0 | 7.841 | 7.841 | 3.058 | 0 | 3.058 | 0 | 3.058
2016-08-04 11:00 | 0.128 | 0 | 4.348 | 0 | 7.78 | 242.5991 | 12 | 17.1793 | 3.6843 | 0 | 0 | 12.5052 | 4.6742 | 3.6843 | 0.67185 | 75.031 | 0 | 0 | 7.78 | 7.78 | 3.0342 | 0 | 3.0342 | 0 | 3.0342
2016-08-04 12:00 | 0.146 | 0 | 0 | 3.702 | 8.444 | 242.5991 | 12 | 17.1793 | 3.6843 | 0 | 0 | 12.7197 | 4.4597 | 3.6843 | 0.67773 | 73.697 | 1.533 | 0.511 | 8.955 | 12.657 | 3.2932 | 0.19929 | 3.4924 | 1.4438 | 4.9362
2016-08-04 13:00 | 0.143 | 0 | 3.039 | 0 | 9.104 | 245.2126 | 12 | 17.1793 | 3.6843 | 0 | 0 | 13.7068 | 3.4725 | 3.6843 | 0.7048 | 71.504 | 6.281 | 2.0937 | 11.1977 | 11.1977 | 3.5506 | 0.81653 | 4.3671 | 0 | 4.3671
2016-08-04 14:00 | 0.144 | 0 | 2.78 | 0 | 9.364 | 247.6034 | 12 | 17.1793 | 3.6843 | 0 | 0 | 3.4597 | 13.7197 | 3.6843 | 0.42385 | 0 | 12.143 | 4.0477 | 13.4117 | 13.4117 | 3.652 | 1.5786 | 5.2306 | 0 | 5.2306
2016-08-04 15:00 | 0.119 | 0 | 2.353 | 0 | 9.766 | 249.627 | 12 | 17.1793 | 3.6843 | 0 | 0 | 15.6958 | 1.4835 | 3.6843 | 0.75933 | 67.087 | 15.847 | 5.2823 | 15.0483 | 15.0483 | 3.8087 | 2.0601 | 5.8689 | 0 | 5.8689
2016-08-04 16:00 | 0.091 | 0 | 2.853 | 0 | 9.238 | 252.0806 | 12 | 17.1793 | 3.6843 | 0 | 0 | 16.1797 | 0.99966 | 3.6843 | 0.77259 | 66.012 | 18.173 | 6.0577 | 15.2957 | 15.2957 | 3.6028 | 2.3625 | 5.9653 | 0 | 5.9653
2016-08-04 17:00 | 0.035 | 0 | 2.818 | 0 | 9.217 | 254.504 | 12 | 17.1793 | 3.6843 | 0 | 0 | 10.8895 | 6.2898 | 3.6843 | 0.62755 | 65.337 | 0 | 0 | 9.217 | 9.217 | 3.5946 | 0 | 3.5946 | 0 | 3.5946
2016-08-04 18:00 | 0.008 | 0 | 1.945 | 0 | 10.063 | 256.1767 | 12 | 17.1793 | 3.6843 | 0 | 0 | 10.8383 | 6.341 | 3.6843 | 0.62615 | 65.03 | 0 | 0 | 10.063 | 10.063 | 3.9246 | 0 | 3.9246 | 0 | 3.9246
2016-08-04 19:00 | 0 | 1.983 | 0 | 0 | 16.983 | 253.8709 | 15 | 21.4742 | 4.6053 | 0 | 0 | 10.845 | 10.6292 | 4.6053 | 0.56687 | 65.07 | 0 | 0 | 16.983 | 16.983 | 6.6234 | 0 | 6.6234 | 0 | 6.6234
2016-08-04 20:00 | 0 | 4.854 | 0 | 0 | 19.854 | 248.2267 | 15 | 21.4742 | 4.6053 | 0 | 0 | 0 | 21.4742 | 4.6053 | 0.329 | 0 | 0 | 0 | 19.854 | 19.854 | 7.7431 | 0 | 7.7431 | 0 | 7.7431
2016-08-04 21:00 | 0 | 5.683 | 0 | 0 | 20.683 | 241.6186 | 15 | 21.4742 | 4.6053 | 0 | 0 | 0 | 21.4742 | 4.6053 | 0.329 | 0 | 0 | 0 | 20.683 | 20.683 | 8.0664 | 0 | 8.0664 | 0 | 8.0664
2016-08-04 22:00 | 0 | 5.023 | 0 | 0 | 20.023 | 235.7779 | 15 | 21.4742 | 4.6053 | 0 | 0 | 0 | 21.4742 | 4.6053 | 0.329 | 0 | 0 | 0 | 20.023 | 20.023 | 7.809 | 0 | 7.809 | 0 | 7.809
2016-08-04 23:00 | 0 | 2.77 | 0 | 0 | 17.77 | 232.557 | 15 | 21.4742 | 4.6053 | 0 | 0 | 0 | 21.4742 | 4.6053 | 0.329 | 0 | 0 | 0 | 17.77 | 17.77 | 6.9303 | 0 | 6.9303 | 0 | 6.9303
2016-08-05 | 0 | 0.479 | 0 | 0 | 15.479 | 232 | 15 | 21.4742 | 4.6053 | 0 | 0 | 2.0822 | 19.392 | 4.6053 | 0.37467 | 0 | 7.309 | 2.4363 | 17.9153 | 17.9153 | 6.0368 | 0.95017 | 6.987 | 0 | 6.987
2016-08-05 01:00 | 0 | 0 | 0 | 0 | 13.599 | 232 | 13.599 | 19.4685 | 4.1752 | 0 | 0 | 1.8012 | 17.6673 | 4.1752 | 0.37258 | 0 | 6.322 | 2.1073 | 15.7063 | 15.7063 | 5.3036 | 0.82186 | 6.1255 | 0 | 6.1255
2016-08-05 02:00 | 0 | 0 | 0 | 0.196 | 11.804 | 232 | 12 | 17.1793 | 3.6843 | 0 | 0 | 1.5737 | 15.6057 | 3.6843 | 0.37214 | 0 | 5.524 | 1.8413 | 13.6453 | 13.8413 | 4.6036 | 0.71812 | 5.3217 | 0.07644 | 5.3981
2016-08-05 03:00 | 0 | 0 | 0 | 0.669 | 11.331 | 232 | 12 | 17.1793 | 3.6843 | 0 | 0 | 1.3047 | 15.8747 | 3.6843 | 0.36477 | 0 | 4.579 | 1.5263 | 12.8573 | 13.5263 | 4.4191 | 0.59527 | 5.0144 | 0.26091 | 5.2753
2016-08-05 04:00 | 0 | 0 | 0 | 1.12 | 10.88 | 232 | 12 | 17.1793 | 3.6843 | 0 | 0 | 0.9945 | 16.1848 | 3.6843 | 0.35627 | 0 | 3.491 | 1.1637 | 12.0437 | 13.1637 | 4.2432 | 0.45383 | 4.697 | 0.4368 | 5.1338
2016-08-05 05:00 | 0 | 0 | 0 | 2.038 | 9.962 | 232 | 12 | 17.1793 | 3.6843 | 0 | 0 | 0 | 17.1793 | 3.6843 | 0.329 | 0 | 0 | 0 | 9.962 | 12 | 3.8852 | 0 | 3.8852 | 0.79482 | 4.68
2016-08-05 06:00 | 0 | 0 | 0.66655 | 1.5654 | 9.768 | 232.5732 | 12 | 17.1793 | 3.6843 | 0 | 0 | 0 | 17.1793 | 3.6843 | 0.329 | 0 | 0 | 0 | 9.768 | 11.3334 | 3.8095 | 0 | 3.8095 | 0.61053 | 4.42
2016-08-05 07:00 | 0.001 | 0 | 0 | 3.221 | 8.78 | 232.5732 | 12 | 17.1793 | 3.6843 | 0 | 0 | 0 | 17.1793 | 3.6843 | 0.329 | 0 | 0 | 0 | 8.78 | 12.001 | 3.4242 | 0 | 3.4242 | 1.2562 | 4.6804
2016-08-05 08:00 | 0.015 | 0 | 0 | 4.206 | 7.809 | 232.5732 | 12 | 17.1793 | 3.6843 | 0 | 0 | 0 | 17.1793 | 3.6843 | 0.329 | 0 | 0 | 0 | 7.809 | 12.015 | 3.0455 | 0 | 3.0455 | 1.6403 | 4.6859
2016-08-05 09:00 | 0.073 | 0 | 4.326 | 1.7764e-15 | 7.747 | 236.2936 | 12 | 17.1793 | 3.6843 | 0 | 0 | 12.4952 | 4.6842 | 3.6843 | 0.67158 | 74.971 | 0 | 0 | 7.747 | 7.747 | 3.0213 | 0 | 3.0213 | 6.9278e-16 | 3.0213
2016-08-05 10:00 | 0.111 | 0 | 4.324 | 0 | 7.787 | 240.0122 | 12 | 17.1793 | 3.6843 | 0 | 0 | 12.5453 | 4.634 | 3.6843 | 0.67295 | 75.272 | 0 | 0 | 7.787 | 7.787 | 3.0369 | 0 | 3.0369 | 0 | 3.0369
2016-08-05 11:00 | 0.137 | 0 | 4.065 | 0 | 8.072 | 243.5081 | 12 | 17.1793 | 3.6843 | 0 | 0 | 12.5877 | 4.5917 | 3.6843 | 0.67411 | 75.526 | 0 | 0 | 8.072 | 8.072 | 3.1481 | 0 | 3.1481 | 0 | 3.1481
2016-08-05 12:00 | 0.15 | 0 | 0 | 3.468 | 8.682 | 243.5081 | 12 | 17.1793 | 3.6843 | 0 | 0 | 12.523 | 4.6563 | 3.6843 | 0.67234 | 74.133 | 0.588 | 0.196 | 8.878 | 12.346 | 3.386 | 0.07644 | 3.4624 | 1.3525 | 4.8149
2016-08-05 13:00 | 0.153 | 0 | 0 | 3.206 | 8.947 | 243.5081 | 12 | 17.1793 | 3.6843 | 0 | 0 | 13.6122 | 3.5672 | 3.6843 | 0.7022 | 71.715 | 5.826 | 1.942 | 10.889 | 14.095 | 3.4893 | 0.75738 | 4.2467 | 1.2503 | 5.4971
2016-08-05 14:00 | 0.147 | 0 | 2.936 | 0 | 9.211 | 246.0331 | 12 | 17.1793 | 3.6843 | 0 | 0 | 3.3857 | 13.7937 | 3.6843 | 0.42182 | 0 | 11.884 | 3.9613 | 13.1723 | 13.1723 | 3.5923 | 1.5449 | 5.1372 | 0 | 5.1372
2016-08-05 15:00 | 0.128 | 0 | 2.898 | 0 | 9.23 | 248.5254 | 12 | 17.1793 | 3.6843 | 0 | 0 | 15.9307 | 1.2487 | 3.6843 | 0.76577 | 66.565 | 16.976 | 5.6587 | 14.8887 | 14.8887 | 3.5997 | 2.2069 | 5.8066 | 0 | 5.8066
2016-08-05 16:00 | 0.099 | 0 | 2.91 | 0 | 9.189 | 251.028 | 12 | 17.1793 | 3.6843 | 0 | 0 | 16.4332 | 0.74616 | 3.6843 | 0.77954 | 65.449 | 19.393 | 6.4643 | 15.6533 | 15.6533 | 3.5837 | 2.5211 | 6.1048 | 0 | 6.1048
2016-08-05 17:00 | 0.045 | 0 | 2.842 | 0 | 9.203 | 253.4721 | 12 | 17.1793 | 3.6843 | 0 | 0 | 10.8205 | 6.3588 | 3.6843 | 0.62566 | 64.923 | 0 | 0 | 9.203 | 9.203 | 3.5892 | 0 | 3.5892 | 0 | 3.5892
2016-08-05 18:00 | 0.01 | 0 | 0 | 1.869 | 10.141 | 253.4721 | 12 | 17.1793 | 3.6843 | 0 | 0 | 10.789 | 6.3903 | 3.6843 | 0.6248 | 64.734 | 0 | 0 | 10.141 | 12.01 | 3.955 | 0 | 3.955 | 0.72891 | 4.6839
2016-08-05 19:00 | 0 | 1.864 | 0 | 0 | 16.864 | 251.3047 | 15 | 21.4742 | 4.6053 | 0 | 0 | 10.8123 | 10.6618 | 4.6053 | 0.56615 | 64.874 | 0 | 0 | 16.864 | 16.864 | 6.577 | 0 | 6.577 | 0 | 6.577
2016-08-05 20:00 | 0 | 5.413 | 0 | 0 | 20.413 | 245.0105 | 15 | 21.4742 | 4.6053 | 0 | 0 | 0 | 21.4742 | 4.6053 | 0.329 | 0 | 0 | 0 | 20.413 | 20.413 | 7.9611 | 0 | 7.9611 | 0 | 7.9611
2016-08-05 21:00 | 0 | 5.585 | 0 | 0 | 20.585 | 238.5163 | 15 | 21.4742 | 4.6053 | 0 | 0 | 0 | 21.4742 | 4.6053 | 0.329 | 0 | 0 | 0 | 20.585 | 20.585 | 8.0282 | 0 | 8.0282 | 0 | 8.0282
2016-08-05 22:00 | 0 | 3.723 | 0 | 0 | 18.723 | 234.1872 | 15 | 21.4742 | 4.6053 | 0 | 0 | 0 | 21.4742 | 4.6053 | 0.329 | 0 | 0 | 0 | 18.723 | 18.723 | 7.302 | 0 | 7.302 | 0 | 7.302
2016-08-05 23:00 | 0 | 1.881 | 0 | 0 | 16.881 | 232 | 15 | 21.4742 | 4.6053 | 0 | 0 | 0 | 21.4742 | 4.6053 | 0.329 | 0 | 0 | 0 | 16.881 | 16.881 | 6.5836 | 0 | 6.5836 | 0 | 6.5836
2016-08-06 | 0 | 0 | 0 | 0 | 14.359 | 232 | 14.359 | 20.5565 | 4.4085 | 0 | 0 | 2.4242 | 18.1323 | 4.4085 | 0.38454 | 0 | 8.509 | 2.8363 | 17.1953 | 17.1953 | 5.6 | 1.1062 | 6.7062 | 0 | 6.7062
2016-08-06 01:00 | 0 | 0 | 0 | 0 | 12.504 | 232 | 12.504 | 17.9009 | 3.839 | 0 | 0 | 2.2833 | 15.6175 | 3.839 | 0.38908 | 0 | 8.014 | 2.6713 | 15.1753 | 15.1753 | 4.8766 | 1.0418 | 5.9184 | 0 | 5.9184
2016-08-06 02:00 | 0 | 0 | 0 | 0.279 | 11.721 | 232 | 12 | 17.1793 | 3.6843 | 0 | 0 | 2.0403 | 15.139 | 3.6843 | 0.38494 | 0 | 7.162 | 2.3873 | 14.1083 | 14.3873 | 4.5712 | 0.93106 | 5.5023 | 0.10881 | 5.6111
2016-08-06 03:00 | 0 | 0 | 0 | 0.721 | 11.279 | 232 | 12 | 17.1793 | 3.6843 | 0 | 0 | 1.8347 | 15.3447 | 3.6843 | 0.3793 | 0 | 6.44 | 2.1467 | 13.4257 | 14.1467 | 4.3988 | 0.8372 | 5.236 | 0.28119 | 5.5172
2016-08-06 04:00 | 0 | 0 | 0 | 1.617 | 10.383 | 232 | 12 | 17.1793 | 3.6843 | 0 | 0 | 1.767 | 15.4123 | 3.6843 | 0.37745 | 0 | 6.202 | 2.0673 | 12.4503 | 14.0673 | 4.0494 | 0.80626 | 4.8556 | 0.63063 | 5.4863
2016-08-06 05:00 | 0 | 0 | 0 | 2.329 | 9.671 | 232 | 12 | 17.1793 | 3.6843 | 0 | 0 | 0 | 17.1793 | 3.6843 | 0.329 | 0 | 0 | 0 | 9.671 | 12 | 3.7717 | 0 | 3.7717 | 0.90831 | 4.68
2016-08-06 06:00 | 0 | 0 | 0 | 2.307 | 9.693 | 232 | 12 | 17.1793 | 3.6843 | 0 | 0 | 0 | 17.1793 | 3.6843 | 0.329 | 0 | 0 | 0 | 9.693 | 12 | 3.7803 | 0 | 3.7803 | 0.89973 | 4.68
2016-08-06 07:00 | 0 | 0 | 0 | 3.095 | 8.905 | 232 | 12 | 17.1793 | 3.6843 | 0 | 0 | 0 | 17.1793 | 3.6843 | 0.329 | 0 | 0 | 0 | 8.905 | 12 | 3.4729 | 0 | 3.4729 | 1.207 | 4.68
2016-08-06 08:00 | 0.01 | 0 | 0 | 4.22 | 7.79 | 232 | 12 | 17.1793 | 3.6843 | 0 | 0 | 0 | 17.1793 | 3.6843 | 0.329 | 0 | 0 | 0 | 7.79 | 12.01 | 3.0381 | 0 | 3.0381 | 1.6458 | 4.6839
2016-08-06 09:00 | 0.025 | 0 | 4.52 | 0 | 7.505 | 235.8872 | 12 | 17.1793 | 3.6843 | 0 | 0 | 12.03 | 5.1493 | 3.6843 | 0.65882 | 72.18 | 0 | 0 | 7.505 | 7.505 | 2.927 | 0 | 2.927 | 0 | 2.927
2016-08-06 10:00 | 0.067 | 0 | 4.116 | 1.7764e-15 | 7.951 | 239.427 | 12 | 17.1793 | 3.6843 | 0 | 0 | 12.0558 | 5.1235 | 3.6843 | 0.65953 | 72.335 | 0 | 0 | 7.951 | 7.951 | 3.1009 | 0 | 3.1009 | 6.9278e-16 | 3.1009
2016-08-06 11:00 | 0.077 | 0 | 3.841 | 1.7764e-15 | 8.236 | 242.7302 | 12 | 17.1793 | 3.6843 | 0 | 0 | 12.0803 | 5.099 | 3.6843 | 0.6602 | 72.482 | 0 | 0 | 8.236 | 8.236 | 3.212 | 0 | 3.212 | 6.9278e-16 | 3.212
2016-08-06 12:00 | 0.108 | 0 | 0 | 3.254 | 8.854 | 242.7302 | 12 | 17.1793 | 3.6843 | 0 | 0 | 13.448 | 3.7313 | 3.6843 | 0.6977 | 72.079 | 5.036 | 1.6787 | 10.5327 | 13.7867 | 3.4531 | 0.65468 | 4.1077 | 1.2691 | 5.3768
2016-08-06 13:00 | 0.091 | 0 | 0 | 2.792 | 9.299 | 242.7302 | 12 | 17.1793 | 3.6843 | 0 | 0 | 14.06 | 3.1193 | 3.6843 | 0.71448 | 70.72 | 7.979 | 2.6597 | 11.9587 | 14.7507 | 3.6266 | 1.0373 | 4.6639 | 1.0889 | 5.7528
2016-08-06 14:00 | 0.079 | 0 | 0 | 3.042 | 9.037 | 242.7302 | 12 | 17.1793 | 3.6843 | 0 | 0 | 3.2428 | 13.9365 | 3.6843 | 0.41791 | 0 | 11.382 | 3.794 | 12.831 | 15.873 | 3.5244 | 1.4797 | 5.0041 | 1.1864 | 6.1905
2016-08-06 15:00 | 0.08 | 0 | 1.3472 | 1.3728 | 9.36 | 243.8888 | 12 | 17.1793 | 3.6843 | 0 | 0 | 15.3978 | 1.7815 | 3.6843 | 0.75116 | 67.748 | 14.414 | 4.8047 | 14.1647 | 15.5375 | 3.6504 | 1.8738 | 5.5242 | 0.5354 | 6.0596
2016-08-06 16:00 | 0.069 | 0 | 2.771 | 0 | 9.298 | 246.2719 | 12 | 17.1793 | 3.6843 | 0 | 0 | 15.8668 | 1.3125 | 3.6843 | 0.76402 | 66.707 | 16.669 | 5.5563 | 14.8543 | 14.8543 | 3.6262 | 2.167 | 5.7932 | 0 | 5.7932
2016-08-06 17:00 | 0.017 | 0 | 3.033 | 0 | 8.984 | 248.8802 | 12 | 17.1793 | 3.6843 | 0 | 0 | 11.0053 | 6.174 | 3.6843 | 0.63073 | 66.032 | 0 | 0 | 8.984 | 8.984 | 3.5038 | 0 | 3.5038 | 0 | 3.5038
2016-08-06 18:00 | 0.004 | 0 | 2.308 | 0 | 9.696 | 250.8651 | 12 | 17.1793 | 3.6843 | 0 | 0 | 10.9503 | 6.229 | 3.6843 | 0.62922 | 65.702 | 0 | 0 | 9.696 | 9.696 | 3.7814 | 0 | 3.7814 | 0 | 3.7814
2016-08-06 19:00 | 0 | 1.915 | 0 | 0 | 16.915 | 248.6384 | 15 | 21.4742 | 4.6053 | 0 | 0 | 10.9608 | 10.5133 | 4.6053 | 0.56941 | 65.765 | 0 | 0 | 16.915 | 16.915 | 6.5968 | 0 | 6.5968 | 0 | 6.5968
2016-08-06 20:00 | 0 | 0 | 0 | 5.739 | 21.261 | 248.6384 | 27 | 38.6535 | 8.2896 | 0 | 0 | 0 | 38.6535 | 8.2896 | 0.329 | 0 | 0 | 0 | 21.261 | 27 | 8.2918 | 0 | 8.2918 | 2.2382 | 10.53
2016-08-06 21:00 | 0 | 5.876 | 0 | 0 | 20.876 | 241.8058 | 15 | 21.4742 | 4.6053 | 0 | 0 | 0 | 21.4742 | 4.6053 | 0.329 | 0 | 0 | 0 | 20.876 | 20.876 | 8.1416 | 0 | 8.1416 | 0 | 8.1416
2016-08-06 22:00 | 0 | 5.324 | 0 | 0 | 20.324 | 235.6151 | 15 | 21.4742 | 4.6053 | 0 | 0 | 0 | 21.4742 | 4.6053 | 0.329 | 0 | 0 | 0 | 20.324 | 20.324 | 7.9264 | 0 | 7.9264 | 0 | 7.9264
2016-08-06 23:00 | 0 | 2.885 | 0 | 0 | 17.885 | 232.2605 | 15 | 21.4742 | 4.6053 | 0 | 0 | 0 | 21.4742 | 4.6053 | 0.329 | 0 | 0 | 0 | 17.885 | 17.885 | 6.9752 | 0 | 6.9752 | 0 | 6.9752
2016-08-07 | 0 | 0.224 | 0 | 0 | 15.224 | 232 | 15 | 21.4742 | 4.6053 | 0 | 0 | 2.2563 | 19.2178 | 4.6053 | 0.37849 | 0 | 7.92 | 2.64 | 17.864 | 17.864 | 5.9374 | 1.0296 | 6.967 | 0 | 6.967
2016-08-07 01:00 | 0 | 0 | 0 | 0 | 13.659 | 232 | 13.659 | 19.5544 | 4.1936 | 0 | 0 | 2.0507 | 17.5037 | 4.1936 | 0.37839 | 0 | 7.198 | 2.3993 | 16.0583 | 16.0583 | 5.327 | 0.93574 | 6.2627 | 0 | 6.2627
2016-08-07 02:00 | 0 | 0 | 0 | 0 | 12.192 | 232 | 12.192 | 17.4542 | 3.7432 | 0 | 0 | 1.935 | 15.5192 | 3.7432 | 0.38122 | 0 | 6.792 | 2.264 | 14.456 | 14.456 | 4.7549 | 0.88296 | 5.6378 | 0 | 5.6378
2016-08-07 03:00 | 0 | 0 | 0 | 0.809 | 11.191 | 232 | 12 | 17.1793 | 3.6843 | 0 | 0 | 1.8525 | 15.3268 | 3.6843 | 0.37979 | 0 | 6.502 | 2.1673 | 13.3583 | 14.1673 | 4.3645 | 0.84526 | 5.2098 | 0.31551 | 5.5253
2016-08-07 04:00 | 0 | 0 | 0 | 1.605 | 10.395 | 232 | 12 | 17.1793 | 3.6843 | 0 | 0 | 1.7447 | 15.4347 | 3.6843 | 0.37683 | 0 | 6.124 | 2.0413 | 12.4363 | 14.0413 | 4.0541 | 0.79612 | 4.8502 | 0.62595 | 5.4761
2016-08-07 05:00 | 0 | 0 | 0 | 2.281 | 9.719 | 232 | 12 | 17.1793 | 3.6843 | 0 | 0 | 0 | 17.1793 | 3.6843 | 0.329 | 0 | 0 | 0 | 9.719 | 12 | 3.7904 | 0 | 3.7904 | 0.88959 | 4.68
2016-08-07 06:00 | 0 | 0 | 0 | 2.341 | 9.659 | 232 | 12 | 17.1793 | 3.6843 | 0 | 0 | 0 | 17.1793 | 3.6843 | 0.329 | 0 | 0 | 0 | 9.659 | 12 | 3.767 | 0 | 3.767 | 0.91299 | 4.68
2016-08-07 07:00 | 0 | 0 | 0 | 3.416 | 8.584 | 232 | 12 | 17.1793 | 3.6843 | 0 | 0 | 0 | 17.1793 | 3.6843 | 0.329 | 0 | 0 | 0 | 8.584 | 12 | 3.3478 | 0 | 3.3478 | 1.3322 | 4.68
2016-08-07 08:00 | 0.011 | 0 | 4.445 | 0 | 7.566 | 235.8227 | 12 | 17.1793 | 3.6843 | 0 | 0 | 0 | 17.1793 | 3.6843 | 0.329 | 0 | 0 | 0 | 7.566 | 7.566 | 2.9507 | 0 | 2.9507 | 0 | 2.9507
2016-08-07 09:00 | 0.042 | 0 | 4.007 | 1.7764e-15 | 8.035 | 239.2687 | 12 | 17.1793 | 3.6843 | 0 | 0 | 12.103 | 5.0763 | 3.6843 | 0.66082 | 72.618 | 0 | 0 | 8.035 | 8.035 | 3.1336 | 0 | 3.1336 | 6.9278e-16 | 3.1337
2016-08-07 10:00 | 0.059 | 0 | 3.969 | 0 | 8.09 | 242.6821 | 12 | 17.1793 | 3.6843 | 0 | 0 | 12.135 | 5.0443 | 3.6843 | 0.6617 | 72.81 | 0 | 0 | 8.09 | 8.09 | 3.1551 | 0 | 3.1551 | 0 | 3.1551
2016-08-07 11:00 | 0.072 | 0 | 0 | 3.704 | 8.368 | 242.6821 | 12 | 17.1793 | 3.6843 | 0 | 0 | 12.1583 | 5.021 | 3.6843 | 0.66234 | 72.95 | 0 | 0 | 8.368 | 12.072 | 3.2635 | 0 | 3.2635 | 1.4446 | 4.7081
2016-08-07 12:00 | 0.074 | 0 | 3.838 | 0 | 8.236 | 245.9827 | 12 | 17.1793 | 3.6843 | 0 | 0 | 13.4823 | 3.697 | 3.6843 | 0.69864 | 72.003 | 5.201 | 1.7337 | 9.9697 | 9.9697 | 3.212 | 0.67613 | 3.8882 | 0 | 3.8882
2016-08-07 13:00 | 0.075 | 0 | 0 | 3.441 | 8.634 | 245.9827 | 12 | 17.1793 | 3.6843 | 0 | 0 | 14.2362 | 2.9432 | 3.6843 | 0.71931 | 70.328 | 8.827 | 2.9423 | 11.5763 | 15.0173 | 3.3673 | 1.1475 | 4.5148 | 1.342 | 5.8568
2016-08-07 14:00 | 0.082 | 0 | 0 | 3.158 | 8.924 | 245.9827 | 12 | 17.1793 | 3.6843 | 0 | 0 | 3.5085 | 13.6708 | 3.6843 | 0.42519 | 0 | 12.315 | 4.105 | 13.029 | 16.187 | 3.4804 | 1.601 | 5.0813 | 1.2316 | 6.3129
2016-08-07 15:00 | 0.068 | 0 | 0 | 2.833 | 9.235 | 245.9827 | 12 | 17.1793 | 3.6843 | 0 | 0 | 15.6602 | 1.5192 | 3.6843 | 0.75835 | 67.166 | 15.675 | 5.225 | 14.46 | 17.293 | 3.6016 | 2.0377 | 5.6394 | 1.1049 | 6.7443
2016-08-07 16:00 | 0.05 | 0 | 2.88 | 1.7764e-15 | 9.17 | 248.4595 | 12 | 17.1793 | 3.6843 | 0 | 0 | 16.1478 | 1.0315 | 3.6843 | 0.77172 | 66.083 | 18.02 | 6.0067 | 15.1767 | 15.1767 | 3.5763 | 2.3426 | 5.9189 | 6.9278e-16 | 5.9189
2016-08-07 17:00 | 0.012 | 0 | 2.812 | 0 | 9.2 | 250.8779 | 12 | 17.1793 | 3.6843 | 0 | 0 | 10.901 | 6.2783 | 3.6843 | 0.62787 | 65.406 | 0 | 0 | 9.2 | 9.2 | 3.588 | 0 | 3.588 | 0 | 3.588
2016-08-07 18:00 | 0.003 | 0 | 1.7645 | 0.31948 | 9.919 | 252.3953 | 12 | 17.1793 | 3.6843 | 0 | 0 | 10.8485 | 6.3308 | 3.6843 | 0.62643 | 65.091 | 0 | 0 | 9.919 | 10.2385 | 3.8684 | 0 | 3.8684 | 0.1246 | 3.993
2016-08-07 19:00 | 0 | 0.819 | 0 | 0 | 15.819 | 251.443 | 15 | 21.4742 | 4.6053 | 0 | 0 | 10.8527 | 10.6215 | 4.6053 | 0.56704 | 65.116 | 0 | 0 | 15.819 | 15.819 | 6.1694 | 0 | 6.1694 | 0 | 6.1694
2016-08-07 20:00 | 0 | 4.405 | 0 | 0 | 19.405 | 246.3209 | 15 | 21.4742 | 4.6053 | 0 | 0 | 0 | 21.4742 | 4.6053 | 0.329 | 0 | 0 | 0 | 19.405 | 19.405 | 7.568 | 0 | 7.568 | 0 | 7.568
2016-08-07 21:00 | 0 | 5.03 | 0 | 0 | 20.03 | 240.4721 | 15 | 21.4742 | 4.6053 | 0 | 0 | 0 | 21.4742 | 4.6053 | 0.329 | 0 | 0 | 0 | 20.03 | 20.03 | 7.8117 | 0 | 7.8117 | 0 | 7.8117
2016-08-07 22:00 | 0 | 4.423 | 0 | 0 | 19.423 | 235.3291 | 15 | 21.4742 | 4.6053 | 0 | 0 | 0 | 21.4742 | 4.6053 | 0.329 | 0 | 0 | 0 | 19.423 | 19.423 | 7.575 | 0 | 7.575 | 0 | 7.575
2016-08-07 23:00 | 0 | 2.863 | 0 | 0 | 17.863 | 232 | 15 | 21.4742 | 4.6053 | 0 | 0 | 0 | 21.4742 | 4.6053 | 0.329 | 0 | 0 | 0 | 17.863 | 17.863 | 6.9666 | 0 | 6.9666 | 0 | 6.9666
2016-08-08 | 0 | 0 | 0 | 0 | 14.703 | 232 | 14.703 | 21.049 | 4.5141 | 0 | 0 | 2.6473 | 18.4016 | 4.5141 | 0.38824 | 0 | 9.292 | 3.0973 | 17.8003 | 17.8003 | 5.7342 | 1.208 | 6.9421 | 0 | 6.9421
2016-08-08 01:00 | 0 | 0 | 0 | 0 | 12.482 | 232 | 12.482 | 17.8694 | 3.8322 | 0 | 0 | 2.4668 | 15.4025 | 3.8322 | 0.39402 | 0 | 8.659 | 2.8863 | 15.3683 | 15.3683 | 4.868 | 1.1257 | 5.9936 | 0 | 5.9936
2016-08-08 02:00 | 0 | 0 | 0 | 0.564 | 11.436 | 232 | 12 | 17.1793 | 3.6843 | 0 | 0 | 2.2993 | 14.88 | 3.6843 | 0.39204 | 0 | 8.071 | 2.6903 | 14.1263 | 14.6903 | 4.46 | 1.0492 | 5.5093 | 0.21996 | 5.7292
2016-08-08 03:00 | 0 | 0 | 0 | 1.26 | 10.74 | 232 | 12 | 17.1793 | 3.6843 | 0 | 0 | 2.077 | 15.1023 | 3.6843 | 0.38594 | 0 | 7.29 | 2.43 | 13.17 | 14.43 | 4.1886 | 0.9477 | 5.1363 | 0.4914 | 5.6277
2016-08-08 04:00 | 0 | 0 | 0 | 1.599 | 10.401 | 232 | 12 | 17.1793 | 3.6843 | 0 | 0 | 1.785 | 15.3943 | 3.6843 | 0.37794 | 0 | 6.266 | 2.0887 | 12.4897 | 14.0887 | 4.0564 | 0.81458 | 4.871 | 0.62361 | 5.4946
2016-08-08 05:00 | 0 | 0 | 0 | 2.096 | 9.904 | 232 | 12 | 17.1793 | 3.6843 | 0 | 0 | 0 | 17.1793 | 3.6843 | 0.329 | 0 | 0 | 0 | 9.904 | 12 | 3.8626 | 0 | 3.8626 | 0.81744 | 4.68
2016-08-08 06:00 | 0 | 0 | 0 | 2.544 | 9.456 | 232 | 12 | 17.1793 | 3.6843 | 0 | 0 | 0 | 17.1793 | 3.6843 | 0.329 | 0 | 0 | 0 | 9.456 | 12 | 3.6878 | 0 | 3.6878 | 0.99216 | 4.68
2016-08-08 07:00 | 0.001 | 0 | 0 | 3.19 | 8.811 | 232 | 12 | 17.1793 | 3.6843 | 0 | 0 | 0 | 17.1793 | 3.6843 | 0.329 | 0 | 0 | 0 | 8.811 | 12.001 | 3.4363 | 0 | 3.4363 | 1.2441 | 4.6804
2016-08-08 08:00 | 0.008 | 0 | 0 | 4.491 | 7.517 | 232 | 12 | 17.1793 | 3.6843 | 0 | 0 | 0 | 17.1793 | 3.6843 | 0.329 | 0 | 0 | 0 | 7.517 | 12.008 | 2.9316 | 0 | 2.9316 | 1.7515 | 4.6831
2016-08-08 09:00 | 0.023 | 0 | 3.2241 | 1.1659 | 7.633 | 234.7727 | 12 | 17.1793 | 3.6843 | 0 | 0 | 12.2487 | 4.9307 | 3.6843 | 0.66482 | 73.492 | 0 | 0 | 7.633 | 8.7989 | 2.9769 | 0 | 2.9769 | 0.45469 | 3.4316
2016-08-08 10:00 | 0.049 | 0 | 4.559 | 0 | 7.49 | 238.6935 | 12 | 17.1793 | 3.6843 | 0 | 0 | 12.2868 | 4.8925 | 3.6843 | 0.66586 | 73.721 | 0 | 0 | 7.49 | 7.49 | 2.9211 | 0 | 2.9211 | 0 | 2.9211
2016-08-08 11:00 | 0.058 | 0 | 3.858 | 0 | 8.2 | 242.0114 | 12 | 17.1793 | 3.6843 | 0 | 0 | 12.314 | 4.8653 | 3.6843 | 0.66661 | 73.884 | 0 | 0 | 8.2 | 8.2 | 3.198 | 0 | 3.198 | 0 | 3.198
2016-08-08 12:00 | 0.079 | 0 | 0 | 3.439 | 8.64 | 242.0114 | 12 | 17.1793 | 3.6843 | 0 | 0 | 13.1135 | 4.0658 | 3.6843 | 0.68853 | 72.822 | 3.427 | 1.1423 | 9.7823 | 13.2213 | 3.3696 | 0.44551 | 3.8151 | 1.3412 | 5.1563
2016-08-08 13:00 | 0.078 | 0 | 0 | 3.495 | 8.583 | 242.0114 | 12 | 17.1793 | 3.6843 | 0 | 0 | 14.0652 | 3.1142 | 3.6843 | 0.71462 | 70.708 | 8.004 | 2.668 | 11.251 | 14.746 | 3.3474 | 1.0405 | 4.3879 | 1.3631 | 5.7509
2016-08-08 14:00 | 0.07 | 0 | 2.944 | 0 | 9.126 | 244.5432 | 12 | 17.1793 | 3.6843 | 0 | 0 | 3.708 | 13.4713 | 3.6843 | 0.43066 | 0 | 13.015 | 4.3383 | 13.4643 | 13.4643 | 3.5591 | 1.692 | 5.2511 | 0 | 5.2511
2016-08-08 15:00 | 0.069 | 0 | 2.715 | 0 | 9.354 | 246.8781 | 12 | 17.1793 | 3.6843 | 0 | 0 | 15.7373 | 1.442 | 3.6843 | 0.76047 | 66.995 | 16.046 | 5.3487 | 14.7027 | 14.7027 | 3.6481 | 2.086 | 5.734 | 0 | 5.734
2016-08-08 16:00 | 0.048 | 0 | 2.828 | 0 | 9.22 | 249.3102 | 12 | 17.1793 | 3.6843 | 0 | 0 | 16.1308 | 1.0485 | 3.6843 | 0.77125 | 66.12 | 17.939 | 5.9797 | 15.1997 | 15.1997 | 3.5958 | 2.3321 | 5.9279 | 0 | 5.9279
2016-08-08 17:00 | 0.018 | 0 | 2.828 | 0 | 9.19 | 251.7423 | 12 | 17.1793 | 3.6843 | 0 | 0 | 10.9355 | 6.2438 | 3.6843 | 0.62881 | 65.613 | 0 | 0 | 9.19 | 9.19 | 3.5841 | 0 | 3.5841 | 0 | 3.5841
2016-08-08 18:00 | 0.005 | 0 | 2.221 | 0 | 9.784 | 253.6523 | 12 | 17.1793 | 3.6843 | 0 | 0 | 10.9197 | 6.2597 | 3.6843 | 0.62838 | 65.518 | 0 | 0 | 9.784 | 9.784 | 3.8158 | 0 | 3.8158 | 0 | 3.8158
2016-08-08 19:00 | 0 | 2.031 | 0 | 0 | 17.031 | 251.2907 | 15 | 21.4742 | 4.6053 | 0 | 0 | 10.97 | 10.5042 | 4.6053 | 0.56961 | 65.82 | 0 | 0 | 17.031 | 17.031 | 6.6421 | 0 | 6.6421 | 0 | 6.6421
2016-08-08 20:00 | 0 | 5.421 | 0 | 0 | 20.421 | 244.9872 | 15 | 21.4742 | 4.6053 | 0 | 0 | 0 | 21.4742 | 4.6053 | 0.329 | 0 | 0 | 0 | 20.421 | 20.421 | 7.9642 | 0 | 7.9642 | 0 | 7.9642
2016-08-08 21:00 | 0 | 4.966 | 0 | 0 | 19.966 | 239.2128 | 15 | 21.4742 | 4.6053 | 0 | 0 | 0 | 21.4742 | 4.6053 | 0.329 | 0 | 0 | 0 | 19.966 | 19.966 | 7.7867 | 0 | 7.7867 | 0 | 7.7867
2016-08-08 22:00 | 0 | 3.896 | 0 | 0 | 18.896 | 234.6826 | 15 | 21.4742 | 4.6053 | 0 | 0 | 0 | 21.4742 | 4.6053 | 0.329 | 0 | 0 | 0 | 18.896 | 18.896 | 7.3694 | 0 | 7.3694 | 0 | 7.3694
2016-08-08 23:00 | 0 | 2.307 | 0 | 0 | 17.307 | 232 | 15 | 21.4742 | 4.6053 | 0 | 0 | 0 | 21.4742 | 4.6053 | 0.329 | 0 | 0 | 0 | 17.307 | 17.307 | 6.7497 | 0 | 6.7497 | 0 | 6.7497
2016-08-09 | 0 | 0 | 0 | 0 | 14.81 | 232 | 14.81 | 21.2022 | 4.547 | 0 | 0 | 2.7202 | 18.482 | 4.547 | 0.38943 | 0 | 9.548 | 3.1827 | 17.9927 | 17.9927 | 5.7759 | 1.2412 | 7.0171 | 0 | 7.0171
2016-08-09 01:00 | 0 | 0 | 0 | 0 | 13.056 | 232 | 13.056 | 18.6911 | 4.0085 | 0 | 0 | 2.512 | 16.1791 | 4.0085 | 0.3923 | 0 | 8.817 | 2.939 | 15.995 | 15.995 | 5.0918 | 1.1462 | 6.2381 | 0 | 6.2381
2016-08-09 02:00 | 0 | 0 | 0 | 0.401 | 11.599 | 232 | 12 | 17.1793 | 3.6843 | 0 | 0 | 2.3088 | 14.8705 | 3.6843 | 0.3923 | 0 | 8.104 | 2.7013 | 14.3003 | 14.7013 | 4.5236 | 1.0535 | 5.5771 | 0.15639 | 5.7335
2016-08-09 03:00 | 0 | 0 | 0 | 0.784 | 11.216 | 232 | 12 | 17.1793 | 3.6843 | 0 | 0 | 2.172 | 15.0073 | 3.6843 | 0.38855 | 0 | 7.624 | 2.5413 | 13.7573 | 14.5413 | 4.3742 | 0.99112 | 5.3654 | 0.30576 | 5.6711
2016-08-09 04:00 | 0 | 0 | 0 | 1.089 | 10.911 | 232 | 12 | 17.1793 | 3.6843 | 0 | 0 | 2.0595 | 15.1198 | 3.6843 | 0.38546 | 0 | 7.229 | 2.4097 | 13.3207 | 14.4097 | 4.2553 | 0.93977 | 5.1951 | 0.42471 | 5.6198
2016-08-09 05:00 | 0 | 0 | 0 | 1.808 | 10.192 | 232 | 12 | 17.1793 | 3.6843 | 0 | 0 | 0 | 17.1793 | 3.6843 | 0.329 | 0 | 0 | 0 | 10.192 | 12 | 3.9749 | 0 | 3.9749 | 0.70512 | 4.68
2016-08-09 06:00 | 0 | 0 | 0 | 2.234 | 9.766 | 232 | 12 | 17.1793 | 3.6843 | 0 | 0 | 0 | 17.1793 | 3.6843 | 0.329 | 0 | 0 | 0 | 9.766 | 12 | 3.8087 | 0 | 3.8087 | 0.87126 | 4.68
2016-08-09 07:00 | 0 | 0 | 2.961 | 0 | 9.039 | 234.5465 | 12 | 17.1793 | 3.6843 | 0 | 0 | 0 | 17.1793 | 3.6843 | 0.329 | 0 | 0 | 0 | 9.039 | 9.039 | 3.5252 | 0 | 3.5252 | 0 | 3.5252
2016-08-09 08:00 | 0.008 | 0 | 0 | 4.179 | 7.829 | 234.5465 | 12 | 17.1793 | 3.6843 | 0 | 0 | 0 | 17.1793 | 3.6843 | 0.329 | 0 | 0 | 0 | 7.829 | 12.008 | 3.0533 | 0 | 3.0533 | 1.6298 | 4.6831
2016-08-09 09:00 | 0.023 | 0 | 4.306 | 0 | 7.717 | 238.2496 | 12 | 17.1793 | 3.6843 | 0 | 0 | 11.9337 | 5.2457 | 3.6843 | 0.65618 | 71.602 | 0 | 0 | 7.717 | 7.717 | 3.0096 | 0 | 3.0096 | 0 | 3.0096
2016-08-09 10:00 | 0.041 | 0 | 4.0987 | 0.62231 | 7.32 | 241.7745 | 12 | 17.1793 | 3.6843 | 0 | 0 | 11.9363 | 5.243 | 3.6843 | 0.65625 | 71.618 | 0 | 0 | 7.32 | 7.9423 | 2.8548 | 0 | 2.8548 | 0.2427 | 3.0975
2016-08-09 11:00 | 0.081 | 0 | 4.482 | 0 | 7.599 | 245.629 | 12 | 17.1793 | 3.6843 | 0 | 0 | 11.932 | 5.2473 | 3.6843 | 0.65614 | 71.592 | 0 | 0 | 7.599 | 7.599 | 2.9636 | 0 | 2.9636 | 0 | 2.9636
2016-08-09 12:00 | 0.09 | 0 | 3.884 | 1.7764e-15 | 8.206 | 248.9693 | 12 | 17.1793 | 3.6843 | 0 | 0 | 13.9442 | 3.2352 | 3.6843 | 0.7113 | 70.977 | 7.422 | 2.474 | 10.68 | 10.68 | 3.2003 | 0.96486 | 4.1652 | 6.9278e-16 | 4.1652
2016-08-09 13:00 | 0.07 | 0 | 3.116 | 0 | 8.954 | 251.649 | 12 | 17.1793 | 3.6843 | 0 | 0 | 14.5027 | 2.6767 | 3.6843 | 0.72661 | 69.737 | 10.109 | 3.3697 | 12.3237 | 12.3237 | 3.4921 | 1.3142 | 4.8062 | 0 | 4.8062
2016-08-09 14:00 | 0.038 | 0 | 2.347 | 0 | 9.691 | 253.6674 | 12 | 17.1793 | 3.6843 | 0 | 0 | 3.4652 | 13.7142 | 3.6843 | 0.424 | 0 | 12.163 | 4.0543 | 13.7453 | 13.7453 | 3.7795 | 1.5812 | 5.3607 | 0 | 5.3607
2016-08-09 15:00 | 0.038 | 0 | 2.985 | 0 | 9.053 | 256.2345 | 12 | 17.1793 | 3.6843 | 0 | 0 | 15.3295 | 1.8498 | 3.6843 | 0.74928 | 67.9 | 14.085 | 4.695 | 13.748 | 13.748 | 3.5307 | 1.8311 | 5.3617 | 0 | 5.3617
2016-08-09 16:00 | 0.023 | 0 | 0 | 3.569 | 8.454 | 256.2345 | 12 | 17.1793 | 3.6843 | 0 | 0 | 15.5788 | 1.6005 | 3.6843 | 0.75612 | 67.347 | 15.284 | 5.0947 | 13.5487 | 17.1177 | 3.2971 | 1.9869 | 5.284 | 1.3919 | 6.6759
2016-08-09 17:00 | 0.019 | 0 | 0 | 3.492 | 8.527 | 256.2345 | 12 | 17.1793 | 3.6843 | 0 | 0 | 11.1948 | 5.9845 | 3.6843 | 0.63593 | 67.169 | 0 | 0 | 8.527 | 12.019 | 3.3255 | 0 | 3.3255 | 1.3619 | 4.6874
2016-08-09 18:00 | 0.003 | 0 | 2.495 | 0 | 9.508 | 258.3802 | 12 | 17.1793 | 3.6843 | 0 | 0 | 11.1882 | 5.9912 | 3.6843 | 0.63574 | 67.129 | 0 | 0 | 9.508 | 9.508 | 3.7081 | 0 | 3.7081 | 0 | 3.7081
2016-08-09 19:00 | 0 | 2.472 | 0 | 0 | 17.472 | 255.5058 | 15 | 21.4742 | 4.6053 | 0 | 0 | 11.2342 | 10.24 | 4.6053 | 0.5754 | 67.405 | 0 | 0 | 17.472 | 17.472 | 6.8141 | 0 | 6.8141 | 0 | 6.8141
2016-08-09 20:00 | 0 | 5.454 | 0 | 0 | 20.454 | 249.164 | 15 | 21.4742 | 4.6053 | 0 | 0 | 0 | 21.4742 | 4.6053 | 0.329 | 0 | 0 | 0 | 20.454 | 20.454 | 7.9771 | 0 | 7.9771 | 0 | 7.9771
2016-08-09 21:00 | 0 | 6.059 | 0 | 0 | 21.059 | 242.1186 | 15 | 21.4742 | 4.6053 | 0 | 0 | 0 | 21.4742 | 4.6053 | 0.329 | 0 | 0 | 0 | 21.059 | 21.059 | 8.213 | 0 | 8.213 | 0 | 8.213
2016-08-09 22:00 | 0 | 4.434 | 0 | 0 | 19.434 | 236.9628 | 15 | 21.4742 | 4.6053 | 0 | 0 | 0 | 21.4742 | 4.6053 | 0.329 | 0 | 0 | 0 | 19.434 | 19.434 | 7.5793 | 0 | 7.5793 | 0 | 7.5793
2016-08-09 23:00 | 0 | 3.432 | 0 | 0 | 18.432 | 232.9721 | 15 | 21.4742 | 4.6053 | 0 | 0 | 0 | 21.4742 | 4.6053 | 0.329 | 0 | 0 | 0 | 18.432 | 18.432 | 7.1885 | 0 | 7.1885 | 0 | 7.1885
2016-08-10 | 0 | 0.836 | 0 | 0 | 15.836 | 232 | 15 | 21.4742 | 4.6053 | 0 | 0 | 2.5297 | 18.9445 | 4.6053 | 0.38448 | 0 | 8.879 | 2.9597 | 18.7957 | 18.7957 | 6.176 | 1.1543 | 7.3303 | 0 | 7.3303
2016-08-10 01:00 | 0 | 0 | 0 | 0 | 13.533 | 232 | 13.533 | 19.374 | 4.1549 | 0 | 0 | 2.337 | 17.037 | 4.1549 | 0.38581 | 0 | 8.203 | 2.7343 | 16.2673 | 16.2673 | 5.2779 | 1.0664 | 6.3443 | 0 | 6.3443
2016-08-10 02:00 | 0 | 0 | 0 | 0 | 12.276 | 232 | 12.276 | 17.5745 | 3.769 | 0 | 0 | 2.1918 | 15.3826 | 3.769 | 0.38774 | 0 | 7.693 | 2.5643 | 14.8403 | 14.8403 | 4.7876 | 1.0001 | 5.7877 | 0 | 5.7877
2016-08-10 03:00 | 0 | 0 | 0 | 0.734 | 11.266 | 232 | 12 | 17.1793 | 3.6843 | 0 | 0 | 2.1092 | 15.0702 | 3.6843 | 0.38683 | 0 | 7.403 | 2.4677 | 13.7337 | 14.4677 | 4.3937 | 0.96239 | 5.3561 | 0.28626 | 5.6424
2016-08-10 04:00 | 0 | 0 | 0 | 1.596 | 10.404 | 232 | 12 | 17.1793 | 3.6843 | 0 | 0 | 2.082 | 15.0973 | 3.6843 | 0.38608 | 0 | 7.308 | 2.436 | 12.84 | 14.436 | 4.0576 | 0.95004 | 5.0076 | 0.62244 | 5.63
2016-08-10 05:00 | 0 | 0 | 0 | 1.943 | 10.057 | 232 | 12 | 17.1793 | 3.6843 | 0 | 0 | 0 | 17.1793 | 3.6843 | 0.329 | 0 | 0 | 0 | 10.057 | 12 | 3.9222 | 0 | 3.9222 | 0.75777 | 4.68
2016-08-10 06:00 | 0 | 0 | 0 | 2.369 | 9.631 | 232 | 12 | 17.1793 | 3.6843 | 0 | 0 | 0 | 17.1793 | 3.6843 | 0.329 | 0 | 0 | 0 | 9.631 | 12 | 3.7561 | 0 | 3.7561 | 0.92391 | 4.68
2016-08-10 07:00 | 0 | 0 | 0 | 3.049 | 8.951 | 232 | 12 | 17.1793 | 3.6843 | 0 | 0 | 0 | 17.1793 | 3.6843 | 0.329 | 0 | 0 | 0 | 8.951 | 12 | 3.4909 | 0 | 3.4909 | 1.1891 | 4.68
2016-08-10 08:00 | 0.011 | 0 | 0 | 4.275 | 7.736 | 232 | 12 | 17.1793 | 3.6843 | 0 | 0 | 0 | 17.1793 | 3.6843 | 0.329 | 0 | 0 | 0 | 7.736 | 12.011 | 3.017 | 0 | 3.017 | 1.6673 | 4.6843
2016-08-10 09:00 | 0.052 | 0 | 0 | 4.405 | 7.647 | 232 | 12 | 17.1793 | 3.6843 | 0 | 0 | 12.0768 | 5.1025 | 3.6843 | 0.66011 | 72.461 | 0 | 0 | 7.647 | 12.052 | 2.9823 | 0 | 2.9823 | 1.718 | 4.7003
2016-08-10 10:00 | 0.102 | 0 | 4.1289 | 0.43006 | 7.543 | 235.5509 | 12 | 17.1793 | 3.6843 | 0 | 0 | 12.1008 | 5.0785 | 3.6843 | 0.66076 | 72.605 | 0 | 0 | 7.543 | 7.9731 | 2.9418 | 0 | 2.9418 | 0.16772 | 3.1095
2016-08-10 11:00 | 0.117 | 0 | 4.376 | 0 | 7.741 | 239.3142 | 12 | 17.1793 | 3.6843 | 0 | 0 | 12.1765 | 5.0028 | 3.6843 | 0.66284 | 73.059 | 0 | 0 | 7.741 | 7.741 | 3.019 | 0 | 3.019 | 0 | 3.019
2016-08-10 12:00 | 0.12 | 0 | 3.986 | 0 | 8.134 | 242.7422 | 12 | 17.1793 | 3.6843 | 0 | 0 | 13.067 | 4.1123 | 3.6843 | 0.68725 | 72.925 | 3.204 | 1.068 | 9.202 | 9.202 | 3.1723 | 0.41652 | 3.5888 | 0 | 3.5888
2016-08-10 13:00 | 0.117 | 0 | 0 | 3.544 | 8.573 | 242.7422 | 12 | 17.1793 | 3.6843 | 0 | 0 | 13.2092 | 3.9702 | 3.6843 | 0.69115 | 72.61 | 3.887 | 1.2957 | 9.8687 | 13.4127 | 3.3435 | 0.50531 | 3.8488 | 1.3822 | 5.2309
2016-08-10 14:00 | 0.146 | 0 | 3.227 | 0 | 8.919 | 245.5174 | 12 | 17.1793 | 3.6843 | 0 | 0 | 1.4042 | 15.7752 | 3.6843 | 0.3675 | 0 | 4.928 | 1.6427 | 10.5617 | 10.5617 | 3.4784 | 0.64064 | 4.1191 | 0 | 4.1191
2016-08-10 15:00 | 0.111 | 0 | 2.896 | 0 | 9.215 | 248.008 | 12 | 17.1793 | 3.6843 | 0 | 0 | 13.7293 | 3.45 | 3.6843 | 0.70541 | 71.454 | 6.389 | 2.1297 | 11.3447 | 11.3447 | 3.5939 | 0.83057 | 4.4244 | 0 | 4.4244
2016-08-10 16:00 | 0.113 | 0 | 3.206 | 1.7764e-15 | 8.907 | 250.7651 | 12 | 17.1793 | 3.6843 | 0 | 0 | 14.233 | 2.9463 | 3.6843 | 0.71922 | 70.335 | 8.812 | 2.9373 | 11.8443 | 11.8443 | 3.4737 | 1.1456 | 4.6193 | 6.9278e-16 | 4.6193
2016-08-10 17:00 | 0.042 | 0 | 3.281 | 0 | 8.761 | 253.5868 | 12 | 17.1793 | 3.6843 | 0 | 0 | 11.4332 | 5.7462 | 3.6843 | 0.64246 | 68.599 | 0 | 0 | 8.761 | 8.761 | 3.4168 | 0 | 3.4168 | 0 | 3.4168
2016-08-10 18:00 | 0.01 | 0 | 2.587 | 0 | 9.423 | 255.8116 | 12 | 17.1793 | 3.6843 | 0 | 0 | 11.2292 | 5.9502 | 3.6843 | 0.63687 | 67.375 | 0 | 0 | 9.423 | 9.423 | 3.675 | 0 | 3.675 | 0 | 3.675
2016-08-10 19:00 | 0 | 0.889 | 0 | 0 | 15.889 | 254.7779 | 15 | 21.4742 | 4.6053 | 0 | 0 | 11.2062 | 10.268 | 4.6053 | 0.57479 | 67.237 | 0 | 0 | 15.889 | 15.889 | 6.1967 | 0 | 6.1967 | 0 | 6.1967
2016-08-10 20:00 | 0 | 5.352 | 0 | 0 | 20.352 | 248.5547 | 15 | 21.4742 | 4.6053 | 0 | 0 | 0 | 21.4742 | 4.6053 | 0.329 | 0 | 0 | 0 | 20.352 | 20.352 | 7.9373 | 0 | 7.9373 | 0 | 7.9373
2016-08-10 21:00 | 0 | 5.975 | 0 | 0 | 20.975 | 241.607 | 15 | 21.4742 | 4.6053 | 0 | 0 | 0 | 21.4742 | 4.6053 | 0.329 | 0 | 0 | 0 | 20.975 | 20.975 | 8.1803 | 0 | 8.1803 | 0 | 8.1803
2016-08-10 22:00 | 0 | 5.402 | 0 | 0 | 20.402 | 235.3256 | 15 | 21.4742 | 4.6053 | 0 | 0 | 0 | 21.4742 | 4.6053 | 0.329 | 0 | 0 | 0 | 20.402 | 20.402 | 7.9568 | 0 | 7.9568 | 0 | 7.9568
2016-08-10 23:00 | 0 | 2.86 | 0 | 0 | 17.86 | 232 | 15 | 21.4742 | 4.6053 | 0 | 0 | 0 | 21.4742 | 4.6053 | 0.329 | 0 | 0 | 0 | 17.86 | 17.86 | 6.9654 | 0 | 6.9654 | 0 | 6.9654
2016-08-11 | 0 | 0 | 0 | 0 | 14.592 | 232 | 14.592 | 20.8901 | 4.4801 | 0 | 0 | 2.0905 | 18.7996 | 4.4801 | 0.37613 | 0 | 7.338 | 2.446 | 17.038 | 17.038 | 5.6909 | 0.95394 | 6.6448 | 0 | 6.6448
2016-08-11 01:00 | 0 | 0 | 0 | 0 | 13.072 | 232 | 13.072 | 18.714 | 4.0134 | 0 | 0 | 1.6688 | 17.0452 | 4.0134 | 0.371 | 0 | 5.858 | 1.9527 | 15.0247 | 15.0247 | 5.0981 | 0.76154 | 5.8596 | 0 | 5.8596
2016-08-11 02:00 | 0 | 0 | 0 | 0.164 | 11.836 | 232 | 12 | 17.1793 | 3.6843 | 0 | 0 | 1.2675 | 15.9118 | 3.6843 | 0.36375 | 0 | 4.449 | 1.483 | 13.319 | 13.483 | 4.616 | 0.57837 | 5.1944 | 0.06396 | 5.2584
2016-08-11 03:00 | 0 | 0 | 0 | 1.072 | 10.928 | 232 | 12 | 17.1793 | 3.6843 | 0 | 0 | 0.84817 | 16.3312 | 3.6843 | 0.35225 | 0 | 2.977 | 0.99233 | 11.9203 | 12.9923 | 4.2619 | 0.38701 | 4.6489 | 0.41808 | 5.067
2016-08-11 04:00 | 0 | 0 | 0 | 2.386 | 9.614 | 232 | 12 | 17.1793 | 3.6843 | 0 | 0 | 0.3975 | 16.7818 | 3.6843 | 0.3399 | 0 | 1.395 | 0.465 | 10.079 | 12.465 | 3.7495 | 0.18135 | 3.9308 | 0.93054 | 4.8613
2016-08-11 05:00 | 0 | 0 | 0 | 2.469 | 9.531 | 232 | 12 | 17.1793 | 3.6843 | 0 | 0 | 0 | 17.1793 | 3.6843 | 0.329 | 0 | 0 | 0 | 9.531 | 12 | 3.7171 | 0 | 3.7171 | 0.96291 | 4.68
2016-08-11 06:00 | 0 | 0 | 0 | 2.362 | 9.638 | 232 | 12 | 17.1793 | 3.6843 | 0 | 0 | 0 | 17.1793 | 3.6843 | 0.329 | 0 | 0 | 0 | 9.638 | 12 | 3.7588 | 0 | 3.7588 | 0.92118 | 4.68
2016-08-11 07:00 | 0.001 | 0 | 0 | 3.571 | 8.43 | 232 | 12 | 17.1793 | 3.6843 | 0 | 0 | 0 | 17.1793 | 3.6843 | 0.329 | 0 | 0 | 0 | 8.43 | 12.001 | 3.2877 | 0 | 3.2877 | 1.3927 | 4.6804
2016-08-11 08:00 | 0.021 | 0 | 0 | 4.1 | 7.921 | 232 | 12 | 17.1793 | 3.6843 | 0 | 0 | 0 | 17.1793 | 3.6843 | 0.329 | 0 | 0 | 0 | 7.921 | 12.021 | 3.0892 | 0 | 3.0892 | 1.599 | 4.6882
2016-08-11 09:00 | 0.084 | 0 | 4.283 | 0 | 7.801 | 235.6834 | 12 | 17.1793 | 3.6843 | 0 | 0 | 12.6328 | 4.5465 | 3.6843 | 0.67535 | 75.797 | 0 | 0 | 7.801 | 7.801 | 3.0424 | 0 | 3.0424 | 0 | 3.0424
2016-08-11 10:00 | 0.124 | 0 | 4.497 | 0 | 7.627 | 239.5508 | 12 | 17.1793 | 3.6843 | 0 | 0 | 12.6778 | 4.5015 | 3.6843 | 0.67658 | 76.067 | 0 | 0 | 7.627 | 7.627 | 2.9745 | 0 | 2.9745 | 0 | 2.9745
2016-08-11 11:00 | 0.149 | 0 | 4.367 | 0 | 7.782 | 243.3064 | 12 | 17.1793 | 3.6843 | 0 | 0 | 12.717 | 4.4623 | 3.6843 | 0.67766 | 76.302 | 0 | 0 | 7.782 | 7.782 | 3.035 | 0 | 3.035 | 0 | 3.035
2016-08-11 12:00 | 0.161 | 0 | 4.197 | 0 | 7.964 | 246.9158 | 12 | 17.1793 | 3.6843 | 0 | 0 | 12.205 | 4.9743 | 3.6843 | 0.66362 | 74.84 | -0.941 | -0.31367 | 7.6503 | 7.6503 | 3.106 | -0.12233 | 2.9836 | 0 | 2.9836
2016-08-11 13:00 | 0.162 | 0 | 0 | 3.707 | 8.455 | 246.9158 | 12 | 17.1793 | 3.6843 | 0 | 0 | 13.3472 | 3.8322 | 3.6843 | 0.69493 | 72.303 | 4.551 | 1.517 | 9.972 | 13.679 | 3.2974 | 0.59163 | 3.8891 | 1.4457 | 5.3348
2016-08-11 14:00 | 0.155 | 0 | 0 | 3.461 | 8.694 | 246.9158 | 12 | 17.1793 | 3.6843 | 0 | 0 | 2.9302 | 14.2492 | 3.6843 | 0.40934 | 0 | 10.285 | 3.4283 | 12.1223 | 15.5833 | 3.3907 | 1.3371 | 4.7277 | 1.3498 | 6.0775
2016-08-11 15:00 | 0.143 | 0 | 0 | 3.499 | 8.644 | 246.9158 | 12 | 17.1793 | 3.6843 | 0 | 0 | 15.2363 | 1.943 | 3.6843 | 0.74673 | 68.107 | 13.637 | 4.5457 | 13.1897 | 16.6887 | 3.3712 | 1.7728 | 5.144 | 1.3646 | 6.5086
2016-08-11 16:00 | 0.112 | 0 | 3.903 | 0 | 8.209 | 250.2724 | 12 | 17.1793 | 3.6843 | 0 | 0 | 15.6345 | 1.5448 | 3.6843 | 0.75765 | 67.223 | 15.552 | 5.184 | 13.393 | 13.393 | 3.2015 | 2.0218 | 5.2233 | 0 | 5.2233
2016-08-11 17:00 | 0.051 | 0 | 0 | 3.663 | 8.388 | 250.2724 | 12 | 17.1793 | 3.6843 | 0 | 0 | 11.1127 | 6.0667 | 3.6843 | 0.63367 | 66.676 | 0 | 0 | 8.388 | 12.051 | 3.2713 | 0 | 3.2713 | 1.4286 | 4.6999
2016-08-11 18:00 | 0.012 | 0 | 2.4036 | 0.36938 | 9.239 | 252.3395 | 12 | 17.1793 | 3.6843 | 0 | 0 | 11.0798 | 6.0995 | 3.6843 | 0.63277 | 66.479 | 0 | 0 | 9.239 | 9.6084 | 3.6032 | 0 | 3.6032 | 0.14406 | 3.7473
2016-08-11 19:00 | 0 | 1.007 | 0 | 0 | 16.007 | 251.1686 | 15 | 21.4742 | 4.6053 | 0 | 0 | 11.1125 | 10.3617 | 4.6053 | 0.57273 | 66.675 | 0 | 0 | 16.007 | 16.007 | 6.2427 | 0 | 6.2427 | 0 | 6.2427
2016-08-11 20:00 | 0 | 4.933 | 0 | 0 | 19.933 | 245.4326 | 15 | 21.4742 | 4.6053 | 0 | 0 | 0 | 21.4742 | 4.6053 | 0.329 | 0 | 0 | 0 | 19.933 | 19.933 | 7.7739 | 0 | 7.7739 | 0 | 7.7739
2016-08-11 21:00 | 0 | 5.349 | 0 | 0 | 20.349 | 239.2128 | 15 | 21.4742 | 4.6053 | 0 | 0 | 0 | 21.4742 | 4.6053 | 0.329 | 0 | 0 | 0 | 20.349 | 20.349 | 7.9361 | 0 | 7.9361 | 0 | 7.9361
2016-08-11 22:00 | 0 | 4.057 | 0 | 0 | 19.057 | 234.4953 | 15 | 21.4742 | 4.6053 | 0 | 0 | 0 | 21.4742 | 4.6053 | 0.329 | 0 | 0 | 0 | 19.057 | 19.057 | 7.4322 | 0 | 7.4322 | 0 | 7.4322
2016-08-11 23:00 | 0 | 2.146 | 0 | 0 | 17.146 | 232 | 15 | 21.4742 | 4.6053 | 0 | 0 | 0 | 21.4742 | 4.6053 | 0.329 | 0 | 0 | 0 | 17.146 | 17.146 | 6.6869 | 0 | 6.6869 | 0 | 6.6869
2016-08-12 | 0 | 0 | 0 | 0 | 14.798 | 232 | 14.798 | 21.185 | 4.5433 | 0 | 0 | 1.1822 | 20.0028 | 4.5433 | 0.35528 | 0 | 4.149 | 1.383 | 16.181 | 16.181 | 5.7712 | 0.53937 | 6.3106 | 0 | 6.3106
2016-08-12 01:00 | 0 | 0 | 0 | 0 | 12.812 | 232 | 12.812 | 18.3418 | 3.9336 | 0 | 0 | 1.0125 | 17.3293 | 3.9336 | 0.355 | 0 | 3.554 | 1.1847 | 13.9967 | 13.9967 | 4.9967 | 0.46202 | 5.4587 | 0 | 5.4587
2016-08-12 02:00 | 0 | 0 | 0 | 0 | 12.047 | 232 | 12.047 | 17.2466 | 3.6987 | 0 | 0 | 0.96583 | 16.2808 | 3.6987 | 0.35538 | 0 | 3.39 | 1.13 | 13.177 | 13.177 | 4.6983 | 0.4407 | 5.139 | 0 | 5.139
2016-08-12 03:00 | 0 | 0 | 0 | 1.327 | 10.673 | 232 | 12 | 17.1793 | 3.6843 | 0 | 0 | 0.8605 | 16.3188 | 3.6843 | 0.35259 | 0 | 3.021 | 1.007 | 11.68 | 13.007 | 4.1625 | 0.39273 | 4.5552 | 0.51753 | 5.0727
2016-08-12 04:00 | 0 | 0 | 0 | 1.971 | 10.029 | 232 | 12 | 17.1793 | 3.6843 | 0 | 0 | 0.613 | 16.5663 | 3.6843 | 0.34581 | 0 | 2.152 | 0.71733 | 10.7463 | 12.7173 | 3.9113 | 0.27976 | 4.1911 | 0.76869 | 4.9598
2016-08-12 05:00 | 0 | 0 | 0 | 2.544 | 9.456 | 232 | 12 | 17.1793 | 3.6843 | 0 | 0 | 0 | 17.1793 | 3.6843 | 0.329 | 0 | 0 | 0 | 9.456 | 12 | 3.6878 | 0 | 3.6878 | 0.99216 | 4.68
2016-08-12 06:00 | 0 | 0 | 0 | 2.498 | 9.502 | 232 | 12 | 17.1793 | 3.6843 | 0 | 0 | 0 | 17.1793 | 3.6843 | 0.329 | 0 | 0 | 0 | 9.502 | 12 | 3.7058 | 0 | 3.7058 | 0.97422 | 4.68
2016-08-12 07:00 | 0.001 | 0 | 0 | 2.898 | 9.103 | 232 | 12 | 17.1793 | 3.6843 | 0 | 0 | 0 | 17.1793 | 3.6843 | 0.329 | 0 | 0 | 0 | 9.103 | 12.001 | 3.5502 | 0 | 3.5502 | 1.1302 | 4.6804
2016-08-12 08:00 | 0.021 | 0 | 0 | 3.953 | 8.068 | 232 | 12 | 17.1793 | 3.6843 | 0 | 0 | 0 | 17.1793 | 3.6843 | 0.329 | 0 | 0 | 0 | 8.068 | 12.021 | 3.1465 | 0 | 3.1465 | 1.5417 | 4.6882
2016-08-12 09:00 | 0.081 | 0 | 4.434 | 0 | 7.647 | 235.8132 | 12 | 17.1793 | 3.6843 | 0 | 0 | 12.4918 | 4.6875 | 3.6843 | 0.67148 | 74.951 | 0 | 0 | 7.647 | 7.647 | 2.9823 | 0 | 2.9823 | 0 | 2.9823
2016-08-12 10:00 | 0.12 | 0 | 4.537 | 0 | 7.583 | 239.7151 | 12 | 17.1793 | 3.6843 | 0 | 0 | 12.5498 | 4.6295 | 3.6843 | 0.67307 | 75.299 | 0 | 0 | 7.583 | 7.583 | 2.9574 | 0 | 2.9574 | 0 | 2.9574
2016-08-12 11:00 | 0.142 | 0 | 4.149 | 0 | 7.993 | 243.2832 | 12 | 17.1793 | 3.6843 | 0 | 0 | 12.6022 | 4.5772 | 3.6843 | 0.67451 | 75.613 | 0 | 0 | 7.993 | 7.993 | 3.1173 | 0 | 3.1173 | 0 | 3.1173
2016-08-12 12:00 | 0.161 | 0 | 0 | 3.508 | 8.653 | 243.2832 | 12 | 17.1793 | 3.6843 | 0 | 0 | 12.4302 | 4.7492 | 3.6843 | 0.66979 | 74.34 | 0.141 | 0.047 | 8.7 | 12.208 | 3.3747 | 0.01833 | 3.393 | 1.3681 | 4.7611
2016-08-12 13:00 | 0.161 | 0 | 0 | 3.498 | 8.663 | 243.2832 | 12 | 17.1793 | 3.6843 | 0 | 0 | 13.4457 | 3.7337 | 3.6843 | 0.69764 | 72.084 | 5.025 | 1.675 | 10.338 | 13.836 | 3.3786 | 0.65325 | 4.0318 | 1.3642 | 5.396
2016-08-12 14:00 | 0.153 | 0 | 0 | 3.228 | 8.925 | 243.2832 | 12 | 17.1793 | 3.6843 | 0 | 0 | 3.1518 | 14.0275 | 3.6843 | 0.41541 | 0 | 11.063 | 3.6877 | 12.6127 | 15.8407 | 3.4808 | 1.4382 | 4.9189 | 1.2589 | 6.1779
2016-08-12 15:00 | 0.109 | 0 | 0 | 2.941 | 9.168 | 243.2832 | 12 | 17.1793 | 3.6843 | 0 | 0 | 15.4708 | 1.7085 | 3.6843 | 0.75316 | 67.587 | 14.764 | 4.9213 | 14.0893 | 17.0303 | 3.5755 | 1.9193 | 5.4948 | 1.147 | 6.6418
2016-08-12 16:00 | 0.1 | 0 | 0 | 2.894 | 9.206 | 243.2832 | 12 | 17.1793 | 3.6843 | 0 | 0 | 15.945 | 1.2343 | 3.6843 | 0.76616 | 66.533 | 17.045 | 5.6817 | 14.8877 | 17.7817 | 3.5903 | 2.2159 | 5.8062 | 1.1287 | 6.9348
2016-08-12 17:00 | 0.024 | 0 | 0.125 | 3.058 | 8.841 | 243.3907 | 12 | 17.1793 | 3.6843 | 0 | 0 | 10.9755 | 6.2038 | 3.6843 | 0.62991 | 65.853 | 0 | 0 | 8.841 | 11.899 | 3.448 | 0 | 3.448 | 1.1926 | 4.6406
2016-08-12 18:00 | 0.005 | 0 | 0 | 1.957 | 10.048 | 243.3907 | 12 | 17.1793 | 3.6843 | 0 | 0 | 10.9198 | 6.2595 | 3.6843 | 0.62839 | 65.519 | 0 | 0 | 10.048 | 12.005 | 3.9187 | 0 | 3.9187 | 0.76323 | 4.682
2016-08-12 19:00 | 0 | 2.074 | 0 | 0 | 17.074 | 240.9791 | 15 | 21.4742 | 4.6053 | 0 | 0 | 10.92 | 10.5542 | 4.6053 | 0.56851 | 65.52 | 0 | 0 | 17.074 | 17.074 | 6.6589 | 0 | 6.6589 | 0 | 6.6589
2016-08-12 20:00 | 0 | 0 | 0 | 5.757 | 21.243 | 240.9791 | 27 | 38.6535 | 8.2896 | 0 | 0 | 0 | 38.6535 | 8.2896 | 0.329 | 0 | 0 | 0 | 21.243 | 27 | 8.2848 | 0 | 8.2848 | 2.2452 | 10.53
2016-08-12 21:00 | 0 | 0 | 0 | 5.626 | 21.374 | 240.9791 | 27 | 38.6535 | 8.2896 | 0 | 0 | 0 | 38.6535 | 8.2896 | 0.329 | 0 | 0 | 0 | 21.374 | 27 | 8.3359 | 0 | 8.3359 | 2.1941 | 10.53
2016-08-12 22:00 | 0 | 5.352 | 0 | 0 | 20.352 | 234.7558 | 15 | 21.4742 | 4.6053 | 0 | 0 | 0 | 21.4742 | 4.6053 | 0.329 | 0 | 0 | 0 | 20.352 | 20.352 | 7.9373 | 0 | 7.9373 | 0 | 7.9373
2016-08-12 23:00 | 0 | 2.37 | 0 | 0 | 17.37 | 232 | 15 | 21.4742 | 4.6053 | 0 | 0 | 0 | 21.4742 | 4.6053 | 0.329 | 0 | 0 | 0 | 17.37 | 17.37 | 6.7743 | 0 | 6.7743 | 0 | 6.7743
2016-08-13 | 0 | 0 | 0 | 0 | 13.856 | 232 | 13.856 | 19.8364 | 4.2541 | 0 | 0 | 2.1198 | 17.7166 | 4.2541 | 0.37933 | 0 | 7.441 | 2.4803 | 16.3363 | 16.3363 | 5.4038 | 0.96733 | 6.3712 | 0 | 6.3712
2016-08-13 01:00 | 0 | 0 | 0 | 0 | 12.342 | 232 | 12.342 | 17.6689 | 3.7893 | 0 | 0 | 1.8517 | 15.8173 | 3.7893 | 0.37836 | 0 | 6.499 | 2.1663 | 14.5083 | 14.5083 | 4.8134 | 0.84487 | 5.6582 | 0 | 5.6582
2016-08-13 02:00 | 0 | 0 | 0 | 0.288 | 11.712 | 232 | 12 | 17.1793 | 3.6843 | 0 | 0 | 1.6172 | 15.5622 | 3.6843 | 0.37334 | 0 | 5.677 | 1.8923 | 13.6043 | 13.8923 | 4.5677 | 0.73801 | 5.3057 | 0.11232 | 5.418
2016-08-13 03:00 | 0 | 0 | 0 | 1.457 | 10.543 | 232 | 12 | 17.1793 | 3.6843 | 0 | 0 | 1.4007 | 15.7787 | 3.6843 | 0.3674 | 0 | 4.916 | 1.6387 | 12.1817 | 13.6387 | 4.1118 | 0.63908 | 4.7508 | 0.56823 | 5.3191
2016-08-13 04:00 | 0 | 0 | 0 | 1.973 | 10.027 | 232 | 12 | 17.1793 | 3.6843 | 0 | 0 | 1.1743 | 16.005 | 3.6843 | 0.3612 | 0 | 4.122 | 1.374 | 11.401 | 13.374 | 3.9105 | 0.53586 | 4.4464 | 0.76947 | 5.2159
2016-08-13 05:00 | 0 | 0 | 0 | 2.314 | 9.686 | 232 | 12 | 17.1793 | 3.6843 | 0 | 0 | 0 | 17.1793 | 3.6843 | 0.329 | 0 | 0 | 0 | 9.686 | 12 | 3.7775 | 0 | 3.7775 | 0.90246 | 4.68
2016-08-13 06:00 | 0 | 0 | 0 | 2.24 | 9.76 | 232 | 12 | 17.1793 | 3.6843 | 0 | 0 | 0 | 17.1793 | 3.6843 | 0.329 | 0 | 0 | 0 | 9.76 | 12 | 3.8064 | 0 | 3.8064 | 0.8736 | 4.68
2016-08-13 07:00 | 0.001 | 0 | 0 | 2.657 | 9.344 | 232 | 12 | 17.1793 | 3.6843 | 0 | 0 | 0 | 17.1793 | 3.6843 | 0.329 | 0 | 0 | 0 | 9.344 | 12.001 | 3.6442 | 0 | 3.6442 | 1.0362 | 4.6804
2016-08-13 08:00 | 0.019 | 0 | 0 | 4.291 | 7.728 | 232 | 12 | 17.1793 | 3.6843 | 0 | 0 | 0 | 17.1793 | 3.6843 | 0.329 | 0 | 0 | 0 | 7.728 | 12.019 | 3.0139 | 0 | 3.0139 | 1.6735 | 4.6874
2016-08-13 09:00 | 0.057 | 0 | 4.172 | 0 | 7.885 | 235.5879 | 12 | 17.1793 | 3.6843 | 0 | 0 | 12.4407 | 4.7387 | 3.6843 | 0.67008 | 74.644 | 0 | 0 | 7.885 | 7.885 | 3.0751 | 0 | 3.0751 | 0 | 3.0751
2016-08-13 10:00 | 0.1 | 0 | 4.288 | 0 | 7.812 | 239.2756 | 12 | 17.1793 | 3.6843 | 0 | 0 | 12.4723 | 4.707 | 3.6843 | 0.67095 | 74.834 | 0 | 0 | 7.812 | 7.812 | 3.0467 | 0 | 3.0467 | 0 | 3.0467
2016-08-13 11:00 | 0.124 | 0 | 4.414 | 0 | 7.71 | 243.0716 | 12 | 17.1793 | 3.6843 | 0 | 0 | 12.4972 | 4.6822 | 3.6843 | 0.67163 | 74.983 | 0 | 0 | 7.71 | 7.71 | 3.0069 | 0 | 3.0069 | 0 | 3.0069
2016-08-13 12:00 | 0.141 | 0 | 3.807 | 0 | 8.334 | 246.3457 | 12 | 17.1793 | 3.6843 | 0 | 0 | 12.7237 | 4.4557 | 3.6843 | 0.67784 | 73.688 | 1.553 | 0.51767 | 8.8517 | 8.8517 | 3.2503 | 0.20189 | 3.4522 | 0 | 3.4522
2016-08-13 13:00 | 0.144 | 0 | 3.832 | 1.7764e-15 | 8.312 | 249.6412 | 12 | 17.1793 | 3.6843 | 0 | 0 | 13.7883 | 3.391 | 3.6843 | 0.70703 | 71.323 | 6.673 | 2.2243 | 10.5363 | 10.5363 | 3.2417 | 0.86749 | 4.1092 | 6.9278e-16 | 4.1092
2016-08-13 14:00 | 0.125 | 0 | 0 | 3.257 | 8.868 | 249.6412 | 12 | 17.1793 | 3.6843 | 0 | 0 | 3.5403 | 13.639 | 3.6843 | 0.42606 | 0 | 12.426 | 4.142 | 13.01 | 16.267 | 3.4585 | 1.6154 | 5.0739 | 1.2702 | 6.3441
2016-08-13 15:00 | 0.103 | 0 | 2.3625 | 0.46148 | 9.279 | 251.6729 | 12 | 17.1793 | 3.6843 | 0 | 0 | 15.7468 | 1.4325 | 3.6843 | 0.76073 | 66.973 | 16.092 | 5.364 | 14.643 | 15.1045 | 3.6188 | 2.092 | 5.7108 | 0.17998 | 5.8907
2016-08-13 16:00 | 0.076 | 0 | 2.823 | 0 | 9.253 | 254.1007 | 12 | 17.1793 | 3.6843 | 0 | 0 | 16.2165 | 0.96283 | 3.6843 | 0.7736 | 65.93 | 18.351 | 6.117 | 15.37 | 15.37 | 3.6087 | 2.3856 | 5.9943 | 0 | 5.9943
2016-08-13 17:00 | 0.047 | 0 | 2.56 | 0 | 9.487 | 256.3023 | 12 | 17.1793 | 3.6843 | 0 | 0 | 10.89 | 6.2893 | 3.6843 | 0.62757 | 65.34 | 0 | 0 | 9.487 | 9.487 | 3.6999 | 0 | 3.6999 | 0 | 3.6999
2016-08-13 18:00 | 0.011 | 0 | 0 | 1.558 | 10.453 | 256.3023 | 12 | 17.1793 | 3.6843 | 0 | 0 | 10.852 | 6.3273 | 3.6843 | 0.62653 | 65.112 | 0 | 0 | 10.453 | 12.011 | 4.0767 | 0 | 4.0767 | 0.60762 | 4.6843
2016-08-13 19:00 | 0 | 1.672 | 0 | 0 | 16.672 | 254.3581 | 15 | 21.4742 | 4.6053 | 0 | 0 | 10.871 | 10.6032 | 4.6053 | 0.56744 | 65.226 | 0 | 0 | 16.672 | 16.672 | 6.5021 | 0 | 6.5021 | 0 | 6.5021
2016-08-13 20:00 | 0 | 5.933 | 0 | 0 | 20.933 | 247.4593 | 15 | 21.4742 | 4.6053 | 0 | 0 | 0 | 21.4742 | 4.6053 | 0.329 | 0 | 0 | 0 | 20.933 | 20.933 | 8.1639 | 0 | 8.1639 | 0 | 8.1639
2016-08-13 21:00 | 0 | 5.984 | 0 | 0 | 20.984 | 240.5012 | 15 | 21.4742 | 4.6053 | 0 | 0 | 0 | 21.4742 | 4.6053 | 0.329 | 0 | 0 | 0 | 20.984 | 20.984 | 8.1838 | 0 | 8.1838 | 0 | 8.1838
2016-08-13 22:00 | 0 | 5.154 | 0 | 0 | 20.154 | 234.5081 | 15 | 21.4742 | 4.6053 | 0 | 0 | 0 | 21.4742 | 4.6053 | 0.329 | 0 | 0 | 0 | 20.154 | 20.154 | 7.8601 | 0 | 7.8601 | 0 | 7.8601
2016-08-13 23:00 | 0 | 2.157 | 0 | 0 | 17.157 | 232 | 15 | 21.4742 | 4.6053 | 0 | 0 | 0 | 21.4742 | 4.6053 | 0.329 | 0 | 0 | 0 | 17.157 | 17.157 | 6.6912 | 0 | 6.6912 | 0 | 6.6912
2016-08-14 | 0 | 0 | 0 | 0 | 14.062 | 232 | 14.062 | 20.1313 | 4.3173 | 0 | 0 | 2.2953 | 17.836 | 4.3173 | 0.3827 | 0 | 8.057 | 2.6857 | 16.7477 | 16.7477 | 5.4842 | 1.0474 | 6.5316 | 0 | 6.5316
2016-08-14 01:00 | 0 | 0 | 0 | 0 | 12.677 | 232 | 12.677 | 18.1485 | 3.8921 | 0 | 0 | 2.003 | 16.1455 | 3.8921 | 0.38098 | 0 | 7.031 | 2.3437 | 15.0207 | 15.0207 | 4.944 | 0.91403 | 5.8581 | 0 | 5.8581
2016-08-14 02:00 | 0 | 0 | 0 | 0.194 | 11.806 | 232 | 12 | 17.1793 | 3.6843 | 0 | 0 | 1.773 | 15.4063 | 3.6843 | 0.37761 | 0 | 6.223 | 2.0743 | 13.8803 | 14.0743 | 4.6043 | 0.80899 | 5.4133 | 0.07566 | 5.489
2016-08-14 03:00 | 0 | 0 | 0 | 1.346 | 10.654 | 232 | 12 | 17.1793 | 3.6843 | 0 | 0 | 1.4917 | 15.6877 | 3.6843 | 0.3699 | 0 | 5.236 | 1.7453 | 12.3993 | 13.7453 | 4.1551 | 0.68068 | 4.8357 | 0.52494 | 5.3607
2016-08-14 04:00 | 0 | 0 | 0 | 1.951 | 10.049 | 232 | 12 | 17.1793 | 3.6843 | 0 | 0 | 1.2248 | 15.9545 | 3.6843 | 0.36258 | 0 | 4.299 | 1.433 | 11.482 | 13.433 | 3.9191 | 0.55887 | 4.478 | 0.76089 | 5.2389
2016-08-14 05:00 | 0 | 0 | 0 | 2.461 | 9.539 | 232 | 12 | 17.1793 | 3.6843 | 0 | 0 | 0 | 17.1793 | 3.6843 | 0.329 | 0 | 0 | 0 | 9.539 | 12 | 3.7202 | 0 | 3.7202 | 0.95979 | 4.68
2016-08-14 06:00 | 0 | 0 | 0 | 2.812 | 9.188 | 232 | 12 | 17.1793 | 3.6843 | 0 | 0 | 0 | 17.1793 | 3.6843 | 0.329 | 0 | 0 | 0 | 9.188 | 12 | 3.5833 | 0 | 3.5833 | 1.0967 | 4.68
2016-08-14 07:00 | 0.001 | 0 | 0 | 3.651 | 8.35 | 232 | 12 | 17.1793 | 3.6843 | 0 | 0 | 0 | 17.1793 | 3.6843 | 0.329 | 0 | 0 | 0 | 8.35 | 12.001 | 3.2565 | 0 | 3.2565 | 1.4239 | 4.6804
2016-08-14 08:00 | 0.019 | 0 | 0 | 4.654 | 7.365 | 232 | 12 | 17.1793 | 3.6843 | 0 | 0 | 0 | 17.1793 | 3.6843 | 0.329 | 0 | 0 | 0 | 7.365 | 12.019 | 2.8723 | 0 | 2.8723 | 1.8151 | 4.6874
2016-08-14 09:00 | 0.066 | 0 | 3.3391 | 1.1739 | 7.553 | 234.8717 | 12 | 17.1793 | 3.6843 | 0 | 0 | 12.2898 | 4.8895 | 3.6843 | 0.66595 | 73.739 | 0 | 0 | 7.553 | 8.7269 | 2.9457 | 0 | 2.9457 | 0.4578 | 3.4035
2016-08-14 10:00 | 0.121 | 0 | 4.139 | 0 | 7.982 | 238.4312 | 12 | 17.1793 | 3.6843 | 0 | 0 | 12.2815 | 4.8978 | 3.6843 | 0.66572 | 73.689 | 0 | 0 | 7.982 | 7.982 | 3.113 | 0 | 3.113 | 0 | 3.113
2016-08-14 11:00 | 0.147 | 0 | 4.341 | 1.7764e-15 | 7.806 | 242.1645 | 12 | 17.1793 | 3.6843 | 0 | 0 | 12.3035 | 4.8758 | 3.6843 | 0.66632 | 73.821 | 0 | 0 | 7.806 | 7.806 | 3.0443 | 0 | 3.0443 | 6.9278e-16 | 3.0443
2016-08-14 12:00 | 0.16 | 0 | 4.097 | 0 | 8.063 | 245.6879 | 12 | 17.1793 | 3.6843 | 0 | 0 | 13.1032 | 4.0762 | 3.6843 | 0.68825 | 72.845 | 3.378 | 1.126 | 9.189 | 9.189 | 3.1446 | 0.43914 | 3.5837 | 0 | 3.5837
2016-08-14 13:00 | 0.162 | 0 | 0 | 3.575 | 8.587 | 245.6879 | 12 | 17.1793 | 3.6843 | 0 | 0 | 14.0147 | 3.1647 | 3.6843 | 0.71324 | 70.82 | 7.762 | 2.5873 | 11.1743 | 14.7493 | 3.3489 | 1.0091 | 4.358 | 1.3942 | 5.7522
2016-08-14 14:00 | 0.156 | 0 | 3.3 | 0 | 8.856 | 248.5259 | 12 | 17.1793 | 3.6843 | 0 | 0 | 3.6005 | 13.5788 | 3.6843 | 0.42771 | 0 | 12.638 | 4.2127 | 13.0687 | 13.0687 | 3.4538 | 1.6429 | 5.0968 | 0 | 5.0968
2016-08-14 15:00 | 0.138 | 0 | 3.101 | 0 | 9.037 | 251.1927 | 12 | 17.1793 | 3.6843 | 0 | 0 | 15.6532 | 1.5262 | 3.6843 | 0.75816 | 67.182 | 15.641 | 5.2137 | 14.2507 | 14.2507 | 3.5244 | 2.0333 | 5.5578 | 0 | 5.5578
2016-08-14 16:00 | 0.105 | 0 | 3.158 | 0 | 8.947 | 253.9086 | 12 | 17.1793 | 3.6843 | 0 | 0 | 16.0695 | 1.1098 | 3.6843 | 0.76957 | 66.257 | 17.644 | 5.8813 | 14.8283 | 14.8283 | 3.4893 | 2.2937 | 5.7831 | 0 | 5.7831
2016-08-14 17:00 | 0.052 | 0 | 3.189 | 0 | 8.863 | 256.6512 | 12 | 17.1793 | 3.6843 | 0 | 0 | 10.9537 | 6.2257 | 3.6843 | 0.62931 | 65.722 | 0 | 0 | 8.863 | 8.863 | 3.4566 | 0 | 3.4566 | 0 | 3.4566
2016-08-14 18:00 | 0.011 | 0 | 0 | 1.685 | 10.326 | 256.6512 | 12 | 17.1793 | 3.6843 | 0 | 0 | 10.9207 | 6.2587 | 3.6843 | 0.62841 | 65.524 | 0 | 0 | 10.326 | 12.011 | 4.0271 | 0 | 4.0271 | 0.65715 | 4.6843
2016-08-14 19:00 | 0 | 2.427 | 0 | 0 | 17.427 | 253.8291 | 15 | 21.4742 | 4.6053 | 0 | 0 | 10.9382 | 10.536 | 4.6053 | 0.56891 | 65.629 | 0 | 0 | 17.427 | 17.427 | 6.7965 | 0 | 6.7965 | 0 | 6.7965
2016-08-14 20:00 | 0 | 5.542 | 0 | 0 | 20.542 | 247.3849 | 15 | 21.4742 | 4.6053 | 0 | 0 | 0 | 21.4742 | 4.6053 | 0.329 | 0 | 0 | 0 | 20.542 | 20.542 | 8.0114 | 0 | 8.0114 | 0 | 8.0114
2016-08-14 21:00 | 0 | 5.081 | 0 | 0 | 20.081 | 241.4767 | 15 | 21.4742 | 4.6053 | 0 | 0 | 0 | 21.4742 | 4.6053 | 0.329 | 0 | 0 | 0 | 20.081 | 20.081 | 7.8316 | 0 | 7.8316 | 0 | 7.8316
2016-08-14 22:00 | 0 | 4.245 | 0 | 0 | 19.245 | 236.5407 | 15 | 21.4742 | 4.6053 | 0 | 0 | 0 | 21.4742 | 4.6053 | 0.329 | 0 | 0 | 0 | 19.245 | 19.245 | 7.5056 | 0 | 7.5056 | 0 | 7.5056
2016-08-14 23:00 | 0 | 3.07 | 0 | 0 | 18.07 | 232.9709 | 15 | 21.4742 | 4.6053 | 0 | 0 | 0 | 21.4742 | 4.6053 | 0.329 | 0 | 0 | 0 | 18.07 | 18.07 | 7.0473 | 0 | 7.0473 | 0 | 7.0473
2016-08-15 | 0 | 0.835 | 0 | 0 | 15.835 | 232 | 15 | 21.4742 | 4.6053 | 0 | 0 | 2.6147 | 18.8595 | 4.6053 | 0.38635 | 0 | 9.177 | 3.059 | 18.894 | 18.894 | 6.1757 | 1.193 | 7.3687 | 0 | 7.3687
2016-08-15 01:00 | 0 | 0 | 0 | 0 | 13.417 | 232 | 13.417 | 19.2079 | 4.1193 | 0 | 0 | 2.4493 | 16.7586 | 4.1193 | 0.38906 | 0 | 8.597 | 2.8657 | 16.2827 | 16.2827 | 5.2326 | 1.1176 | 6.3502 | 0 | 6.3502
2016-08-15 02:00 | 0 | 0 | 0 | 0 | 12.02 | 232 | 12.02 | 17.208 | 3.6904 | 0 | 0 | 2.3987 | 14.8093 | 3.6904 | 0.39465 | 0 | 8.419 | 2.8063 | 14.8263 | 14.8263 | 4.6878 | 1.0945 | 5.7823 | 0 | 5.7823
2016-08-15 03:00 | 0 | 0 | 0 | 1.308 | 10.692 | 232 | 12 | 17.1793 | 3.6843 | 0 | 0 | 2.3183 | 14.861 | 3.6843 | 0.39256 | 0 | 8.137 | 2.7123 | 13.4043 | 14.7123 | 4.1699 | 1.0578 | 5.2277 | 0.51012 | 5.7378
2016-08-15 04:00 | 0 | 0 | 0 | 2.168 | 9.832 | 232 | 12 | 17.1793 | 3.6843 | 0 | 0 | 2.162 | 15.0173 | 3.6843 | 0.38827 | 0 | 7.589 | 2.5297 | 12.3617 | 14.5297 | 3.8345 | 0.98657 | 4.8211 | 0.84552 | 5.6666
2016-08-15 05:00 | 0 | 0 | 0 | 2.897 | 9.103 | 232 | 12 | 17.1793 | 3.6843 | 0 | 0 | 0 | 17.1793 | 3.6843 | 0.329 | 0 | 0 | 0 | 9.103 | 12 | 3.5502 | 0 | 3.5502 | 1.1298 | 4.68
2016-08-15 06:00 | 0 | 0 | 0.95354 | 1.5855 | 9.461 | 232.82 | 12 | 17.1793 | 3.6843 | 0 | 0 | 0 | 17.1793 | 3.6843 | 0.329 | 0 | 0 | 0 | 9.461 | 11.0465 | 3.6898 | 0 | 3.6898 | 0.61833 | 4.3081
2016-08-15 07:00 | 0.001 | 0 | 0 | 3.373 | 8.628 | 232.82 | 12 | 17.1793 | 3.6843 | 0 | 0 | 0 | 17.1793 | 3.6843 | 0.329 | 0 | 0 | 0 | 8.628 | 12.001 | 3.3649 | 0 | 3.3649 | 1.3155 | 4.6804
2016-08-15 08:00 | 0.022 | 0 | 0 | 4.299 | 7.723 | 232.82 | 12 | 17.1793 | 3.6843 | 0 | 0 | 0 | 17.1793 | 3.6843 | 0.329 | 0 | 0 | 0 | 7.723 | 12.022 | 3.012 | 0 | 3.012 | 1.6766 | 4.6886
2016-08-15 09:00 | 0.084 | 0 | 4.057 | 0 | 8.027 | 236.3091 | 12 | 17.1793 | 3.6843 | 0 | 0 | 12.0155 | 5.1638 | 3.6843 | 0.65842 | 72.093 | 0 | 0 | 8.027 | 8.027 | 3.1305 | 0 | 3.1305 | 0 | 3.1305
2016-08-15 10:00 | 0.124 | 0 | 4.237 | 0 | 7.887 | 239.9529 | 12 | 17.1793 | 3.6843 | 0 | 0 | 12.0565 | 5.1228 | 3.6843 | 0.65955 | 72.339 | 0 | 0 | 7.887 | 7.887 | 3.0759 | 0 | 3.0759 | 0 | 3.0759
2016-08-15 11:00 | 0.151 | 0 | 0 | 3.613 | 8.538 | 239.9529 | 12 | 17.1793 | 3.6843 | 0 | 0 | 12.0672 | 5.1122 | 3.6843 | 0.65984 | 72.403 | 0 | 0 | 8.538 | 12.151 | 3.3298 | 0 | 3.3298 | 1.4091 | 4.7389
2016-08-15 12:00 | 0.165 | 0 | 3.248 | 0 | 8.917 | 242.7462 | 12 | 17.1793 | 3.6843 | 0 | 0 | 13.418 | 3.7613 | 3.6843 | 0.69688 | 72.146 | 4.892 | 1.6307 | 10.5477 | 10.5477 | 3.4776 | 0.63596 | 4.1136 | 0 | 4.1136
2016-08-15 13:00 | 0.161 | 0 | 0 | 3.207 | 8.954 | 242.7462 | 12 | 17.1793 | 3.6843 | 0 | 0 | 14.1665 | 3.0128 | 3.6843 | 0.7174 | 70.483 | 8.492 | 2.8307 | 11.7847 | 14.9917 | 3.4921 | 1.104 | 4.596 | 1.2507 | 5.8468
2016-08-15 14:00 | 0.159 | 0 | 3.038 | 0 | 9.121 | 245.3588 | 12 | 17.1793 | 3.6843 | 0 | 0 | 3.78 | 13.3993 | 3.6843 | 0.43263 | 0 | 13.268 | 4.4227 | 13.5437 | 13.5437 | 3.5572 | 1.7248 | 5.282 | 0 | 5.282
2016-08-15 15:00 | 0.135 | 0 | 0 | 2.756 | 9.379 | 245.3588 | 12 | 17.1793 | 3.6843 | 0 | 0 | 15.8118 | 1.3675 | 3.6843 | 0.76251 | 66.829 | 16.404 | 5.468 | 14.847 | 17.603 | 3.6578 | 2.1325 | 5.7903 | 1.0748 | 6.8652
2016-08-15 16:00 | 0.115 | 0 | 2.758 | 0 | 9.357 | 247.7307 | 12 | 17.1793 | 3.6843 | 0 | 0 | 16.2292 | 0.95016 | 3.6843 | 0.77395 | 65.902 | 18.412 | 6.1373 | 15.4943 | 15.4943 | 3.6492 | 2.3936 | 6.0428 | 0 | 6.0428
2016-08-15 17:00 | 0.056 | 0 | 2.613 | 0 | 9.443 | 249.9779 | 12 | 17.1793 | 3.6843 | 0 | 0 | 10.8907 | 6.2887 | 3.6843 | 0.62759 | 65.344 | 0 | 0 | 9.443 | 9.443 | 3.6828 | 0 | 3.6828 | 0 | 3.6828
2016-08-15 18:00 | 0.01 | 0 | 0 | 1.551 | 10.459 | 249.9779 | 12 | 17.1793 | 3.6843 | 0 | 0 | 10.8507 | 6.3287 | 3.6843 | 0.62649 | 65.104 | 0 | 0 | 10.459 | 12.01 | 4.079 | 0 | 4.079 | 0.60489 | 4.6839
2016-08-15 19:00 | 0 | 1.486 | 0 | 0 | 16.486 | 248.25 | 15 | 21.4742 | 4.6053 | 0 | 0 | 10.8645 | 10.6097 | 4.6053 | 0.56729 | 65.187 | 0 | 0 | 16.486 | 16.486 | 6.4295 | 0 | 6.4295 | 0 | 6.4295
2016-08-15 20:00 | 0 | 4.542 | 0 | 0 | 19.542 | 242.9686 | 15 | 21.4742 | 4.6053 | 0 | 0 | 0 | 21.4742 | 4.6053 | 0.329 | 0 | 0 | 0 | 19.542 | 19.542 | 7.6214 | 0 | 7.6214 | 0 | 7.6214
2016-08-15 21:00 | 0 | 4.578 | 0 | 0 | 19.578 | 237.6453 | 15 | 21.4742 | 4.6053 | 0 | 0 | 0 | 21.4742 | 4.6053 | 0.329 | 0 | 0 | 0 | 19.578 | 19.578 | 7.6354 | 0 | 7.6354 | 0 | 7.6354
2016-08-15 22:00 | 0 | 2.757 | 0 | 0 | 17.757 | 234.4395 | 15 | 21.4742 | 4.6053 | 0 | 0 | 0 | 21.4742 | 4.6053 | 0.329 | 0 | 0 | 0 | 17.757 | 17.757 | 6.9252 | 0 | 6.9252 | 0 | 6.9252
2016-08-15 23:00 | 0 | 1.932 | 0 | 0 | 16.932 | 232.193 | 15 | 21.4742 | 4.6053 | 0 | 0 | 0 | 21.4742 | 4.6053 | 0.329 | 0 | 0 | 0 | 16.932 | 16.932 | 6.6035 | 0 | 6.6035 | 0 | 6.6035
2016-08-16 | 0 | 0.166 | 0 | 0 | 15.166 | 232 | 15 | 21.4742 | 4.6053 | 0 | 0 | 2.6147 | 18.8595 | 4.6053 | 0.38635 | 0 | 9.177 | 3.059 | 18.225 | 18.225 | 5.9147 | 1.193 | 7.1078 | 0 | 7.1078
2016-08-16 01:00 | 0 | 0 | 0 | 0 | 13.649 | 232 | 13.649 | 19.5401 | 4.1905 | 0 | 0 | 2.3863 | 17.1537 | 4.1905 | 0.38652 | 0 | 8.376 | 2.792 | 16.441 | 16.441 | 5.3231 | 1.0889 | 6.412 | 0 | 6.412
2016-08-16 02:00 | 0 | 0 | 0 | 0 | 12.865 | 232 | 12.865 | 18.4177 | 3.9498 | 0 | 0 | 2.1592 | 16.2585 | 3.9498 | 0.38422 | 0 | 7.578 | 2.526 | 15.391 | 15.391 | 5.0174 | 0.98514 | 6.0025 | 0 | 6.0025
2016-08-16 03:00 | 0 | 0 | 0 | 0 | 12.057 | 232 | 12.057 | 17.2609 | 3.7018 | 0 | 0 | 1.9548 | 15.3061 | 3.7018 | 0.38234 | 0 | 6.862 | 2.2873 | 14.3443 | 14.3443 | 4.7022 | 0.89206 | 5.5943 | 0 | 5.5943
2016-08-16 04:00 | 0 | 0 | 0 | 1.447 | 10.553 | 232 | 12 | 17.1793 | 3.6843 | 0 | 0 | 1.8003 | 15.379 | 3.6843 | 0.37836 | 0 | 6.319 | 2.1063 | 12.6593 | 14.1063 | 4.1157 | 0.82147 | 4.9371 | 0.56433 | 5.5015
2016-08-16 05:00 | 0 | 0 | 0 | 2.516 | 9.484 | 232 | 12 | 17.1793 | 3.6843 | 0 | 0 | 0 | 17.1793 | 3.6843 | 0.329 | 0 | 0 | 0 | 9.484 | 12 | 3.6988 | 0 | 3.6988 | 0.98124 | 4.68
2016-08-16 06:00 | 0 | 0 | 1.387 | 0.756 | 9.857 | 233.1928 | 12 | 17.1793 | 3.6843 | 0 | 0 | 0 | 17.1793 | 3.6843 | 0.329 | 0 | 0 | 0 | 9.857 | 10.613 | 3.8442 | 0 | 3.8442 | 0.29484 | 4.1391
2016-08-16 07:00 | 0.001 | 0 | 0 | 2.762 | 9.239 | 233.1928 | 12 | 17.1793 | 3.6843 | 0 | 0 | 0 | 17.1793 | 3.6843 | 0.329 | 0 | 0 | 0 | 9.239 | 12.001 | 3.6032 | 0 | 3.6032 | 1.0772 | 4.6804
2016-08-16 08:00 | 0.024 | 0 | 0 | 3.689 | 8.335 | 233.1928 | 12 | 17.1793 | 3.6843 | 0 | 0 | 0 | 17.1793 | 3.6843 | 0.329 | 0 | 0 | 0 | 8.335 | 12.024 | 3.2506 | 0 | 3.2506 | 1.4387 | 4.6894
2016-08-16 09:00 | 0.084 | 0 | 0 | 3.635 | 8.449 | 233.1928 | 12 | 17.1793 | 3.6843 | 0 | 0 | 12.0417 | 5.1377 | 3.6843 | 0.65914 | 72.25 | 0 | 0 | 8.449 | 12.084 | 3.2951 | 0 | 3.2951 | 1.4176 | 4.7128
2016-08-16 10:00 | 0.123 | 0 | 4.304 | 0 | 7.819 | 236.8943 | 12 | 17.1793 | 3.6843 | 0 | 0 | 12.0423 | 5.137 | 3.6843 | 0.65916 | 72.254 | 0 | 0 | 7.819 | 7.819 | 3.0494 | 0 | 3.0494 | 0 | 3.0494
2016-08-16 11:00 | 0.148 | 0 | 0 | 3.731 | 8.417 | 236.8943 | 12 | 17.1793 | 3.6843 | 0 | 0 | 12.0508 | 5.1285 | 3.6843 | 0.65939 | 72.305 | 0 | 0 | 8.417 | 12.148 | 3.2826 | 0 | 3.2826 | 1.4551 | 4.7377
2016-08-16 12:00 | 0.161 | 0 | 3.336 | 0 | 8.825 | 239.7632 | 12 | 17.1793 | 3.6843 | 0 | 0 | 13.7575 | 3.4218 | 3.6843 | 0.70618 | 71.392 | 6.524 | 2.1747 | 10.9997 | 10.9997 | 3.4417 | 0.84812 | 4.2899 | 0 | 4.2899
2016-08-16 13:00 | 0.163 | 0 | 0 | 2.828 | 9.335 | 239.7632 | 12 | 17.1793 | 3.6843 | 0 | 0 | 14.6023 | 2.577 | 3.6843 | 0.72935 | 69.515 | 10.588 | 3.5293 | 12.8643 | 15.6923 | 3.6406 | 1.3764 | 5.0171 | 1.1029 | 6.12
2016-08-16 14:00 | 0.156 | 0 | 0 | 2.446 | 9.71 | 239.7632 | 12 | 17.1793 | 3.6843 | 0 | 0 | 3.9442 | 13.2352 | 3.6843 | 0.43714 | 0 | 13.844 | 4.6147 | 14.3247 | 16.7707 | 3.7869 | 1.7997 | 5.5866 | 0.95394 | 6.5406
2016-08-16 15:00 | 0.141 | 0 | 2.517 | 0 | 9.624 | 241.9278 | 12 | 17.1793 | 3.6843 | 0 | 0 | 15.7187 | 1.4607 | 3.6843 | 0.75995 | 67.036 | 15.956 | 5.3187 | 14.9427 | 14.9427 | 3.7534 | 2.0743 | 5.8276 | 0 | 5.8276
2016-08-16 16:00 | 0.111 | 0 | 2.929 | 0 | 9.182 | 244.4468 | 12 | 17.1793 | 3.6843 | 0 | 0 | 16.0197 | 1.1597 | 3.6843 | 0.76821 | 66.367 | 17.404 | 5.8013 | 14.9833 | 14.9833 | 3.581 | 2.2625 | 5.8435 | 0 | 5.8435
2016-08-16 17:00 | 0.058 | 0 | 3.037 | 0 | 9.021 | 247.0586 | 12 | 17.1793 | 3.6843 | 0 | 0 | 10.9837 | 6.1957 | 3.6843 | 0.63014 | 65.902 | 0 | 0 | 9.021 | 9.021 | 3.5182 | 0 | 3.5182 | 0 | 3.5182
2016-08-16 18:00 | 0.01 | 0 | 2.033 | 0 | 9.977 | 248.807 | 12 | 17.1793 | 3.6843 | 0 | 0 | 10.9468 | 6.2325 | 3.6843 | 0.62913 | 65.681 | 0 | 0 | 9.977 | 9.977 | 3.891 | 0 | 3.891 | 0 | 3.891
2016-08-16 19:00 | 0 | 0.582 | 0 | 0 | 15.582 | 248.1302 | 15 | 21.4742 | 4.6053 | 0 | 0 | 10.957 | 10.5172 | 4.6053 | 0.56932 | 65.742 | 0 | 0 | 15.582 | 15.582 | 6.077 | 0 | 6.077 | 0 | 6.077
2016-08-16 20:00 | 0 | 2.966 | 0 | 0 | 17.966 | 244.6814 | 15 | 21.4742 | 4.6053 | 0 | 0 | 0 | 21.4742 | 4.6053 | 0.329 | 0 | 0 | 0 | 17.966 | 17.966 | 7.0067 | 0 | 7.0067 | 0 | 7.0067
2016-08-16 21:00 | 0 | 4.168 | 0 | 0 | 19.168 | 239.8349 | 15 | 21.4742 | 4.6053 | 0 | 0 | 0 | 21.4742 | 4.6053 | 0.329 | 0 | 0 | 0 | 19.168 | 19.168 | 7.4755 | 0 | 7.4755 | 0 | 7.4755
2016-08-16 22:00 | 0 | 3.065 | 0 | 0 | 18.065 | 236.2709 | 15 | 21.4742 | 4.6053 | 0 | 0 | 0 | 21.4742 | 4.6053 | 0.329 | 0 | 0 | 0 | 18.065 | 18.065 | 7.0454 | 0 | 7.0454 | 0 | 7.0454
2016-08-16 23:00 | 0 | 2.659 | 0 | 0 | 17.659 | 233.1791 | 15 | 21.4742 | 4.6053 | 0 | 0 | 0 | 21.4742 | 4.6053 | 0.329 | 0 | 0 | 0 | 17.659 | 17.659 | 6.887 | 0 | 6.887 | 0 | 6.887
2016-08-17 | 0 | 1.014 | 0 | 0 | 16.014 | 232 | 15 | 21.4742 | 4.6053 | 0 | 0 | 2.6577 | 18.8165 | 4.6053 | 0.38729 | 0 | 9.328 | 3.1093 | 19.1233 | 19.1233 | 6.2455 | 1.2126 | 7.4581 | 0 | 7.4581
2016-08-17 01:00 | 0 | 0 | 0 | 0 | 13.779 | 232 | 13.779 | 19.7262 | 4.2305 | 0 | 0 | 2.4388 | 17.2873 | 4.2305 | 0.38723 | 0 | 8.56 | 2.8533 | 16.6323 | 16.6323 | 5.3738 | 1.1128 | 6.4866 | 0 | 6.4866
2016-08-17 02:00 | 0 | 0 | 0 | 0 | 12.709 | 232 | 12.709 | 18.1943 | 3.9019 | 0 | 0 | 2.2233 | 15.971 | 3.9019 | 0.38656 | 0 | 7.804 | 2.6013 | 15.3103 | 15.3103 | 4.9565 | 1.0145 | 5.971 | 0 | 5.971
2016-08-17 03:00 | 0 | 0 | 0 | 0 | 12.018 | 232 | 12.018 | 17.2051 | 3.6898 | 0 | 0 | 2.0215 | 15.1836 | 3.6898 | 0.38434 | 0 | 7.095 | 2.365 | 14.383 | 14.383 | 4.687 | 0.92235 | 5.6094 | 0 | 5.6094
2016-08-17 04:00 | 0 | 0 | 0 | 1.093 | 10.907 | 232 | 12 | 17.1793 | 3.6843 | 0 | 0 | 1.8212 | 15.3582 | 3.6843 | 0.37893 | 0 | 6.392 | 2.1307 | 13.0377 | 14.1307 | 4.2537 | 0.83096 | 5.0847 | 0.42627 | 5.511
2016-08-17 05:00 | 0 | 0 | 0 | 1.919 | 10.081 | 232 | 12 | 17.1793 | 3.6843 | 0 | 0 | 0 | 17.1793 | 3.6843 | 0.329 | 0 | 0 | 0 | 10.081 | 12 | 3.9316 | 0 | 3.9316 | 0.74841 | 4.68
2016-08-17 06:00 | 0 | 0 | 0 | 1.714 | 10.286 | 232 | 12 | 17.1793 | 3.6843 | 0 | 0 | 0 | 17.1793 | 3.6843 | 0.329 | 0 | 0 | 0 | 10.286 | 12 | 4.0115 | 0 | 4.0115 | 0.66846 | 4.68
2016-08-17 07:00 | 0.001 | 0 | 2.691 | 0 | 9.31 | 234.3143 | 12 | 17.1793 | 3.6843 | 0 | 0 | 0 | 17.1793 | 3.6843 | 0.329 | 0 | 0 | 0 | 9.31 | 9.31 | 3.6309 | 0 | 3.6309 | 0 | 3.6309
2016-08-17 08:00 | 0.025 | 0 | 0 | 4.074 | 7.951 | 234.3143 | 12 | 17.1793 | 3.6843 | 0 | 0 | 0 | 17.1793 | 3.6843 | 0.329 | 0 | 0 | 0 | 7.951 | 12.025 | 3.1009 | 0 | 3.1009 | 1.5889 | 4.6897
2016-08-17 09:00 | 0.085 | 0 | 4.459 | 0 | 7.626 | 238.149 | 12 | 17.1793 | 3.6843 | 0 | 0 | 12.1457 | 5.0337 | 3.6843 | 0.66199 | 72.874 | 0 | 0 | 7.626 | 7.626 | 2.9741 | 0 | 2.9741 | 0 | 2.9741
2016-08-17 10:00 | 0.124 | 0 | 3.7883 | 0.84874 | 7.487 | 241.4069 | 12 | 17.1793 | 3.6843 | 0 | 0 | 12.1738 | 5.0055 | 3.6843 | 0.66277 | 73.043 | 0 | 0 | 7.487 | 8.3357 | 2.9199 | 0 | 2.9199 | 0.33101 | 3.2509
2016-08-17 11:00 | 0.147 | 0 | 3.915 | 0 | 8.232 | 244.7738 | 12 | 17.1793 | 3.6843 | 0 | 0 | 12.1977 | 4.9817 | 3.6843 | 0.66342 | 73.186 | 0 | 0 | 8.232 | 8.232 | 3.2105 | 0 | 3.2105 | 0 | 3.2105
2016-08-17 12:00 | 0.162 | 0 | 0 | 3.384 | 8.778 | 244.7738 | 12 | 17.1793 | 3.6843 | 0 | 0 | 13.3927 | 3.7867 | 3.6843 | 0.69618 | 72.202 | 4.77 | 1.59 | 10.368 | 13.752 | 3.4234 | 0.6201 | 4.0435 | 1.3198 | 5.3633
2016-08-17 13:00 | 0.163 | 0 | 2.841 | 0 | 9.322 | 247.2171 | 12 | 17.1793 | 3.6843 | 0 | 0 | 14.268 | 2.9113 | 3.6843 | 0.72018 | 70.258 | 8.98 | 2.9933 | 12.3153 | 12.3153 | 3.6356 | 1.1674 | 4.803 | 0 | 4.803
2016-08-17 14:00 | 0.157 | 0 | 2.789 | 0 | 9.368 | 249.6156 | 12 | 17.1793 | 3.6843 | 0 | 0 | 3.945 | 13.2343 | 3.6843 | 0.43716 | 0 | 13.847 | 4.6157 | 13.9837 | 13.9837 | 3.6535 | 1.8001 | 5.4536 | 0 | 5.4536
2016-08-17 15:00 | 0.137 | 0 | 2.6 | 0 | 9.537 | 251.8516 | 12 | 17.1793 | 3.6843 | 0 | 0 | 15.8997 | 1.2797 | 3.6843 | 0.76492 | 66.634 | 16.827 | 5.609 | 15.146 | 15.146 | 3.7194 | 2.1875 | 5.9069 | 0 | 5.9069
2016-08-17 16:00 | 0.109 | 0 | 2.897 | 0 | 9.212 | 254.343 | 12 | 17.1793 | 3.6843 | 0 | 0 | 16.3107 | 0.86866 | 3.6843 | 0.77618 | 65.721 | 18.804 | 6.268 | 15.48 | 15.48 | 3.5927 | 2.4445 | 6.0372 | 0 | 6.0372
2016-08-17 17:00 | 0.052 | 0 | 0 | 3.003 | 9.049 | 254.343 | 12 | 17.1793 | 3.6843 | 0 | 0 | 10.8553 | 6.324 | 3.6843 | 0.62662 | 65.132 | 0 | 0 | 9.049 | 12.052 | 3.5291 | 0 | 3.5291 | 1.1712 | 4.7003
2016-08-17 18:00 | 0.011 | 0 | 0 | 2.019 | 9.992 | 254.343 | 12 | 17.1793 | 3.6843 | 0 | 0 | 10.8032 | 6.3762 | 3.6843 | 0.62519 | 64.819 | 0 | 0 | 9.992 | 12.011 | 3.8969 | 0 | 3.8969 | 0.78741 | 4.6843
2016-08-17 19:00 | 0 | 1.631 | 0 | 0 | 16.631 | 252.4465 | 15 | 21.4742 | 4.6053 | 0 | 0 | 10.8045 | 10.6697 | 4.6053 | 0.56598 | 64.827 | 0 | 0 | 16.631 | 16.631 | 6.4861 | 0 | 6.4861 | 0 | 6.4861
2016-08-17 20:00 | 0 | 5.219 | 0 | 0 | 20.219 | 246.3779 | 15 | 21.4742 | 4.6053 | 0 | 0 | 0 | 21.4742 | 4.6053 | 0.329 | 0 | 0 | 0 | 20.219 | 20.219 | 7.8854 | 0 | 7.8854 | 0 | 7.8854
2016-08-17 21:00 | 0 | 5.473 | 0 | 0 | 20.473 | 240.014 | 15 | 21.4742 | 4.6053 | 0 | 0 | 0 | 21.4742 | 4.6053 | 0.329 | 0 | 0 | 0 | 20.473 | 20.473 | 7.9845 | 0 | 7.9845 | 0 | 7.9845
2016-08-17 22:00 | 0 | 4.509 | 0 | 0 | 19.509 | 234.7709 | 15 | 21.4742 | 4.6053 | 0 | 0 | 0 | 21.4742 | 4.6053 | 0.329 | 0 | 0 | 0 | 19.509 | 19.509 | 7.6085 | 0 | 7.6085 | 0 | 7.6085
2016-08-17 23:00 | 0 | 2.383 | 0 | 0 | 17.383 | 232 | 15 | 21.4742 | 4.6053 | 0 | 0 | 0 | 21.4742 | 4.6053 | 0.329 | 0 | 0 | 0 | 17.383 | 17.383 | 6.7794 | 0 | 6.7794 | 0 | 6.7794
2016-08-18 | 0 | 0 | 0 | 0 | 14.805 | 232 | 14.805 | 21.195 | 4.5455 | 0 | 0 | 3.0755 | 18.1195 | 4.5455 | 0.39734 | 0 | 10.795 | 3.5983 | 18.4033 | 18.4033 | 5.774 | 1.4034 | 7.1773 | 0 | 7.1773
2016-08-18 01:00 | 0 | 0 | 0 | 0 | 12.82 | 232 | 12.82 | 18.3533 | 3.936 | 0 | 0 | 2.781 | 15.5723 | 3.936 | 0.40037 | 0 | 9.761 | 3.2537 | 16.0737 | 16.0737 | 4.9998 | 1.2689 | 6.2687 | 0 | 6.2687
2016-08-18 02:00 | 0 | 0 | 0 | 0 | 12 | 232 | 12 | 17.1793 | 3.6843 | 0 | 0 | 2.4623 | 14.717 | 3.6843 | 0.39651 | 0 | 8.643 | 2.881 | 14.881 | 14.881 | 4.68 | 1.1236 | 5.8036 | 0 | 5.8036
2016-08-18 03:00 | 0 | 0 | 0 | 1.015 | 10.985 | 232 | 12 | 17.1793 | 3.6843 | 0 | 0 | 2.127 | 15.0523 | 3.6843 | 0.38732 | 0 | 7.466 | 2.4887 | 13.4737 | 14.4887 | 4.2842 | 0.97058 | 5.2547 | 0.39585 | 5.6506
2016-08-18 04:00 | 0 | 0 | 0 | 1.727 | 10.273 | 232 | 12 | 17.1793 | 3.6843 | 0 | 0 | 1.6993 | 15.48 | 3.6843 | 0.37559 | 0 | 5.964 | 1.988 | 12.261 | 13.988 | 4.0065 | 0.77532 | 4.7818 | 0.67353 | 5.4553
2016-08-18 05:00 | 0 | 0 | 0 | 1.739 | 10.261 | 232 | 12 | 17.1793 | 3.6843 | 0 | 0 | 0 | 17.1793 | 3.6843 | 0.329 | 0 | 0 | 0 | 10.261 | 12 | 4.0018 | 0 | 4.0018 | 0.67821 | 4.68
2016-08-18 06:00 | 0 | 0 | 0 | 1.865 | 10.135 | 232 | 12 | 17.1793 | 3.6843 | 0 | 0 | 0 | 17.1793 | 3.6843 | 0.329 | 0 | 0 | 0 | 10.135 | 12 | 3.9527 | 0 | 3.9527 | 0.72735 | 4.68
2016-08-18 07:00 | 0.001 | 0 | 0.31032 | 2.2497 | 9.441 | 232.2669 | 12 | 17.1793 | 3.6843 | 0 | 0 | 0 | 17.1793 | 3.6843 | 0.329 | 0 | 0 | 0 | 9.441 | 11.6907 | 3.682 | 0 | 3.682 | 0.87738 | 4.5594
2016-08-18 08:00 | 0.021 | 0 | 0 | 4.119 | 7.902 | 232.2669 | 12 | 17.1793 | 3.6843 | 0 | 0 | 0 | 17.1793 | 3.6843 | 0.329 | 0 | 0 | 0 | 7.902 | 12.021 | 3.0818 | 0 | 3.0818 | 1.6064 | 4.6882
2016-08-18 09:00 | 0.074 | 0 | 4.345 | 0 | 7.729 | 236.0036 | 12 | 17.1793 | 3.6843 | 0 | 0 | 12.2942 | 4.8852 | 3.6843 | 0.66607 | 73.765 | 0 | 0 | 7.729 | 7.729 | 3.0143 | 0 | 3.0143 | 0 | 3.0143
2016-08-18 10:00 | 0.119 | 0 | 4.429 | 0 | 7.69 | 239.8125 | 12 | 17.1793 | 3.6843 | 0 | 0 | 12.3317 | 4.8477 | 3.6843 | 0.66709 | 73.99 | 0 | 0 | 7.69 | 7.69 | 2.9991 | 0 | 2.9991 | 0 | 2.9991
2016-08-18 11:00 | 0.137 | 0 | 4.248 | 0 | 7.889 | 243.4658 | 12 | 17.1793 | 3.6843 | 0 | 0 | 12.3725 | 4.8068 | 3.6843 | 0.66821 | 74.235 | 0 | 0 | 7.889 | 7.889 | 3.0767 | 0 | 3.0767 | 0 | 3.0767
2016-08-18 12:00 | 0.159 | 0 | 3.921 | 0 | 8.238 | 246.8379 | 12 | 17.1793 | 3.6843 | 0 | 0 | 12.9807 | 4.1987 | 3.6843 | 0.68489 | 73.117 | 2.789 | 0.92967 | 9.1677 | 9.1677 | 3.2128 | 0.36257 | 3.5754 | 0 | 3.5754
2016-08-18 13:00 | 0.163 | 0 | 3.067 | 0 | 9.096 | 249.4755 | 12 | 17.1793 | 3.6843 | 0 | 0 | 13.9603 | 3.219 | 3.6843 | 0.71175 | 70.941 | 7.5 | 2.5 | 11.596 | 11.596 | 3.5474 | 0.975 | 4.5224 | 0 | 4.5224
2016-08-18 14:00 | 0.154 | 0 | 0 | 2.58 | 9.574 | 249.4755 | 12 | 17.1793 | 3.6843 | 0 | 0 | 3.7852 | 13.3942 | 3.6843 | 0.43278 | 0 | 13.286 | 4.4287 | 14.0027 | 16.5827 | 3.7339 | 1.7272 | 5.461 | 1.0062 | 6.4672
2016-08-18 15:00 | 0.138 | 0 | 0 | 2.401 | 9.737 | 249.4755 | 12 | 17.1793 | 3.6843 | 0 | 0 | 15.9575 | 1.2218 | 3.6843 | 0.7665 | 66.505 | 17.105 | 5.7017 | 15.4387 | 17.8397 | 3.7974 | 2.2237 | 6.0211 | 0.93639 | 6.9575
2016-08-18 16:00 | 0.108 | 0 | 2.401 | 0 | 9.707 | 251.5403 | 12 | 17.1793 | 3.6843 | 0 | 0 | 16.393 | 0.78633 | 3.6843 | 0.77844 | 65.538 | 19.199 | 6.3997 | 16.1067 | 16.1067 | 3.7857 | 2.4959 | 6.2816 | 0 | 6.2816
2016-08-18 17:00 | 0.055 | 0 | 2.518 | 0 | 9.537 | 253.7058 | 12 | 17.1793 | 3.6843 | 0 | 0 | 10.8308 | 6.3485 | 3.6843 | 0.62595 | 64.985 | 0 | 0 | 9.537 | 9.537 | 3.7194 | 0 | 3.7194 | 0 | 3.7194
2016-08-18 18:00 | 0.01 | 0 | 0 | 1.658 | 10.352 | 253.7058 | 12 | 17.1793 | 3.6843 | 0 | 0 | 10.79 | 6.3893 | 3.6843 | 0.62483 | 64.74 | 0 | 0 | 10.352 | 12.01 | 4.0373 | 0 | 4.0373 | 0.64662 | 4.6839
2016-08-18 19:00 | 0 | 1.93 | 0 | 0 | 16.93 | 251.4616 | 15 | 21.4742 | 4.6053 | 0 | 0 | 10.7982 | 10.676 | 4.6053 | 0.56584 | 64.789 | 0 | 0 | 16.93 | 16.93 | 6.6027 | 0 | 6.6027 | 0 | 6.6027
2016-08-18 20:00 | 0 | 6.088 | 0 | 0 | 21.088 | 244.3826 | 15 | 21.4742 | 4.6053 | 0 | 0 | 0 | 21.4742 | 4.6053 | 0.329 | 0 | 0 | 0 | 21.088 | 21.088 | 8.2243 | 0 | 8.2243 | 0 | 8.2243
2016-08-18 21:00 | 0 | 4.711 | 0 | 0 | 19.711 | 238.9047 | 15 | 21.4742 | 4.6053 | 0 | 0 | 0 | 21.4742 | 4.6053 | 0.329 | 0 | 0 | 0 | 19.711 | 19.711 | 7.6873 | 0 | 7.6873 | 0 | 7.6873
2016-08-18 22:00 | 0 | 4.003 | 0 | 0 | 19.003 | 234.25 | 15 | 21.4742 | 4.6053 | 0 | 0 | 0 | 21.4742 | 4.6053 | 0.329 | 0 | 0 | 0 | 19.003 | 19.003 | 7.4112 | 0 | 7.4112 | 0 | 7.4112
2016-08-18 23:00 | 0 | 1.935 | 0 | 0 | 16.935 | 232 | 15 | 21.4742 | 4.6053 | 0 | 0 | 0 | 21.4742 | 4.6053 | 0.329 | 0 | 0 | 0 | 16.935 | 16.935 | 6.6046 | 0 | 6.6046 | 0 | 6.6046
2016-08-19 | 0 | 0 | 0 | 0 | 14.596 | 232 | 14.596 | 20.8958 | 4.4813 | 0 | 0 | 2.6705 | 18.2253 | 4.4813 | 0.38919 | 0 | 9.374 | 3.1247 | 17.7207 | 17.7207 | 5.6924 | 1.2186 | 6.9111 | 0 | 6.9111
2016-08-19 01:00 | 0 | 0 | 0 | 0 | 12.568 | 232 | 12.568 | 17.9925 | 3.8586 | 0 | 0 | 2.499 | 15.4935 | 3.8586 | 0.39442 | 0 | 8.772 | 2.924 | 15.492 | 15.492 | 4.9015 | 1.1404 | 6.0419 | 0 | 6.0419
2016-08-19 02:00 | 0 | 0 | 0 | 0.241 | 11.759 | 232 | 12 | 17.1793 | 3.6843 | 0 | 0 | 2.3493 | 14.83 | 3.6843 | 0.39341 | 0 | 8.246 | 2.7487 | 14.5077 | 14.7487 | 4.586 | 1.072 | 5.658 | 0.09399 | 5.752
2016-08-19 03:00 | 0 | 0 | 0 | 1.036 | 10.964 | 232 | 12 | 17.1793 | 3.6843 | 0 | 0 | 2.1683 | 15.011 | 3.6843 | 0.38845 | 0 | 7.611 | 2.537 | 13.501 | 14.537 | 4.276 | 0.98943 | 5.2654 | 0.40404 | 5.6694
2016-08-19 04:00 | 0 | 0 | 0 | 1.596 | 10.404 | 232 | 12 | 17.1793 | 3.6843 | 0 | 0 | 1.9015 | 15.2778 | 3.6843 | 0.38113 | 0 | 6.674 | 2.2247 | 12.6287 | 14.2247 | 4.0576 | 0.86762 | 4.9252 | 0.62244 | 5.5476
2016-08-19 05:00 | 0 | 0 | 0 | 2.064 | 9.936 | 232 | 12 | 17.1793 | 3.6843 | 0 | 0 | 0 | 17.1793 | 3.6843 | 0.329 | 0 | 0 | 0 | 9.936 | 12 | 3.875 | 0 | 3.875 | 0.80496 | 4.68
2016-08-19 06:00 | 0 | 0 | 0 | 2.461 | 9.539 | 232 | 12 | 17.1793 | 3.6843 | 0 | 0 | 0 | 17.1793 | 3.6843 | 0.329 | 0 | 0 | 0 | 9.539 | 12 | 3.7202 | 0 | 3.7202 | 0.95979 | 4.68
2016-08-19 07:00 | 0 | 0 | 0 | 3.451 | 8.549 | 232 | 12 | 17.1793 | 3.6843 | 0 | 0 | 0 | 17.1793 | 3.6843 | 0.329 | 0 | 0 | 0 | 8.549 | 12 | 3.3341 | 0 | 3.3341 | 1.3459 | 4.68
2016-08-19 08:00 | 0.017 | 0 | 4.313 | 0 | 7.704 | 235.7092 | 12 | 17.1793 | 3.6843 | 0 | 0 | 0 | 17.1793 | 3.6843 | 0.329 | 0 | 0 | 0 | 7.704 | 7.704 | 3.0046 | 0 | 3.0046 | 0 | 3.0046
2016-08-19 09:00 | 0.069 | 0 | 4.338 | 0 | 7.731 | 239.4399 | 12 | 17.1793 | 3.6843 | 0 | 0 | 12.1635 | 5.0158 | 3.6843 | 0.66248 | 72.981 | 0 | 0 | 7.731 | 7.731 | 3.0151 | 0 | 3.0151 | 0 | 3.0151
2016-08-19 10:00 | 0.097 | 0 | 4.365 | 0 | 7.732 | 243.1938 | 12 | 17.1793 | 3.6843 | 0 | 0 | 12.1893 | 4.99 | 3.6843 | 0.66319 | 73.136 | 0 | 0 | 7.732 | 7.732 | 3.0155 | 0 | 3.0155 | 0 | 3.0155
2016-08-19 11:00 | 0.13 | 0 | 3.944 | 0 | 8.186 | 246.5856 | 12 | 17.1793 | 3.6843 | 0 | 0 | 12.1995 | 4.9798 | 3.6843 | 0.66347 | 73.197 | 0 | 0 | 8.186 | 8.186 | 3.1925 | 0 | 3.1925 | 0 | 3.1925
2016-08-19 12:00 | 0.156 | 0 | 0 | 3.543 | 8.613 | 246.5856 | 12 | 17.1793 | 3.6843 | 0 | 0 | 13.4552 | 3.7242 | 3.6843 | 0.6979 | 72.063 | 5.07 | 1.69 | 10.303 | 13.846 | 3.3591 | 0.6591 | 4.0182 | 1.3818 | 5.3999
2016-08-19 13:00 | 0.16 | 0 | 3.07 | 0 | 9.09 | 249.2258 | 12 | 17.1793 | 3.6843 | 0 | 0 | 14.3715 | 2.8078 | 3.6843 | 0.72302 | 70.028 | 9.477 | 3.159 | 12.249 | 12.249 | 3.5451 | 1.232 | 4.7771 | 0 | 4.7771
2016-08-19 14:00 | 0.152 | 0 | 0 | 2.557 | 9.595 | 249.2258 | 12 | 17.1793 | 3.6843 | 0 | 0 | 3.7597 | 13.4197 | 3.6843 | 0.43208 | 0 | 13.197 | 4.399 | 13.994 | 16.551 | 3.742 | 1.7156 | 5.4577 | 0.99723 | 6.4549
2016-08-19 15:00 | 0.128 | 0 | 0 | 2.474 | 9.654 | 249.2258 | 12 | 17.1793 | 3.6843 | 0 | 0 | 15.7515 | 1.4278 | 3.6843 | 0.76085 | 66.963 | 16.114 | 5.3713 | 15.0253 | 17.4993 | 3.7651 | 2.0948 | 5.8599 | 0.96486 | 6.8247
2016-08-19 16:00 | 0.107 | 0 | 0.95629 | 2.0947 | 9.056 | 250.0482 | 12 | 17.1793 | 3.6843 | 0 | 0 | 16.202 | 0.97733 | 3.6843 | 0.7732 | 65.962 | 18.281 | 6.0937 | 15.1497 | 17.2444 | 3.5318 | 2.3765 | 5.9084 | 0.81694 | 6.7253
2016-08-19 17:00 | 0.045 | 0 | 2.809 | 0 | 9.236 | 252.464 | 12 | 17.1793 | 3.6843 | 0 | 0 | 10.8928 | 6.2865 | 3.6843 | 0.62765 | 65.357 | 0 | 0 | 9.236 | 9.236 | 3.602 | 0 | 3.602 | 0 | 3.602
2016-08-19 18:00 | 0.01 | 0 | 0 | 2.381 | 9.629 | 252.464 | 12 | 17.1793 | 3.6843 | 0 | 0 | 10.8433 | 6.336 | 3.6843 | 0.62629 | 65.06 | 0 | 0 | 9.629 | 12.01 | 3.7553 | 0 | 3.7553 | 0.92859 | 4.6839
2016-08-19 19:00 | 0 | 1.287 | 0 | 0 | 16.287 | 250.9674 | 15 | 21.4742 | 4.6053 | 0 | 0 | 10.8487 | 10.6255 | 4.6053 | 0.56695 | 65.092 | 0 | 0 | 16.287 | 16.287 | 6.3519 | 0 | 6.3519 | 0 | 6.3519
2016-08-19 20:00 | 0 | 4.345 | 0 | 0 | 19.345 | 245.9151 | 15 | 21.4742 | 4.6053 | 0 | 0 | 0 | 21.4742 | 4.6053 | 0.329 | 0 | 0 | 0 | 19.345 | 19.345 | 7.5446 | 0 | 7.5446 | 0 | 7.5446
2016-08-19 21:00 | 0 | 5.028 | 0 | 0 | 20.028 | 240.0686 | 15 | 21.4742 | 4.6053 | 0 | 0 | 0 | 21.4742 | 4.6053 | 0.329 | 0 | 0 | 0 | 20.028 | 20.028 | 7.8109 | 0 | 7.8109 | 0 | 7.8109
2016-08-19 22:00 | 0 | 4.597 | 0 | 0 | 19.597 | 234.7233 | 15 | 21.4742 | 4.6053 | 0 | 0 | 0 | 21.4742 | 4.6053 | 0.329 | 0 | 0 | 0 | 19.597 | 19.597 | 7.6428 | 0 | 7.6428 | 0 | 7.6428
2016-08-19 23:00 | 0 | 2.342 | 0 | 0 | 17.342 | 232 | 15 | 21.4742 | 4.6053 | 0 | 0 | 0 | 21.4742 | 4.6053 | 0.329 | 0 | 0 | 0 | 17.342 | 17.342 | 6.7634 | 0 | 6.7634 | 0 | 6.7634
2016-08-20 | 0 | 0 | 0 | 0 | 14.437 | 232 | 14.437 | 20.6682 | 4.4325 | 0 | 0 | 2.9243 | 17.7438 | 4.4325 | 0.39564 | 0 | 10.265 | 3.4217 | 17.8587 | 17.8587 | 5.6304 | 1.3344 | 6.9649 | 0 | 6.9649
2016-08-20 01:00 | 0 | 0 | 0 | 0 | 12.502 | 232 | 12.502 | 17.898 | 3.8384 | 0 | 0 | 2.7715 | 15.1265 | 3.8384 | 0.40193 | 0 | 9.728 | 3.2427 | 15.7447 | 15.7447 | 4.8758 | 1.2646 | 6.1404 | 0 | 6.1404
2016-08-20 02:00 | 0 | 0 | 0 | 0.443 | 11.557 | 232 | 12 | 17.1793 | 3.6843 | 0 | 0 | 2.6875 | 14.4918 | 3.6843 | 0.40268 | 0 | 9.433 | 3.1443 | 14.7013 | 15.1443 | 4.5072 | 1.2263 | 5.7335 | 0.17277 | 5.9063
2016-08-20 03:00 | 0 | 0 | 0 | 1.09 | 10.91 | 232 | 12 | 17.1793 | 3.6843 | 0 | 0 | 2.6553 | 14.524 | 3.6843 | 0.4018 | 0 | 9.32 | 3.1067 | 14.0167 | 15.1067 | 4.2549 | 1.2116 | 5.4665 | 0.4251 | 5.8916
2016-08-20 04:00 | 0 | 0 | 0.019737 | 1.9153 | 10.065 | 232.017 | 12 | 17.1793 | 3.6843 | 0 | 0 | 2.6212 | 14.5582 | 3.6843 | 0.40086 | 0 | 9.2 | 3.0667 | 13.1317 | 15.0469 | 3.9253 | 1.196 | 5.1213 | 0.74695 | 5.8683
2016-08-20 05:00 | 0 | 0 | 2.679 | 0 | 9.321 | 234.3209 | 12 | 17.1793 | 3.6843 | 0 | 0 | 0 | 17.1793 | 3.6843 | 0.329 | 0 | 0 | 0 | 9.321 | 9.321 | 3.6352 | 0 | 3.6352 | 0 | 3.6352
2016-08-20 06:00 | 0 | 0 | 0 | 3.024 | 8.976 | 234.3209 | 12 | 17.1793 | 3.6843 | 0 | 0 | 0 | 17.1793 | 3.6843 | 0.329 | 0 | 0 | 0 | 8.976 | 12 | 3.5006 | 0 | 3.5006 | 1.1794 | 4.68
2016-08-20 07:00 | 0.001 | 0 | 0 | 3.442 | 8.559 | 234.3209 | 12 | 17.1793 | 3.6843 | 0 | 0 | 0 | 17.1793 | 3.6843 | 0.329 | 0 | 0 | 0 | 8.559 | 12.001 | 3.338 | 0 | 3.338 | 1.3424 | 4.6804
2016-08-20 08:00 | 0.025 | 0 | 4.491 | 0 | 7.534 | 238.1832 | 12 | 17.1793 | 3.6843 | 0 | 0 | 0 | 17.1793 | 3.6843 | 0.329 | 0 | 0 | 0 | 7.534 | 7.534 | 2.9383 | 0 | 2.9383 | 0 | 2.9383
2016-08-20 09:00 | 0.081 | 0 | 4.292 | 0 | 7.789 | 241.8743 | 12 | 17.1793 | 3.6843 | 0 | 0 | 11.9317 | 5.2477 | 3.6843 | 0.65613 | 71.59 | 0 | 0 | 7.789 | 7.789 | 3.0377 | 0 | 3.0377 | 0 | 3.0377
2016-08-20 10:00 | 0.121 | 0 | 4.619 | 0 | 7.502 | 245.8466 | 12 | 17.1793 | 3.6843 | 0 | 0 | 12.0025 | 5.1768 | 3.6843 | 0.65807 | 72.015 | 0 | 0 | 7.502 | 7.502 | 2.9258 | 0 | 2.9258 | 0 | 2.9258
2016-08-20 11:00 | 0.146 | 0 | 0 | 3.72 | 8.426 | 245.8466 | 12 | 17.1793 | 3.6843 | 0 | 0 | 12.0665 | 5.1128 | 3.6843 | 0.65982 | 72.399 | 0 | 0 | 8.426 | 12.146 | 3.2861 | 0 | 3.2861 | 1.4508 | 4.7369
2016-08-20 12:00 | 0.161 | 0 | 0 | 3.469 | 8.692 | 245.8466 | 12 | 17.1793 | 3.6843 | 0 | 0 | 13.597 | 3.5823 | 3.6843 | 0.70178 | 71.748 | 5.753 | 1.9177 | 10.6097 | 14.0787 | 3.3899 | 0.74789 | 4.1378 | 1.3529 | 5.4907
2016-08-20 13:00 | 0.165 | 0 | 3.157 | 1.7764e-15 | 9.008 | 248.5617 | 12 | 17.1793 | 3.6843 | 0 | 0 | 14.2942 | 2.8852 | 3.6843 | 0.7209 | 70.2 | 9.106 | 3.0353 | 12.0433 | 12.0433 | 3.5131 | 1.1838 | 4.6969 | 6.9278e-16 | 4.6969
2016-08-20 14:00 | 0.153 | 0 | 2.921 | 0 | 9.232 | 251.0737 | 12 | 17.1793 | 3.6843 | 0 | 0 | 3.591 | 13.5883 | 3.6843 | 0.42745 | 0 | 12.605 | 4.2017 | 13.4337 | 13.4337 | 3.6005 | 1.6386 | 5.2391 | 0 | 5.2391
2016-08-20 15:00 | 0.117 | 0 | 3.196 | 0 | 8.921 | 253.8223 | 12 | 17.1793 | 3.6843 | 0 | 0 | 15.6028 | 1.5765 | 3.6843 | 0.75678 | 67.293 | 15.4 | 5.1333 | 14.0543 | 14.0543 | 3.4792 | 2.002 | 5.4812 | 0 | 5.4812
2016-08-20 16:00 | 0.093 | 0 | 3.066 | 0 | 9.027 | 256.459 | 12 | 17.1793 | 3.6843 | 0 | 0 | 16.0132 | 1.1662 | 3.6843 | 0.76803 | 66.382 | 17.373 | 5.791 | 14.818 | 14.818 | 3.5205 | 2.2585 | 5.779 | 0 | 5.779
2016-08-20 17:00 | 0.028 | 0 | 3.059 | 0 | 8.969 | 259.0898 | 12 | 17.1793 | 3.6843 | 0 | 0 | 10.9603 | 6.219 | 3.6843 | 0.6295 | 65.762 | 0 | 0 | 8.969 | 8.969 | 3.4979 | 0 | 3.4979 | 0 | 3.4979
2016-08-20 18:00 | 0.005 | 0 | 0 | 1.977 | 10.028 | 259.0898 | 12 | 17.1793 | 3.6843 | 0 | 0 | 10.897 | 6.2823 | 3.6843 | 0.62776 | 65.382 | 0 | 0 | 10.028 | 12.005 | 3.9109 | 0 | 3.9109 | 0.77103 | 4.682
2016-08-20 19:00 | 0 | 2.303 | 0 | 0 | 17.303 | 256.4119 | 15 | 21.4742 | 4.6053 | 0 | 0 | 10.8883 | 10.5858 | 4.6053 | 0.56782 | 65.33 | 0 | 0 | 17.303 | 17.303 | 6.7482 | 0 | 6.7482 | 0 | 6.7482
2016-08-20 20:00 | 0 | 5.474 | 0 | 0 | 20.474 | 250.0468 | 15 | 21.4742 | 4.6053 | 0 | 0 | 0 | 21.4742 | 4.6053 | 0.329 | 0 | 0 | 0 | 20.474 | 20.474 | 7.9849 | 0 | 7.9849 | 0 | 7.9849
2016-08-20 21:00 | 0 | 5.507 | 0 | 0 | 20.507 | 243.6433 | 15 | 21.4742 | 4.6053 | 0 | 0 | 0 | 21.4742 | 4.6053 | 0.329 | 0 | 0 | 0 | 20.507 | 20.507 | 7.9977 | 0 | 7.9977 | 0 | 7.9977
2016-08-20 22:00 | 0 | 4.308 | 0 | 0 | 19.308 | 238.634 | 15 | 21.4742 | 4.6053 | 0 | 0 | 0 | 21.4742 | 4.6053 | 0.329 | 0 | 0 | 0 | 19.308 | 19.308 | 7.5301 | 0 | 7.5301 | 0 | 7.5301
2016-08-20 23:00 | 0 | 2.16 | 0 | 0 | 17.16 | 236.1223 | 15 | 21.4742 | 4.6053 | 0 | 0 | 0 | 21.4742 | 4.6053 | 0.329 | 0 | 0 | 0 | 17.16 | 17.16 | 6.6924 | 0 | 6.6924 | 0 | 6.6924
2016-08-21 | 0 | 0 | 0 | 0 | 14.955 | 236.1223 | 14.955 | 21.4097 | 4.5915 | 0 | 0 | 2.7345 | 18.6752 | 4.5915 | 0.38916 | 0 | 9.598 | 3.1993 | 18.1543 | 18.1543 | 5.8325 | 1.2477 | 7.0802 | 0 | 7.0802
2016-08-21 01:00 | 0 | 0 | 0 | 0 | 12.939 | 236.1223 | 12.939 | 18.5236 | 3.9726 | 0 | 0 | 2.3248 | 16.1988 | 3.9726 | 0.38811 | 0 | 8.16 | 2.72 | 15.659 | 15.659 | 5.0462 | 1.0608 | 6.107 | 0 | 6.107
2016-08-21 02:00 | 0 | 0 | 0 | 0 | 12.131 | 236.1223 | 12.131 | 17.3669 | 3.7245 | 0 | 0 | 2.0197 | 15.3472 | 3.7245 | 0.38377 | 0 | 7.089 | 2.363 | 14.494 | 14.494 | 4.7311 | 0.92157 | 5.6527 | 0 | 5.6527
2016-08-21 03:00 | 0 | 0 | 0 | 1.18 | 10.82 | 236.1223 | 12 | 17.1793 | 3.6843 | 0 | 0 | 1.7888 | 15.3905 | 3.6843 | 0.37804 | 0 | 6.279 | 2.093 | 12.913 | 14.093 | 4.2198 | 0.81627 | 5.0361 | 0.4602 | 5.4963
2016-08-21 04:00 | 0 | 0 | 0 | 1.503 | 10.497 | 236.1223 | 12 | 17.1793 | 3.6843 | 0 | 0 | 1.6437 | 15.5357 | 3.6843 | 0.37406 | 0 | 5.769 | 1.923 | 12.42 | 13.923 | 4.0938 | 0.74997 | 4.8438 | 0.58617 | 5.43
2016-08-21 05:00 | 0 | 0 | 0 | 2.337 | 9.663 | 236.1223 | 12 | 17.1793 | 3.6843 | 0 | 0 | 0 | 17.1793 | 3.6843 | 0.329 | 0 | 0 | 0 | 9.663 | 12 | 3.7686 | 0 | 3.7686 | 0.91143 | 4.68
2016-08-21 06:00 | 0 | 0 | 2.652 | 0 | 9.348 | 238.4031 | 12 | 17.1793 | 3.6843 | 0 | 0 | 0 | 17.1793 | 3.6843 | 0.329 | 0 | 0 | 0 | 9.348 | 9.348 | 3.6457 | 0 | 3.6457 | 0 | 3.6457
2016-08-21 07:00 | 0.001 | 0 | 0 | 3.444 | 8.557 | 238.4031 | 12 | 17.1793 | 3.6843 | 0 | 0 | 0 | 17.1793 | 3.6843 | 0.329 | 0 | 0 | 0 | 8.557 | 12.001 | 3.3372 | 0 | 3.3372 | 1.3432 | 4.6804
2016-08-21 08:00 | 0.015 | 0 | 0 | 4.646 | 7.369 | 238.4031 | 12 | 17.1793 | 3.6843 | 0 | 0 | 0 | 17.1793 | 3.6843 | 0.329 | 0 | 0 | 0 | 7.369 | 12.015 | 2.8739 | 0 | 2.8739 | 1.8119 | 4.6858
2016-08-21 09:00 | 0.061 | 0 | 4.477 | 0 | 7.584 | 242.2533 | 12 | 17.1793 | 3.6843 | 0 | 0 | 12.1207 | 5.0587 | 3.6843 | 0.66131 | 72.724 | 0 | 0 | 7.584 | 7.584 | 2.9578 | 0 | 2.9578 | 0 | 2.9578
2016-08-21 10:00 | 0.097 | 0 | 4.401 | 0 | 7.696 | 246.0381 | 12 | 17.1793 | 3.6843 | 0 | 0 | 12.1715 | 5.0078 | 3.6843 | 0.6627 | 73.029 | 0 | 0 | 7.696 | 7.696 | 3.0014 | 0 | 3.0014 | 0 | 3.0014
2016-08-21 11:00 | 0.13 | 0 | 3.842 | 0 | 8.288 | 249.3423 | 12 | 17.1793 | 3.6843 | 0 | 0 | 12.212 | 4.9673 | 3.6843 | 0.66381 | 73.272 | 0 | 0 | 8.288 | 8.288 | 3.2323 | 0 | 3.2323 | 0 | 3.2323
2016-08-21 12:00 | 0.161 | 0 | 0 | 3.455 | 8.706 | 249.3423 | 12 | 17.1793 | 3.6843 | 0 | 0 | 13.1557 | 4.0237 | 3.6843 | 0.68968 | 72.728 | 3.631 | 1.2103 | 9.9163 | 13.3713 | 3.3953 | 0.47203 | 3.8674 | 1.3474 | 5.2148
2016-08-21 13:00 | 0.174 | 0 | 2.977 | 1.7764e-15 | 9.197 | 251.9025 | 12 | 17.1793 | 3.6843 | 0 | 0 | 13.9428 | 3.2365 | 3.6843 | 0.71127 | 70.98 | 7.416 | 2.472 | 11.669 | 11.669 | 3.5868 | 0.96408 | 4.5509 | 6.9278e-16 | 4.5509
2016-08-21 14:00 | 0.162 | 0 | 2.656 | 0 | 9.506 | 254.1866 | 12 | 17.1793 | 3.6843 | 0 | 0 | 3.2485 | 13.9308 | 3.6843 | 0.41806 | 0 | 11.402 | 3.8007 | 13.3067 | 13.3067 | 3.7073 | 1.4823 | 5.1896 | 0 | 5.1896
2016-08-21 15:00 | 0.145 | 0 | 2.606 | 0 | 9.539 | 256.4278 | 12 | 17.1793 | 3.6843 | 0 | 0 | 15.2243 | 1.955 | 3.6843 | 0.7464 | 68.134 | 13.579 | 4.5263 | 14.0653 | 14.0653 | 3.7202 | 1.7653 | 5.4855 | 0 | 5.4855
2016-08-21 16:00 | 0.118 | 0 | 3.005 | 0 | 9.113 | 259.0121 | 12 | 17.1793 | 3.6843 | 0 | 0 | 15.5022 | 1.6772 | 3.6843 | 0.75402 | 67.517 | 14.915 | 4.9717 | 14.0847 | 14.0847 | 3.5541 | 1.9389 | 5.493 | 0 | 5.493
2016-08-21 17:00 | 0.058 | 0 | 2.686 | 0 | 9.372 | 261.3221 | 12 | 17.1793 | 3.6843 | 0 | 0 | 11.1918 | 5.9875 | 3.6843 | 0.63584 | 67.151 | 0 | 0 | 9.372 | 9.372 | 3.6551 | 0 | 3.6551 | 0 | 3.6551
2016-08-21 18:00 | 0.012 | 0 | 0 | 1.774 | 10.238 | 261.3221 | 12 | 17.1793 | 3.6843 | 0 | 0 | 11.1732 | 6.0062 | 3.6843 | 0.63533 | 67.039 | 0 | 0 | 10.238 | 12.012 | 3.9928 | 0 | 3.9928 | 0.69186 | 4.6847
2016-08-21 19:00 | 0 | 2.482 | 0 | 0 | 17.482 | 258.436 | 15 | 21.4742 | 4.6053 | 0 | 0 | 11.1933 | 10.2808 | 4.6053 | 0.57451 | 67.16 | 0 | 0 | 17.482 | 17.482 | 6.818 | 0 | 6.818 | 0 | 6.818
2016-08-21 20:00 | 0 | 0 | 0 | 5.082 | 21.918 | 258.436 | 27 | 38.6535 | 8.2896 | 0 | 0 | 0 | 38.6535 | 8.2896 | 0.329 | 0 | 0 | 0 | 21.918 | 27 | 8.548 | 0 | 8.548 | 1.982 | 10.53
2016-08-21 21:00 | 0 | 5.995 | 0 | 0 | 20.995 | 251.4651 | 15 | 21.4742 | 4.6053 | 0 | 0 | 0 | 21.4742 | 4.6053 | 0.329 | 0 | 0 | 0 | 20.995 | 20.995 | 8.1881 | 0 | 8.1881 | 0 | 8.1881
2016-08-21 22:00 | 0 | 4.467 | 0 | 0 | 19.467 | 246.2709 | 15 | 21.4742 | 4.6053 | 0 | 0 | 0 | 21.4742 | 4.6053 | 0.329 | 0 | 0 | 0 | 19.467 | 19.467 | 7.5921 | 0 | 7.5921 | 0 | 7.5921
2016-08-21 23:00 | 0 | 2.109 | 0 | 0 | 17.109 | 243.8186 | 15 | 21.4742 | 4.6053 | 0 | 0 | 0 | 21.4742 | 4.6053 | 0.329 | 0 | 0 | 0 | 17.109 | 17.109 | 6.6725 | 0 | 6.6725 | 0 | 6.6725
2016-08-22 | 0 | 0 | 0 | 0 | 14.625 | 243.8186 | 14.625 | 20.9373 | 4.4902 | 0 | 0 | 2.0082 | 18.9291 | 4.4902 | 0.37418 | 0 | 7.049 | 2.3497 | 16.9747 | 16.9747 | 5.7038 | 0.91637 | 6.6201 | 0 | 6.6201
2016-08-22 01:00 | 0 | 0 | 0 | 0 | 13.41 | 243.8186 | 13.41 | 19.1979 | 4.1172 | 0 | 0 | 1.8832 | 17.3147 | 4.1172 | 0.3752 | 0 | 6.61 | 2.2033 | 15.6133 | 15.6133 | 5.2299 | 0.8593 | 6.0892 | 0 | 6.0892
2016-08-22 02:00 | 0 | 0 | 0 | 0 | 12.699 | 243.8186 | 12.699 | 18.18 | 3.8989 | 0 | 0 | 1.7758 | 16.4042 | 3.8989 | 0.37501 | 0 | 6.233 | 2.0777 | 14.7767 | 14.7767 | 4.9526 | 0.81029 | 5.7629 | 0 | 5.7629
2016-08-22 03:00 | 0 | 0 | 0 | 0.527 | 11.473 | 243.8186 | 12 | 17.1793 | 3.6843 | 0 | 0 | 1.6982 | 15.4812 | 3.6843 | 0.37556 | 0 | 5.96 | 1.9867 | 13.4597 | 13.9867 | 4.4745 | 0.7748 | 5.2493 | 0.20553 | 5.4548
2016-08-22 04:00 | 0 | 0 | 0 | 1.717 | 10.283 | 243.8186 | 12 | 17.1793 | 3.6843 | 0 | 0 | 1.58 | 15.5993 | 3.6843 | 0.37232 | 0 | 5.546 | 1.8487 | 12.1317 | 13.8487 | 4.0104 | 0.72098 | 4.7313 | 0.66963 | 5.401
2016-08-22 05:00 | 0 | 0 | 1.979 | 0 | 10.021 | 245.5205 | 12 | 17.1793 | 3.6843 | 0 | 0 | 0 | 17.1793 | 3.6843 | 0.329 | 0 | 0 | 0 | 10.021 | 10.021 | 3.9082 | 0 | 3.9082 | 0 | 3.9082
2016-08-22 06:00 | 0 | 0 | 2.246 | 0 | 9.754 | 247.4521 | 12 | 17.1793 | 3.6843 | 0 | 0 | 0 | 17.1793 | 3.6843 | 0.329 | 0 | 0 | 0 | 9.754 | 9.754 | 3.8041 | 0 | 3.8041 | 0 | 3.8041
2016-08-22 07:00 | 0.001 | 0 | 2.974 | 0 | 9.027 | 250.0097 | 12 | 17.1793 | 3.6843 | 0 | 0 | 0 | 17.1793 | 3.6843 | 0.329 | 0 | 0 | 0 | 9.027 | 9.027 | 3.5205 | 0 | 3.5205 | 0 | 3.5205
2016-08-22 08:00 | 0.027 | 0 | 0 | 4.1 | 7.927 | 250.0097 | 12 | 17.1793 | 3.6843 | 0 | 0 | 0 | 17.1793 | 3.6843 | 0.329 | 0 | 0 | 0 | 7.927 | 12.027 | 3.0915 | 0 | 3.0915 | 1.599 | 4.6905
2016-08-22 09:00 | 0.086 | 0 | 4.297 | 0 | 7.789 | 253.7051 | 12 | 17.1793 | 3.6843 | 0 | 0 | 12.212 | 4.9673 | 3.6843 | 0.66381 | 73.272 | 0 | 0 | 7.789 | 7.789 | 3.0377 | 0 | 3.0377 | 0 | 3.0377
2016-08-22 10:00 | 0.126 | 0 | 4.479 | 0 | 7.647 | 257.5571 | 12 | 17.1793 | 3.6843 | 0 | 0 | 12.2493 | 4.93 | 3.6843 | 0.66484 | 73.496 | 0 | 0 | 7.647 | 7.647 | 2.9823 | 0 | 2.9823 | 0 | 2.9823
2016-08-22 11:00 | 0.149 | 0 | 3.846 | 0 | 8.303 | 260.8646 | 12 | 17.1793 | 3.6843 | 0 | 0 | 12.2837 | 4.8957 | 3.6843 | 0.66578 | 73.702 | 0 | 0 | 8.303 | 8.303 | 3.2382 | 0 | 3.2382 | 0 | 3.2382
2016-08-22 12:00 | 0.163 | 0 | 3.283 | 0 | 8.88 | 263.688 | 12 | 17.1793 | 3.6843 | 0 | 0 | 12.9648 | 4.2145 | 3.6843 | 0.68445 | 73.152 | 2.712 | 0.904 | 9.784 | 9.784 | 3.4632 | 0.35256 | 3.8158 | 0 | 3.8158
2016-08-22 13:00 | 0.163 | 0 | 2.797 | 0 | 9.366 | 266.0934 | 12 | 17.1793 | 3.6843 | 0 | 0 | 13.8378 | 3.3415 | 3.6843 | 0.70839 | 71.213 | 6.911 | 2.3037 | 11.6697 | 11.6697 | 3.6527 | 0.89843 | 4.5512 | 0 | 4.5512
2016-08-22 14:00 | 0.154 | 0 | 2.34 | 0 | 9.814 | 268.1058 | 12 | 17.1793 | 3.6843 | 0 | 0 | 3.2257 | 13.9537 | 3.6843 | 0.41744 | 0 | 11.322 | 3.774 | 13.588 | 13.588 | 3.8275 | 1.4719 | 5.2993 | 0 | 5.2993
2016-08-22 15:00 | 0.133 | 0 | 2.231 | 0 | 9.902 | 270.0245 | 12 | 17.1793 | 3.6843 | 0 | 0 | 15.4948 | 1.6845 | 3.6843 | 0.75382 | 67.533 | 14.88 | 4.96 | 14.862 | 14.862 | 3.8618 | 1.9344 | 5.7962 | 0 | 5.7962
2016-08-22 16:00 | 0.1 | 0 | 2.545 | 1.7764e-15 | 9.555 | 272.2132 | 12 | 17.1793 | 3.6843 | 0 | 0 | 15.8478 | 1.3315 | 3.6843 | 0.76349 | 66.749 | 16.578 | 5.526 | 15.081 | 15.081 | 3.7264 | 2.1551 | 5.8816 | 6.9278e-16 | 5.8816
2016-08-22 17:00 | 0.061 | 0 | 3.016 | 0 | 9.045 | 274.8069 | 12 | 17.1793 | 3.6843 | 0 | 0 | 11.0505 | 6.1288 | 3.6843 | 0.63197 | 66.303 | 0 | 0 | 9.045 | 9.045 | 3.5276 | 0 | 3.5276 | 0 | 3.5276
2016-08-22 18:00 | 0.013 | 0 | 1.917 | 0 | 10.096 | 276.4556 | 12 | 17.1793 | 3.6843 | 0 | 0 | 11.0235 | 6.1558 | 3.6843 | 0.63123 | 66.141 | 0 | 0 | 10.096 | 10.096 | 3.9374 | 0 | 3.9374 | 0 | 3.9374
2016-08-22 19:00 | 0 | 1.971 | 0 | 0 | 16.971 | 274.1637 | 15 | 21.4742 | 4.6053 | 0 | 0 | 11.044 | 10.4302 | 4.6053 | 0.57123 | 66.264 | 0 | 0 | 16.971 | 16.971 | 6.6187 | 0 | 6.6187 | 0 | 6.6187
2016-08-22 20:00 | 0 | 0 | 0 | 5.642 | 21.358 | 274.1637 | 27 | 38.6535 | 8.2896 | 0 | 0 | 0 | 38.6535 | 8.2896 | 0.329 | 0 | 0 | 0 | 21.358 | 27 | 8.3296 | 0 | 8.3296 | 2.2004 | 10.53
2016-08-22 21:00 | 0 | 0 | 0 | 5.418 | 21.582 | 274.1637 | 27 | 38.6535 | 8.2896 | 0 | 0 | 0 | 38.6535 | 8.2896 | 0.329 | 0 | 0 | 0 | 21.582 | 27 | 8.417 | 0 | 8.417 | 2.113 | 10.53
2016-08-22 22:00 | 0 | 4.799 | 0 | 0 | 19.799 | 268.5835 | 15 | 21.4742 | 4.6053 | 0 | 0 | 0 | 21.4742 | 4.6053 | 0.329 | 0 | 0 | 0 | 19.799 | 19.799 | 7.7216 | 0 | 7.7216 | 0 | 7.7216
2016-08-22 23:00 | 0 | 3.619 | 0 | 0 | 18.619 | 264.3753 | 15 | 21.4742 | 4.6053 | 0 | 0 | 0 | 21.4742 | 4.6053 | 0.329 | 0 | 0 | 0 | 18.619 | 18.619 | 7.2614 | 0 | 7.2614 | 0 | 7.2614
2016-08-23 | 0 | 0 | 0 | 0 | 14.914 | 264.3753 | 14.914 | 21.351 | 4.5789 | 0 | 0 | 1.849 | 19.502 | 4.5789 | 0.36979 | 0 | 6.49 | 2.1633 | 17.0773 | 17.0773 | 5.8165 | 0.8437 | 6.6602 | 0 | 6.6602
2016-08-23 01:00 | 0 | 0 | 0 | 0 | 12.897 | 264.3753 | 12.897 | 18.4635 | 3.9597 | 0 | 0 | 1.923 | 16.5405 | 3.9597 | 0.37806 | 0 | 6.75 | 2.25 | 15.147 | 15.147 | 5.0298 | 0.8775 | 5.9073 | 0 | 5.9073
2016-08-23 02:00 | 0 | 0 | 0 | 0.54 | 11.46 | 264.3753 | 12 | 17.1793 | 3.6843 | 0 | 0 | 1.8967 | 15.2827 | 3.6843 | 0.381 | 0 | 6.657 | 2.219 | 13.679 | 14.219 | 4.4694 | 0.86541 | 5.3348 | 0.2106 | 5.5454
2016-08-23 03:00 | 0 | 0 | 0 | 1.069 | 10.931 | 264.3753 | 12 | 17.1793 | 3.6843 | 0 | 0 | 1.5865 | 15.5928 | 3.6843 | 0.3725 | 0 | 5.569 | 1.8563 | 12.7873 | 13.8563 | 4.2631 | 0.72397 | 4.9871 | 0.41691 | 5.404
2016-08-23 04:00 | 0 | 0 | 1.939 | 0 | 10.061 | 266.0429 | 12 | 17.1793 | 3.6843 | 0 | 0 | 1.1772 | 16.0022 | 3.6843 | 0.36127 | 0 | 4.132 | 1.3773 | 11.4383 | 11.4383 | 3.9238 | 0.53716 | 4.461 | 0 | 4.461
2016-08-23 05:00 | 0 | 0 | 2.839 | 0 | 9.161 | 268.4844 | 12 | 17.1793 | 3.6843 | 0 | 0 | 0 | 17.1793 | 3.6843 | 0.329 | 0 | 0 | 0 | 9.161 | 9.161 | 3.5728 | 0 | 3.5728 | 0 | 3.5728
2016-08-23 06:00 | 0 | 0 | 2.838 | 0 | 9.162 | 270.9251 | 12 | 17.1793 | 3.6843 | 0 | 0 | 0 | 17.1793 | 3.6843 | 0.329 | 0 | 0 | 0 | 9.162 | 9.162 | 3.5732 | 0 | 3.5732 | 0 | 3.5732
2016-08-23 07:00 | 0.001 | 0 | 0 | 3.807 | 8.194 | 270.9251 | 12 | 17.1793 | 3.6843 | 0 | 0 | 0 | 17.1793 | 3.6843 | 0.329 | 0 | 0 | 0 | 8.194 | 12.001 | 3.1957 | 0 | 3.1957 | 1.4847 | 4.6804
2016-08-23 08:00 | 0.02 | 0 | 0 | 4.168 | 7.852 | 270.9251 | 12 | 17.1793 | 3.6843 | 0 | 0 | 0 | 17.1793 | 3.6843 | 0.329 | 0 | 0 | 0 | 7.852 | 12.02 | 3.0623 | 0 | 3.0623 | 1.6255 | 4.6878
2016-08-23 09:00 | 0.053 | 0 | 4.173 | 0 | 7.88 | 274.5139 | 12 | 17.1793 | 3.6843 | 0 | 0 | 12.4083 | 4.771 | 3.6843 | 0.6692 | 74.45 | 0 | 0 | 7.88 | 7.88 | 3.0732 | 0 | 3.0732 | 0 | 3.0732
2016-08-23 10:00 | 0.08 | 0 | 4.315 | 1.7764e-15 | 7.765 | 278.2248 | 12 | 17.1793 | 3.6843 | 0 | 0 | 12.4415 | 4.7378 | 3.6843 | 0.6701 | 74.649 | 0 | 0 | 7.765 | 7.765 | 3.0284 | 0 | 3.0284 | 6.9278e-16 | 3.0284
2016-08-23 11:00 | 0.12 | 0 | 3.97 | 0 | 8.15 | 281.639 | 12 | 17.1793 | 3.6843 | 0 | 0 | 12.4673 | 4.712 | 3.6843 | 0.67081 | 74.804 | 0 | 0 | 8.15 | 8.15 | 3.1785 | 0 | 3.1785 | 0 | 3.1785
2016-08-23 12:00 | 0.139 | 0 | 3.777 | 0 | 8.362 | 284.8872 | 12 | 17.1793 | 3.6843 | 0 | 0 | 12.5745 | 4.6048 | 3.6843 | 0.67375 | 74.019 | 0.836 | 0.27867 | 8.6407 | 8.6407 | 3.2612 | 0.10868 | 3.3699 | 0 | 3.3699
2016-08-23 13:00 | 0.125 | 0 | 0 | 3.355 | 8.77 | 284.8872 | 12 | 17.1793 | 3.6843 | 0 | 0 | 13.7978 | 3.3815 | 3.6843 | 0.70729 | 71.302 | 6.719 | 2.2397 | 11.0097 | 14.3647 | 3.4203 | 0.87347 | 4.2938 | 1.3085 | 5.6022
2016-08-23 14:00 | 0.114 | 0 | 2.73 | 0 | 9.384 | 287.235 | 12 | 17.1793 | 3.6843 | 0 | 0 | 3.2907 | 13.8887 | 3.6843 | 0.41922 | 0 | 11.55 | 3.85 | 13.234 | 13.234 | 3.6598 | 1.5015 | 5.1613 | 0 | 5.1613
2016-08-23 15:00 | 0.106 | 0 | 0 | 2.643 | 9.463 | 287.235 | 12 | 17.1793 | 3.6843 | 0 | 0 | 15.4335 | 1.7458 | 3.6843 | 0.75214 | 67.669 | 14.585 | 4.8617 | 14.3247 | 16.9677 | 3.6906 | 1.8961 | 5.5866 | 1.0308 | 6.6174
2016-08-23 16:00 | 0.094 | 0 | 0 | 3.012 | 9.082 | 287.235 | 12 | 17.1793 | 3.6843 | 0 | 0 | 15.8203 | 1.359 | 3.6843 | 0.76274 | 66.81 | 16.446 | 5.482 | 14.564 | 17.576 | 3.542 | 2.138 | 5.68 | 1.1747 | 6.8546
2016-08-23 17:00 | 0.049 | 0 | 0 | 3.125 | 8.924 | 287.235 | 12 | 17.1793 | 3.6843 | 0 | 0 | 11.0453 | 6.134 | 3.6843 | 0.63183 | 66.272 | 0 | 0 | 8.924 | 12.049 | 3.4804 | 0 | 3.4804 | 1.2188 | 4.6991
2016-08-23 18:00 | 0.012 | 0 | 0 | 2.313 | 9.699 | 287.235 | 12 | 17.1793 | 3.6843 | 0 | 0 | 11.0068 | 6.1725 | 3.6843 | 0.63077 | 66.041 | 0 | 0 | 9.699 | 12.012 | 3.7826 | 0 | 3.7826 | 0.90207 | 4.6847
2016-08-23 19:00 | 0 | 1.883 | 0 | 0 | 16.883 | 285.0455 | 15 | 21.4742 | 4.6053 | 0 | 0 | 11.0173 | 10.4568 | 4.6053 | 0.57065 | 66.104 | 0 | 0 | 16.883 | 16.883 | 6.5844 | 0 | 6.5844 | 0 | 6.5844
2016-08-23 20:00 | 0 | 5.319 | 0 | 0 | 20.319 | 278.8606 | 15 | 21.4742 | 4.6053 | 0 | 0 | 0 | 21.4742 | 4.6053 | 0.329 | 0 | 0 | 0 | 20.319 | 20.319 | 7.9244 | 0 | 7.9244 | 0 | 7.9244
2016-08-23 21:00 | 0 | 5.268 | 0 | 0 | 20.268 | 272.735 | 15 | 21.4742 | 4.6053 | 0 | 0 | 0 | 21.4742 | 4.6053 | 0.329 | 0 | 0 | 0 | 20.268 | 20.268 | 7.9045 | 0 | 7.9045 | 0 | 7.9045
2016-08-23 22:00 | 0 | 4.658 | 0 | 0 | 19.658 | 267.3187 | 15 | 21.4742 | 4.6053 | 0 | 0 | 0 | 21.4742 | 4.6053 | 0.329 | 0 | 0 | 0 | 19.658 | 19.658 | 7.6666 | 0 | 7.6666 | 0 | 7.6666
2016-08-23 23:00 | 0 | 2.685 | 0 | 0 | 17.685 | 264.1966 | 15 | 21.4742 | 4.6053 | 0 | 0 | 0 | 21.4742 | 4.6053 | 0.329 | 0 | 0 | 0 | 17.685 | 17.685 | 6.8971 | 0 | 6.8971 | 0 | 6.8971
2016-08-24 | 0 | 0 | 0 | 0 | 14.572 | 264.1966 | 14.572 | 20.8614 | 4.4739 | 0 | 0 | 2.094 | 18.7674 | 4.4739 | 0.37628 | 0 | 7.35 | 2.45 | 17.022 | 17.022 | 5.6831 | 0.9555 | 6.6386 | 0 | 6.6386
2016-08-24 01:00 | 0 | 0 | 0 | 0 | 12.78 | 264.1966 | 12.78 | 18.296 | 3.9237 | 0 | 0 | 2.0538 | 16.2422 | 3.9237 | 0.38187 | 0 | 7.209 | 2.403 | 15.183 | 15.183 | 4.9842 | 0.93717 | 5.9214 | 0 | 5.9214
2016-08-24 02:00 | 0 | 0 | 0 | 0 | 12.14 | 264.1966 | 12.14 | 17.3798 | 3.7272 | 0 | 0 | 1.8505 | 15.5293 | 3.7272 | 0.37915 | 0 | 6.495 | 2.165 | 14.305 | 14.305 | 4.7346 | 0.84435 | 5.5789 | 0 | 5.5789
2016-08-24 03:00 | 0 | 0 | 0 | 1.011 | 10.989 | 264.1966 | 12 | 17.1793 | 3.6843 | 0 | 0 | 1.4718 | 15.7075 | 3.6843 | 0.36935 | 0 | 5.166 | 1.722 | 12.711 | 13.722 | 4.2857 | 0.67158 | 4.9573 | 0.39429 | 5.3516
2016-08-24 04:00 | 0 | 0 | 1.89 | 0 | 10.11 | 265.822 | 12 | 17.1793 | 3.6843 | 0 | 0 | 1.2583 | 15.921 | 3.6843 | 0.3635 | 0 | 4.417 | 1.4723 | 11.5823 | 11.5823 | 3.9429 | 0.57421 | 4.5171 | 0 | 4.5171
2016-08-24 05:00 | 0 | 0 | 2.341 | 0 | 9.659 | 267.8353 | 12 | 17.1793 | 3.6843 | 0 | 0 | 0 | 17.1793 | 3.6843 | 0.329 | 0 | 0 | 0 | 9.659 | 9.659 | 3.767 | 0 | 3.767 | 0 | 3.767
2016-08-24 06:00 | 0 | 0 | 2.038 | 0 | 9.962 | 269.588 | 12 | 17.1793 | 3.6843 | 0 | 0 | 0 | 17.1793 | 3.6843 | 0.329 | 0 | 0 | 0 | 9.962 | 9.962 | 3.8852 | 0 | 3.8852 | 0 | 3.8852
2016-08-24 07:00 | 0.001 | 0 | 2.687 | 0 | 9.314 | 271.8988 | 12 | 17.1793 | 3.6843 | 0 | 0 | 0 | 17.1793 | 3.6843 | 0.329 | 0 | 0 | 0 | 9.314 | 9.314 | 3.6325 | 0 | 3.6325 | 0 | 3.6325
2016-08-24 08:00 | 0.009 | 0 | 0 | 3.703 | 8.306 | 271.8988 | 12 | 17.1793 | 3.6843 | 0 | 0 | 0 | 17.1793 | 3.6843 | 0.329 | 0 | 0 | 0 | 8.306 | 12.009 | 3.2393 | 0 | 3.2393 | 1.4442 | 4.6835
2016-08-24 09:00 | 0.037 | 0 | 3.929 | 0 | 8.108 | 275.2777 | 12 | 17.1793 | 3.6843 | 0 | 0 | 12.3643 | 4.815 | 3.6843 | 0.66799 | 74.186 | 0 | 0 | 8.108 | 8.108 | 3.1621 | 0 | 3.1621 | 0 | 3.1621
2016-08-24 10:00 | 0.07 | 0 | 3.772 | 1.7764e-15 | 8.298 | 278.5216 | 12 | 17.1793 | 3.6843 | 0 | 0 | 12.4155 | 4.7638 | 3.6843 | 0.66939 | 74.493 | 0 | 0 | 8.298 | 8.298 | 3.2362 | 0 | 3.2362 | 6.9278e-16 | 3.2362
2016-08-24 11:00 | 0.089 | 0 | 0 | 3.635 | 8.454 | 278.5216 | 12 | 17.1793 | 3.6843 | 0 | 0 | 12.4705 | 4.7088 | 3.6843 | 0.6709 | 74.823 | 0 | 0 | 8.454 | 12.089 | 3.2971 | 0 | 3.2971 | 1.4176 | 4.7147
2016-08-24 12:00 | 0.109 | 0 | 0 | 3.562 | 8.547 | 278.5216 | 12 | 17.1793 | 3.6843 | 0 | 0 | 12.5338 | 4.6455 | 3.6843 | 0.67264 | 74.11 | 0.639 | 0.213 | 8.76 | 12.322 | 3.3333 | 0.08307 | 3.4164 | 1.3892 | 4.8056
2016-08-24 13:00 | 0.101 | 0 | 0 | 3.289 | 8.812 | 278.5216 | 12 | 17.1793 | 3.6843 | 0 | 0 | 13.8072 | 3.3722 | 3.6843 | 0.70755 | 71.281 | 6.764 | 2.2547 | 11.0667 | 14.3557 | 3.4367 | 0.87932 | 4.316 | 1.2827 | 5.5987
2016-08-24 14:00 | 0.066 | 0 | 0 | 2.933 | 9.133 | 278.5216 | 12 | 17.1793 | 3.6843 | 0 | 0 | 3.4768 | 13.7025 | 3.6843 | 0.42432 | 0 | 12.204 | 4.068 | 13.201 | 16.134 | 3.5619 | 1.5865 | 5.1484 | 1.1439 | 6.2923
2016-08-24 15:00 | 0.07 | 0 | 0 | 2.869 | 9.201 | 278.5216 | 12 | 17.1793 | 3.6843 | 0 | 0 | 15.7502 | 1.4292 | 3.6843 | 0.76082 | 66.966 | 16.108 | 5.3693 | 14.5703 | 17.4393 | 3.5884 | 2.094 | 5.6824 | 1.1189 | 6.8013
2016-08-24 16:00 | 0.046 | 0 | 0 | 2.975 | 9.071 | 278.5216 | 12 | 17.1793 | 3.6843 | 0 | 0 | 16.1717 | 1.0077 | 3.6843 | 0.77237 | 66.03 | 18.135 | 6.045 | 15.116 | 18.091 | 3.5377 | 2.3575 | 5.8952 | 1.1603 | 7.0555
2016-08-24 17:00 | 0.032 | 0 | 0 | 3.446 | 8.586 | 278.5216 | 12 | 17.1793 | 3.6843 | 0 | 0 | 10.9223 | 6.257 | 3.6843 | 0.62845 | 65.534 | 0 | 0 | 8.586 | 12.032 | 3.3485 | 0 | 3.3485 | 1.3439 | 4.6925
2016-08-24 18:00 | 0.008 | 0 | 0 | 2.261 | 9.747 | 278.5216 | 12 | 17.1793 | 3.6843 | 0 | 0 | 10.9028 | 6.2765 | 3.6843 | 0.62792 | 65.417 | 0 | 0 | 9.747 | 12.008 | 3.8013 | 0 | 3.8013 | 0.88179 | 4.6831
2016-08-24 19:00 | 0 | 1.573 | 0 | 0 | 16.573 | 276.6926 | 15 | 21.4742 | 4.6053 | 0 | 0 | 10.937 | 10.5372 | 4.6053 | 0.56888 | 65.622 | 0 | 0 | 16.573 | 16.573 | 6.4635 | 0 | 6.4635 | 0 | 6.4635
2016-08-24 20:00 | 0 | 4.485 | 0 | 0 | 19.485 | 271.4775 | 15 | 21.4742 | 4.6053 | 0 | 0 | 0 | 21.4742 | 4.6053 | 0.329 | 0 | 0 | 0 | 19.485 | 19.485 | 7.5991 | 0 | 7.5991 | 0 | 7.5991
2016-08-24 21:00 | 0 | 5.278 | 0 | 0 | 20.278 | 265.3402 | 15 | 21.4742 | 4.6053 | 0 | 0 | 0 | 21.4742 | 4.6053 | 0.329 | 0 | 0 | 0 | 20.278 | 20.278 | 7.9084 | 0 | 7.9084 | 0 | 7.9084
2016-08-24 22:00 | 0 | 4.083 | 0 | 0 | 19.083 | 260.5926 | 15 | 21.4742 | 4.6053 | 0 | 0 | 0 | 21.4742 | 4.6053 | 0.329 | 0 | 0 | 0 | 19.083 | 19.083 | 7.4424 | 0 | 7.4424 | 0 | 7.4424
2016-08-24 23:00 | 0 | 1.796 | 0 | 0 | 16.796 | 258.5042 | 15 | 21.4742 | 4.6053 | 0 | 0 | 0 | 21.4742 | 4.6053 | 0.329 | 0 | 0 | 0 | 16.796 | 16.796 | 6.5504 | 0 | 6.5504 | 0 | 6.5504
2016-08-25 | 0 | 0 | 0 | 0 | 13.874 | 258.5042 | 13.874 | 19.8622 | 4.2596 | 0 | 0 | 1.8055 | 18.0567 | 4.2596 | 0.37181 | 0 | 6.337 | 2.1123 | 15.9863 | 15.9863 | 5.4109 | 0.82381 | 6.2347 | 0 | 6.2347
2016-08-25 01:00 | 0 | 0 | 0 | 0 | 12.018 | 258.5042 | 12.018 | 17.2051 | 3.6898 | 0 | 0 | 1.6795 | 15.5256 | 3.6898 | 0.37498 | 0 | 5.895 | 1.965 | 13.983 | 13.983 | 4.687 | 0.76635 | 5.4534 | 0 | 5.4534
2016-08-25 02:00 | 0 | 0 | 0 | 0.695 | 11.305 | 258.5042 | 12 | 17.1793 | 3.6843 | 0 | 0 | 1.463 | 15.7163 | 3.6843 | 0.36911 | 0 | 5.135 | 1.7117 | 13.0167 | 13.7117 | 4.4089 | 0.66755 | 5.0765 | 0.27105 | 5.3476
2016-08-25 03:00 | 0 | 0 | 0 | 0.748 | 11.252 | 258.5042 | 12 | 17.1793 | 3.6843 | 0 | 0 | 1.2363 | 15.943 | 3.6843 | 0.3629 | 0 | 4.339 | 1.4463 | 12.6983 | 13.4463 | 4.3883 | 0.56407 | 4.9524 | 0.29172 | 5.2441
2016-08-25 04:00 | 0 | 0 | 0 | 1.596 | 10.404 | 258.5042 | 12 | 17.1793 | 3.6843 | 0 | 0 | 1.024 | 16.1553 | 3.6843 | 0.35707 | 0 | 3.594 | 1.198 | 11.602 | 13.198 | 4.0576 | 0.46722 | 4.5248 | 0.62244 | 5.1472
2016-08-25 05:00 | 0 | 0 | 0 | 1.817 | 10.183 | 258.5042 | 12 | 17.1793 | 3.6843 | 0 | 0 | 0 | 17.1793 | 3.6843 | 0.329 | 0 | 0 | 0 | 10.183 | 12 | 3.9714 | 0 | 3.9714 | 0.70863 | 4.68
2016-08-25 06:00 | 0 | 0 | 0 | 1.844 | 10.156 | 258.5042 | 12 | 17.1793 | 3.6843 | 0 | 0 | 0 | 17.1793 | 3.6843 | 0.329 | 0 | 0 | 0 | 10.156 | 12 | 3.9608 | 0 | 3.9608 | 0.71916 | 4.68
2016-08-25 07:00 | 0.001 | 0 | 2.534 | 0 | 9.467 | 260.6834 | 12 | 17.1793 | 3.6843 | 0 | 0 | 0 | 17.1793 | 3.6843 | 0.329 | 0 | 0 | 0 | 9.467 | 9.467 | 3.6921 | 0 | 3.6921 | 0 | 3.6921
2016-08-25 08:00 | 0.015 | 0 | 0 | 3.775 | 8.24 | 260.6834 | 12 | 17.1793 | 3.6843 | 0 | 0 | 0 | 17.1793 | 3.6843 | 0.329 | 0 | 0 | 0 | 8.24 | 12.015 | 3.2136 | 0 | 3.2136 | 1.4723 | 4.6859
2016-08-25 09:00 | 0.048 | 0 | 4.031 | 0 | 8.017 | 264.1501 | 12 | 17.1793 | 3.6843 | 0 | 0 | 12.3183 | 4.861 | 3.6843 | 0.66673 | 73.91 | 0 | 0 | 8.017 | 8.017 | 3.1266 | 0 | 3.1266 | 0 | 3.1266
2016-08-25 10:00 | 0.082 | 0 | 4.324 | 0 | 7.758 | 267.8687 | 12 | 17.1793 | 3.6843 | 0 | 0 | 12.3657 | 4.8137 | 3.6843 | 0.66803 | 74.194 | 0 | 0 | 7.758 | 7.758 | 3.0256 | 0 | 3.0256 | 0 | 3.0256
2016-08-25 11:00 | 0.11 | 0 | 4.224 | 0 | 7.886 | 271.5014 | 12 | 17.1793 | 3.6843 | 0 | 0 | 12.4123 | 4.767 | 3.6843 | 0.6693 | 74.474 | 0 | 0 | 7.886 | 7.886 | 3.0755 | 0 | 3.0755 | 0 | 3.0755
2016-08-25 12:00 | 0.135 | 0 | 0 | 3.673 | 8.462 | 271.5014 | 12 | 17.1793 | 3.6843 | 0 | 0 | 12.7777 | 4.4017 | 3.6843 | 0.67932 | 73.568 | 1.812 | 0.604 | 9.066 | 12.739 | 3.3002 | 0.23556 | 3.5357 | 1.4325 | 4.9682
2016-08-25 13:00 | 0.123 | 0 | 0 | 3.325 | 8.798 | 271.5014 | 12 | 17.1793 | 3.6843 | 0 | 0 | 13.9913 | 3.188 | 3.6843 | 0.7126 | 70.872 | 7.649 | 2.5497 | 11.3477 | 14.6727 | 3.4312 | 0.99437 | 4.4256 | 1.2968 | 5.7223
2016-08-25 14:00 | 0.114 | 0 | 0 | 2.622 | 9.492 | 271.5014 | 12 | 17.1793 | 3.6843 | 0 | 0 | 3.7302 | 13.4492 | 3.6843 | 0.43127 | 0 | 13.093 | 4.3643 | 13.8563 | 16.4783 | 3.7019 | 1.7021 | 5.404 | 1.0226 | 6.4266
2016-08-25 15:00 | 0.106 | 0 | 0 | 2.528 | 9.578 | 271.5014 | 12 | 17.1793 | 3.6843 | 0 | 0 | 15.9082 | 1.2712 | 3.6843 | 0.76515 | 66.615 | 16.868 | 5.6227 | 15.2007 | 17.7287 | 3.7354 | 2.1928 | 5.9283 | 0.98592 | 6.9142
2016-08-25 16:00 | 0.086 | 0 | 0 | 2.966 | 9.12 | 271.5014 | 12 | 17.1793 | 3.6843 | 0 | 0 | 16.2152 | 0.96416 | 3.6843 | 0.77357 | 65.933 | 18.345 | 6.115 | 15.235 | 18.201 | 3.5568 | 2.3849 | 5.9417 | 1.1567 | 7.0984
2016-08-25 17:00 | 0.042 | 0 | 0 | 3.373 | 8.669 | 271.5014 | 12 | 17.1793 | 3.6843 | 0 | 0 | 10.9603 | 6.219 | 3.6843 | 0.6295 | 65.762 | 0 | 0 | 8.669 | 12.042 | 3.3809 | 0 | 3.3809 | 1.3155 | 4.6964
2016-08-25 18:00 | 0.01 | 0 | 0 | 2.669 | 9.341 | 271.5014 | 12 | 17.1793 | 3.6843 | 0 | 0 | 10.993 | 6.1863 | 3.6843 | 0.63039 | 65.958 | 0 | 0 | 9.341 | 12.01 | 3.643 | 0 | 3.643 | 1.0409 | 4.6839
2016-08-25 19:00 | 0 | 1.417 | 0 | 0 | 16.417 | 269.8537 | 15 | 21.4742 | 4.6053 | 0 | 0 | 11.0713 | 10.4028 | 4.6053 | 0.57183 | 66.428 | 0 | 0 | 16.417 | 16.417 | 6.4026 | 0 | 6.4026 | 0 | 6.4026
2016-08-25 20:00 | 0 | 5.174 | 0 | 0 | 20.174 | 263.8374 | 15 | 21.4742 | 4.6053 | 0 | 0 | 0 | 21.4742 | 4.6053 | 0.329 | 0 | 0 | 0 | 20.174 | 20.174 | 7.8679 | 0 | 7.8679 | 0 | 7.8679
2016-08-25 21:00 | 0 | 5.797 | 0 | 0 | 20.797 | 257.0967 | 15 | 21.4742 | 4.6053 | 0 | 0 | 0 | 21.4742 | 4.6053 | 0.329 | 0 | 0 | 0 | 20.797 | 20.797 | 8.1108 | 0 | 8.1108 | 0 | 8.1108
2016-08-25 22:00 | 0 | 4.85 | 0 | 0 | 19.85 | 251.4572 | 15 | 21.4742 | 4.6053 | 0 | 0 | 0 | 21.4742 | 4.6053 | 0.329 | 0 | 0 | 0 | 19.85 | 19.85 | 7.7415 | 0 | 7.7415 | 0 | 7.7415
2016-08-25 23:00 | 0 | 2.506 | 0 | 0 | 17.506 | 248.5432 | 15 | 21.4742 | 4.6053 | 0 | 0 | 0 | 21.4742 | 4.6053 | 0.329 | 0 | 0 | 0 | 17.506 | 17.506 | 6.8273 | 0 | 6.8273 | 0 | 6.8273
2016-08-26 | 0 | 0 | 0 | 0 | 14.764 | 248.5432 | 14.764 | 21.1363 | 4.5329 | 0 | 0 | 1.2853 | 19.851 | 4.5329 | 0.35764 | 0 | 4.512 | 1.504 | 16.268 | 16.268 | 5.758 | 0.58656 | 6.3445 | 0 | 6.3445
2016-08-26 01:00 | 0 | 0 | 0 | 0 | 12.264 | 248.5432 | 12.264 | 17.5573 | 3.7653 | 0 | 0 | 1.1225 | 16.4348 | 3.7653 | 0.35911 | 0 | 3.94 | 1.3133 | 13.5773 | 13.5773 | 4.783 | 0.5122 | 5.2952 | 0 | 5.2952
2016-08-26 02:00 | 0 | 0 | 0 | 0.352 | 11.648 | 248.5432 | 12 | 17.1793 | 3.6843 | 0 | 0 | 0.99133 | 16.188 | 3.6843 | 0.35618 | 0 | 3.48 | 1.16 | 12.808 | 13.16 | 4.5427 | 0.4524 | 4.9951 | 0.13728 | 5.1324
2016-08-26 03:00 | 0 | 0 | 0 | 0.699 | 11.301 | 248.5432 | 12 | 17.1793 | 3.6843 | 0 | 0 | 0.82017 | 16.3592 | 3.6843 | 0.35149 | 0 | 2.879 | 0.95967 | 12.2607 | 12.9597 | 4.4074 | 0.37427 | 4.7817 | 0.27261 | 5.0543
2016-08-26 04:00 | 0 | 0 | 0 | 1.566 | 10.434 | 248.5432 | 12 | 17.1793 | 3.6843 | 0 | 0 | 0.65917 | 16.5202 | 3.6843 | 0.34707 | 0 | 2.314 | 0.77133 | 11.2053 | 12.7713 | 4.0693 | 0.30082 | 4.3701 | 0.61074 | 4.9808
2016-08-26 05:00 | 0 | 0 | 0 | 1.867 | 10.133 | 248.5432 | 12 | 17.1793 | 3.6843 | 0 | 0 | 0 | 17.1793 | 3.6843 | 0.329 | 0 | 0 | 0 | 10.133 | 12 | 3.9519 | 0 | 3.9519 | 0.72813 | 4.68
2016-08-26 06:00 | 0 | 0 | 0 | 2.24 | 9.76 | 248.5432 | 12 | 17.1793 | 3.6843 | 0 | 0 | 0 | 17.1793 | 3.6843 | 0.329 | 0 | 0 | 0 | 9.76 | 12 | 3.8064 | 0 | 3.8064 | 0.8736 | 4.68
2016-08-26 07:00 | 0.002 | 0 | 0 | 3.063 | 8.939 | 248.5432 | 12 | 17.1793 | 3.6843 | 0 | 0 | 0 | 17.1793 | 3.6843 | 0.329 | 0 | 0 | 0 | 8.939 | 12.002 | 3.4862 | 0 | 3.4862 | 1.1946 | 4.6808
2016-08-26 08:00 | 0.035 | 0 | 4.326 | 1.7764e-15 | 7.709 | 252.2636 | 12 | 17.1793 | 3.6843 | 0 | 0 | 0 | 17.1793 | 3.6843 | 0.329 | 0 | 0 | 0 | 7.709 | 7.709 | 3.0065 | 0 | 3.0065 | 6.9278e-16 | 3.0065
2016-08-26 09:00 | 0.08 | 0 | 4.351 | 0 | 7.729 | 256.0055 | 12 | 17.1793 | 3.6843 | 0 | 0 | 12.4622 | 4.7172 | 3.6843 | 0.67067 | 74.773 | 0 | 0 | 7.729 | 7.729 | 3.0143 | 0 | 3.0143 | 0 | 3.0143
2016-08-26 10:00 | 0.121 | 0 | 4.241 | 0 | 7.88 | 259.6527 | 12 | 17.1793 | 3.6843 | 0 | 0 | 12.5015 | 4.6778 | 3.6843 | 0.67175 | 75.009 | 0 | 0 | 7.88 | 7.88 | 3.0732 | 0 | 3.0732 | 0 | 3.0732
2016-08-26 11:00 | 0.149 | 0 | 4.418 | 0 | 7.731 | 263.4522 | 12 | 17.1793 | 3.6843 | 0 | 0 | 12.5332 | 4.6462 | 3.6843 | 0.67262 | 75.199 | 0 | 0 | 7.731 | 7.731 | 3.0151 | 0 | 3.0151 | 0 | 3.0151
2016-08-26 12:00 | 0.167 | 0 | 4.211 | 0 | 7.956 | 267.0737 | 12 | 17.1793 | 3.6843 | 0 | 0 | 12.4235 | 4.7558 | 3.6843 | 0.66961 | 74.355 | 0.109 | 0.036333 | 7.9923 | 7.9923 | 3.1028 | 0.01417 | 3.117 | 0 | 3.117
2016-08-26 13:00 | 0.166 | 0 | 3.862 | 1.7764e-15 | 8.304 | 270.395 | 12 | 17.1793 | 3.6843 | 0 | 0 | 13.4718 | 3.7075 | 3.6843 | 0.69835 | 72.026 | 5.151 | 1.717 | 10.021 | 10.021 | 3.2386 | 0.66963 | 3.9082 | 6.9278e-16 | 3.9082
2016-08-26 14:00 | 0.162 | 0 | 0 | 3.577 | 8.585 | 270.395 | 12 | 17.1793 | 3.6843 | 0 | 0 | 2.972 | 14.2073 | 3.6843 | 0.41048 | 0 | 10.432 | 3.4773 | 12.0623 | 15.6393 | 3.3481 | 1.3562 | 4.7043 | 1.395 | 6.0993
2016-08-26 15:00 | 0.142 | 0 | 0 | 2.913 | 9.229 | 270.395 | 12 | 17.1793 | 3.6843 | 0 | 0 | 15.3365 | 1.8428 | 3.6843 | 0.74948 | 67.885 | 14.119 | 4.7063 | 13.9353 | 16.8483 | 3.5993 | 1.8355 | 5.4348 | 1.1361 | 6.5708
2016-08-26 16:00 | 0.112 | 0 | 0 | 3.074 | 9.038 | 270.395 | 12 | 17.1793 | 3.6843 | 0 | 0 | 15.8125 | 1.3668 | 3.6843 | 0.76253 | 66.828 | 16.407 | 5.469 | 14.507 | 17.581 | 3.5248 | 2.1329 | 5.6577 | 1.1989 | 6.8566
2016-08-26 17:00 | 0.046 | 0 | 2.961 | 0 | 9.085 | 272.9414 | 12 | 17.1793 | 3.6843 | 0 | 0 | 11.0413 | 6.138 | 3.6843 | 0.63172 | 66.248 | 0 | 0 | 9.085 | 9.085 | 3.5431 | 0 | 3.5431 | 0 | 3.5431
2016-08-26 18:00 | 0.011 | 0 | 0 | 2.603 | 9.408 | 272.9414 | 12 | 17.1793 | 3.6843 | 0 | 0 | 11.0072 | 6.1722 | 3.6843 | 0.63078 | 66.043 | 0 | 0 | 9.408 | 12.011 | 3.6691 | 0 | 3.6691 | 1.0152 | 4.6843
2016-08-26 19:00 | 0 | 1.474 | 0 | 0 | 16.474 | 271.2275 | 15 | 21.4742 | 4.6053 | 0 | 0 | 11.0322 | 10.442 | 4.6053 | 0.57097 | 66.193 | 0 | 0 | 16.474 | 16.474 | 6.4249 | 0 | 6.4249 | 0 | 6.4249
2016-08-26 20:00 | 0 | 5.631 | 0 | 0 | 20.631 | 264.6798 | 15 | 21.4742 | 4.6053 | 0 | 0 | 0 | 21.4742 | 4.6053 | 0.329 | 0 | 0 | 0 | 20.631 | 20.631 | 8.0461 | 0 | 8.0461 | 0 | 8.0461
2016-08-26 21:00 | 0 | 5.592 | 0 | 0 | 20.592 | 258.1775 | 15 | 21.4742 | 4.6053 | 0 | 0 | 0 | 21.4742 | 4.6053 | 0.329 | 0 | 0 | 0 | 20.592 | 20.592 | 8.0309 | 0 | 8.0309 | 0 | 8.0309
2016-08-26 22:00 | 0 | 4.202 | 0 | 0 | 19.202 | 253.2914 | 15 | 21.4742 | 4.6053 | 0 | 0 | 0 | 21.4742 | 4.6053 | 0.329 | 0 | 0 | 0 | 19.202 | 19.202 | 7.4888 | 0 | 7.4888 | 0 | 7.4888
2016-08-26 23:00 | 0 | 2.383 | 0 | 0 | 17.383 | 250.5205 | 15 | 21.4742 | 4.6053 | 0 | 0 | 0 | 21.4742 | 4.6053 | 0.329 | 0 | 0 | 0 | 17.383 | 17.383 | 6.7794 | 0 | 6.7794 | 0 | 6.7794
2016-08-27 | 0 | 0.086 | 0 | 0 | 15.086 | 250.4205 | 15 | 21.4742 | 4.6053 | 0 | 0 | 1.0788 | 20.3953 | 4.6053 | 0.35266 | 0 | 3.787 | 1.2623 | 16.3483 | 16.3483 | 5.8835 | 0.49231 | 6.3758 | 0 | 6.3758
2016-08-27 01:00 | 0 | 0 | 0 | 0 | 12.918 | 250.4205 | 12.918 | 18.4936 | 3.9661 | 0 | 0 | 0.8675 | 17.6261 | 3.9661 | 0.35109 | 0 | 3.045 | 1.015 | 13.933 | 13.933 | 5.038 | 0.39585 | 5.4339 | 0 | 5.4339
2016-08-27 02:00 | 0 | 0 | 0 | 0.174 | 11.826 | 250.4205 | 12 | 17.1793 | 3.6843 | 0 | 0 | 0.71517 | 16.4642 | 3.6843 | 0.34861 | 0 | 2.51 | 0.83667 | 12.6627 | 12.8367 | 4.6121 | 0.3263 | 4.9384 | 0.06786 | 5.0063
2016-08-27 03:00 | 0 | 0 | 0 | 1.072 | 10.928 | 250.4205 | 12 | 17.1793 | 3.6843 | 0 | 0 | 0.55283 | 16.6265 | 3.6843 | 0.34416 | 0 | 1.94 | 0.64667 | 11.5747 | 12.6467 | 4.2619 | 0.2522 | 4.5141 | 0.41808 | 4.9322
2016-08-27 04:00 | 0 | 0 | 0 | 1.288 | 10.712 | 250.4205 | 12 | 17.1793 | 3.6843 | 0 | 0 | 0.37 | 16.8093 | 3.6843 | 0.33914 | 0 | 1.299 | 0.433 | 11.145 | 12.433 | 4.1777 | 0.16887 | 4.3465 | 0.50232 | 4.8489
2016-08-27 05:00 | 0 | 0 | 0 | 1.856 | 10.144 | 250.4205 | 12 | 17.1793 | 3.6843 | 0 | 0 | 0 | 17.1793 | 3.6843 | 0.329 | 0 | 0 | 0 | 10.144 | 12 | 3.9562 | 0 | 3.9562 | 0.72384 | 4.68
2016-08-27 06:00 | 0 | 0 | 0 | 1.76 | 10.24 | 250.4205 | 12 | 17.1793 | 3.6843 | 0 | 0 | 0 | 17.1793 | 3.6843 | 0.329 | 0 | 0 | 0 | 10.24 | 12 | 3.9936 | 0 | 3.9936 | 0.6864 | 4.68
2016-08-27 07:00 | 0.002 | 0 | 0 | 2.759 | 9.243 | 250.4205 | 12 | 17.1793 | 3.6843 | 0 | 0 | 0 | 17.1793 | 3.6843 | 0.329 | 0 | 0 | 0 | 9.243 | 12.002 | 3.6048 | 0 | 3.6048 | 1.076 | 4.6808
2016-08-27 08:00 | 0.032 | 0 | 0 | 3.992 | 8.04 | 250.4205 | 12 | 17.1793 | 3.6843 | 0 | 0 | 0 | 17.1793 | 3.6843 | 0.329 | 0 | 0 | 0 | 8.04 | 12.032 | 3.1356 | 0 | 3.1356 | 1.5569 | 4.6925
2016-08-27 09:00 | 0.09 | 0 | 4.304 | 0 | 7.786 | 254.1219 | 12 | 17.1793 | 3.6843 | 0 | 0 | 12.5317 | 4.6477 | 3.6843 | 0.67258 | 75.19 | 0 | 0 | 7.786 | 7.786 | 3.0365 | 0 | 3.0365 | 0 | 3.0365
2016-08-27 10:00 | 0.127 | 0 | 4.385 | 0 | 7.742 | 257.893 | 12 | 17.1793 | 3.6843 | 0 | 0 | 12.5612 | 4.6182 | 3.6843 | 0.67339 | 75.367 | 0 | 0 | 7.742 | 7.742 | 3.0194 | 0 | 3.0194 | 0 | 3.0194
2016-08-27 11:00 | 0.149 | 0 | 3.968 | 0 | 8.181 | 261.3055 | 12 | 17.1793 | 3.6843 | 0 | 0 | 12.5903 | 4.589 | 3.6843 | 0.67418 | 75.542 | 0 | 0 | 8.181 | 8.181 | 3.1906 | 0 | 3.1906 | 0 | 3.1906
2016-08-27 12:00 | 0.164 | 0 | 3.867 | 0 | 8.297 | 264.6311 | 12 | 17.1793 | 3.6843 | 0 | 0 | 12.3105 | 4.8688 | 3.6843 | 0.66651 | 74.605 | -0.434 | -0.14467 | 8.1523 | 8.1523 | 3.2358 | -0.05642 | 3.1794 | 0 | 3.1794
2016-08-27 13:00 | 0.161 | 0 | 0 | 3.092 | 9.069 | 264.6311 | 12 | 17.1793 | 3.6843 | 0 | 0 | 13.395 | 3.7843 | 3.6843 | 0.69625 | 72.197 | 4.781 | 1.5937 | 10.6627 | 13.7547 | 3.5369 | 0.62153 | 4.1584 | 1.2059 | 5.3643
2016-08-27 14:00 | 0.154 | 0 | 0 | 2.554 | 9.6 | 264.6311 | 12 | 17.1793 | 3.6843 | 0 | 0 | 2.8132 | 14.3662 | 3.6843 | 0.40613 | 0 | 9.874 | 3.2913 | 12.8913 | 15.4453 | 3.744 | 1.2836 | 5.0276 | 0.99606 | 6.0237
2016-08-27 15:00 | 0.135 | 0 | 0 | 2.482 | 9.653 | 264.6311 | 12 | 17.1793 | 3.6843 | 0 | 0 | 15.2095 | 1.9698 | 3.6843 | 0.74599 | 68.167 | 13.508 | 4.5027 | 14.1557 | 16.6377 | 3.7647 | 1.756 | 5.5207 | 0.96798 | 6.4887
2016-08-27 16:00 | 0.104 | 0 | 0 | 2.383 | 9.721 | 264.6311 | 12 | 17.1793 | 3.6843 | 0 | 0 | 15.7278 | 1.4515 | 3.6843 | 0.7602 | 67.016 | 16.001 | 5.3337 | 15.0547 | 17.4377 | 3.7912 | 2.0801 | 5.8713 | 0.92937 | 6.8007
2016-08-27 17:00 | 0.044 | 0 | 0 | 2.647 | 9.397 | 264.6311 | 12 | 17.1793 | 3.6843 | 0 | 0 | 11.0483 | 6.131 | 3.6843 | 0.63191 | 66.29 | 0 | 0 | 9.397 | 12.044 | 3.6648 | 0 | 3.6648 | 1.0323 | 4.6972
2016-08-27 18:00 | 0.01 | 0 | 0 | 1.853 | 10.157 | 264.6311 | 12 | 17.1793 | 3.6843 | 0 | 0 | 10.9907 | 6.1887 | 3.6843 | 0.63033 | 65.944 | 0 | 0 | 10.157 | 12.01 | 3.9612 | 0 | 3.9612 | 0.72267 | 4.6839
2016-08-27 19:00 | 0 | 1.363 | 0 | 0 | 16.363 | 263.0463 | 15 | 21.4742 | 4.6053 | 0 | 0 | 10.9895 | 10.4847 | 4.6053 | 0.57004 | 65.937 | 0 | 0 | 16.363 | 16.363 | 6.3816 | 0 | 6.3816 | 0 | 6.3816
2016-08-27 20:00 | 0 | 5.896 | 0 | 0 | 20.896 | 256.1904 | 15 | 21.4742 | 4.6053 | 0 | 0 | 0 | 21.4742 | 4.6053 | 0.329 | 0 | 0 | 0 | 20.896 | 20.896 | 8.1494 | 0 | 8.1494 | 0 | 8.1494
2016-08-27 21:00 | 0 | 4.921 | 0 | 0 | 19.921 | 250.4684 | 15 | 21.4742 | 4.6053 | 0 | 0 | 0 | 21.4742 | 4.6053 | 0.329 | 0 | 0 | 0 | 19.921 | 19.921 | 7.7692 | 0 | 7.7692 | 0 | 7.7692
2016-08-27 22:00 | 0 | 4.426 | 0 | 0 | 19.426 | 245.3218 | 15 | 21.4742 | 4.6053 | 0 | 0 | 0 | 21.4742 | 4.6053 | 0.329 | 0 | 0 | 0 | 19.426 | 19.426 | 7.5761 | 0 | 7.5761 | 0 | 7.5761
2016-08-27 23:00 | 0 | 3.249 | 0 | 0 | 18.249 | 241.5439 | 15 | 21.4742 | 4.6053 | 0 | 0 | 0 | 21.4742 | 4.6053 | 0.329 | 0 | 0 | 0 | 18.249 | 18.249 | 7.1171 | 0 | 7.1171 | 0 | 7.1171
2016-08-28 | 0 | 0.546 | 0 | 0 | 15.546 | 240.9091 | 15 | 21.4742 | 4.6053 | 0 | 0 | 1.7578 | 19.7163 | 4.6053 | 0.36756 | 0 | 6.17 | 2.0567 | 17.6027 | 17.6027 | 6.0629 | 0.8021 | 6.865 | 0 | 6.865
2016-08-28 01:00 | 0 | 0 | 0 | 0 | 13.755 | 240.9091 | 13.755 | 19.6918 | 4.2231 | 0 | 0 | 1.4532 | 18.2386 | 4.2231 | 0.36376 | 0 | 5.101 | 1.7003 | 15.4553 | 15.4553 | 5.3645 | 0.66313 | 6.0276 | 0 | 6.0276
2016-08-28 02:00 | 0 | 0 | 0 | 0 | 13.266 | 240.9091 | 13.266 | 18.9918 | 4.0729 | 0 | 0 | 1.1448 | 17.8469 | 4.0729 | 0.35739 | 0 | 4.018 | 1.3393 | 14.6053 | 14.6053 | 5.1737 | 0.52234 | 5.6961 | 0 | 5.6961
2016-08-28 03:00 | 0 | 0 | 0 | 0.241 | 11.759 | 240.9091 | 12 | 17.1793 | 3.6843 | 0 | 0 | 0.97067 | 16.2087 | 3.6843 | 0.35561 | 0 | 3.407 | 1.1357 | 12.8947 | 13.1357 | 4.586 | 0.44291 | 5.0289 | 0.09399 | 5.1229
2016-08-28 04:00 | 0 | 0 | 0 | 1.127 | 10.873 | 240.9091 | 12 | 17.1793 | 3.6843 | 0 | 0 | 0.81633 | 16.363 | 3.6843 | 0.35138 | 0 | 2.865 | 0.955 | 11.828 | 12.955 | 4.2405 | 0.37245 | 4.6129 | 0.43953 | 5.0525
2016-08-28 05:00 | 0 | 0 | 0 | 1.526 | 10.474 | 240.9091 | 12 | 17.1793 | 3.6843 | 0 | 0 | 0 | 17.1793 | 3.6843 | 0.329 | 0 | 0 | 0 | 10.474 | 12 | 4.0849 | 0 | 4.0849 | 0.59514 | 4.68
2016-08-28 06:00 | 0 | 0 | 0 | 1.794 | 10.206 | 240.9091 | 12 | 17.1793 | 3.6843 | 0 | 0 | 0 | 17.1793 | 3.6843 | 0.329 | 0 | 0 | 0 | 10.206 | 12 | 3.9803 | 0 | 3.9803 | 0.69966 | 4.68
2016-08-28 07:00 | 0.001 | 0 | 2.703 | 0 | 9.298 | 243.2336 | 12 | 17.1793 | 3.6843 | 0 | 0 | 0 | 17.1793 | 3.6843 | 0.329 | 0 | 0 | 0 | 9.298 | 9.298 | 3.6262 | 0 | 3.6262 | 0 | 3.6262
2016-08-28 08:00 | 0.02 | 0 | 0 | 3.543 | 8.477 | 243.2336 | 12 | 17.1793 | 3.6843 | 0 | 0 | 0 | 17.1793 | 3.6843 | 0.329 | 0 | 0 | 0 | 8.477 | 12.02 | 3.306 | 0 | 3.306 | 1.3818 | 4.6878
2016-08-28 09:00 | 0.052 | 0 | 0 | 3.736 | 8.316 | 243.2336 | 12 | 17.1793 | 3.6843 | 0 | 0 | 12.3833 | 4.796 | 3.6843 | 0.66851 | 74.3 | 0 | 0 | 8.316 | 12.052 | 3.2432 | 0 | 3.2432 | 1.457 | 4.7003
2016-08-28 10:00 | 0.073 | 0 | 0 | 3.637 | 8.436 | 243.2336 | 12 | 17.1793 | 3.6843 | 0 | 0 | 12.4162 | 4.7632 | 3.6843 | 0.66941 | 74.497 | 0 | 0 | 8.436 | 12.073 | 3.29 | 0 | 3.29 | 1.4184 | 4.7085
2016-08-28 11:00 | 0.081 | 0 | 0 | 3.667 | 8.414 | 243.2336 | 12 | 17.1793 | 3.6843 | 0 | 0 | 12.445 | 4.7343 | 3.6843 | 0.6702 | 74.67 | 0 | 0 | 8.414 | 12.081 | 3.2815 | 0 | 3.2815 | 1.4301 | 4.7116
2016-08-28 12:00 | 0.098 | 0 | 0 | 3.399 | 8.699 | 243.2336 | 12 | 17.1793 | 3.6843 | 0 | 0 | 12.7722 | 4.4072 | 3.6843 | 0.67917 | 73.58 | 1.786 | 0.59533 | 9.2943 | 12.6933 | 3.3926 | 0.23218 | 3.6248 | 1.3256 | 4.9504
2016-08-28 13:00 | 0.105 | 0 | 2.879 | 1.7764e-15 | 9.226 | 245.7096 | 12 | 17.1793 | 3.6843 | 0 | 0 | 13.793 | 3.3863 | 3.6843 | 0.70716 | 71.313 | 6.695 | 2.2317 | 11.4577 | 11.4577 | 3.5981 | 0.87035 | 4.4685 | 6.9278e-16 | 4.4685
2016-08-28 14:00 | 0.089 | 0 | 2.791 | 0 | 9.298 | 248.1098 | 12 | 17.1793 | 3.6843 | 0 | 0 | 3.5753 | 13.604 | 3.6843 | 0.42702 | 0 | 12.549 | 4.183 | 13.481 | 13.481 | 3.6262 | 1.6314 | 5.2576 | 0 | 5.2576
2016-08-28 15:00 | 0.083 | 0 | 2.701 | 0 | 9.382 | 250.4327 | 12 | 17.1793 | 3.6843 | 0 | 0 | 15.7848 | 1.3945 | 3.6843 | 0.76177 | 66.889 | 16.274 | 5.4247 | 14.8067 | 14.8067 | 3.659 | 2.1156 | 5.7746 | 0 | 5.7746
2016-08-28 16:00 | 0.059 | 0 | 3.043 | 0 | 9.016 | 253.0497 | 12 | 17.1793 | 3.6843 | 0 | 0 | 16.201 | 0.97833 | 3.6843 | 0.77318 | 65.965 | 18.276 | 6.092 | 15.108 | 15.108 | 3.5162 | 2.3759 | 5.8921 | 0 | 5.8921
2016-08-28 17:00 | 0.025 | 0 | 2.449 | 0 | 9.576 | 255.1558 | 12 | 17.1793 | 3.6843 | 0 | 0 | 10.9007 | 6.2787 | 3.6843 | 0.62786 | 65.404 | 0 | 0 | 9.576 | 9.576 | 3.7346 | 0 | 3.7346 | 0 | 3.7346
2016-08-28 18:00 | 0.007 | 0 | 0 | 1.581 | 10.426 | 255.1558 | 12 | 17.1793 | 3.6843 | 0 | 0 | 10.8608 | 6.3185 | 3.6843 | 0.62677 | 65.165 | 0 | 0 | 10.426 | 12.007 | 4.0661 | 0 | 4.0661 | 0.61659 | 4.6827
2016-08-28 19:00 | 0 | 1.747 | 0 | 0 | 16.747 | 253.1244 | 15 | 21.4742 | 4.6053 | 0 | 0 | 10.8703 | 10.6038 | 4.6053 | 0.56742 | 65.222 | 0 | 0 | 16.747 | 16.747 | 6.5313 | 0 | 6.5313 | 0 | 6.5313
2016-08-28 20:00 | 0 | 4.556 | 0 | 0 | 19.556 | 247.8267 | 15 | 21.4742 | 4.6053 | 0 | 0 | 0 | 21.4742 | 4.6053 | 0.329 | 0 | 0 | 0 | 19.556 | 19.556 | 7.6268 | 0 | 7.6268 | 0 | 7.6268
2016-08-28 21:00 | 0 | 5.221 | 0 | 0 | 20.221 | 241.7558 | 15 | 21.4742 | 4.6053 | 0 | 0 | 0 | 21.4742 | 4.6053 | 0.329 | 0 | 0 | 0 | 20.221 | 20.221 | 7.8862 | 0 | 7.8862 | 0 | 7.8862
2016-08-28 22:00 | 0 | 4.81 | 0 | 0 | 19.81 | 236.1628 | 15 | 21.4742 | 4.6053 | 0 | 0 | 0 | 21.4742 | 4.6053 | 0.329 | 0 | 0 | 0 | 19.81 | 19.81 | 7.7259 | 0 | 7.7259 | 0 | 7.7259
2016-08-28 23:00 | 0 | 3.223 | 0 | 0 | 18.223 | 232.4151 | 15 | 21.4742 | 4.6053 | 0 | 0 | 0 | 21.4742 | 4.6053 | 0.329 | 0 | 0 | 0 | 18.223 | 18.223 | 7.107 | 0 | 7.107 | 0 | 7.107
2016-08-29 | 0 | 0.357 | 0 | 0 | 15.357 | 232 | 15 | 21.4742 | 4.6053 | 0 | 0 | 2.5538 | 18.9203 | 4.6053 | 0.38501 | 0 | 8.964 | 2.988 | 18.345 | 18.345 | 5.9892 | 1.1653 | 7.1546 | 0 | 7.1546
2016-08-29 01:00 | 0 | 0 | 0 | 0 | 13.422 | 232 | 13.422 | 19.2151 | 4.1208 | 0 | 0 | 2.3527 | 16.8624 | 4.1208 | 0.38667 | 0 | 8.258 | 2.7527 | 16.1747 | 16.1747 | 5.2346 | 1.0735 | 6.3081 | 0 | 6.3081
2016-08-29 02:00 | 0 | 0 | 0 | 0 | 12.304 | 232 | 12.304 | 17.6145 | 3.7776 | 0 | 0 | 2.1397 | 15.4749 | 3.7776 | 0.38621 | 0 | 7.51 | 2.5033 | 14.8073 | 14.8073 | 4.7986 | 0.9763 | 5.7749 | 0 | 5.7749
2016-08-29 03:00 | 0 | 0 | 0 | 0.554 | 11.446 | 232 | 12 | 17.1793 | 3.6843 | 0 | 0 | 1.9412 | 15.2382 | 3.6843 | 0.38222 | 0 | 6.813 | 2.271 | 13.717 | 14.271 | 4.4639 | 0.88569 | 5.3496 | 0.21606 | 5.5657
2016-08-29 04:00 | 0 | 0 | 0 | 1.679 | 10.321 | 232 | 12 | 17.1793 | 3.6843 | 0 | 0 | 1.781 | 15.3983 | 3.6843 | 0.37783 | 0 | 6.251 | 2.0837 | 12.4047 | 14.0837 | 4.0252 | 0.81263 | 4.8378 | 0.65481 | 5.4926
2016-08-29 05:00 | 0 | 0 | 1.0977 | 1.1003 | 9.802 | 232.9441 | 12 | 17.1793 | 3.6843 | 0 | 0 | 0 | 17.1793 | 3.6843 | 0.329 | 0 | 0 | 0 | 9.802 | 10.9023 | 3.8228 | 0 | 3.8228 | 0.4291 | 4.2519
2016-08-29 06:00 | 0 | 0 | 0 | 1.87 | 10.13 | 232.9441 | 12 | 17.1793 | 3.6843 | 0 | 0 | 0 | 17.1793 | 3.6843 | 0.329 | 0 | 0 | 0 | 10.13 | 12 | 3.9507 | 0 | 3.9507 | 0.7293 | 4.68
2016-08-29 07:00 | 0.001 | 0 | 2.658 | 0 | 9.343 | 235.2299 | 12 | 17.1793 | 3.6843 | 0 | 0 | 0 | 17.1793 | 3.6843 | 0.329 | 0 | 0 | 0 | 9.343 | 9.343 | 3.6438 | 0 | 3.6438 | 0 | 3.6438
2016-08-29 08:00 | 0.02 | 0 | 0 | 4.126 | 7.894 | 235.2299 | 12 | 17.1793 | 3.6843 | 0 | 0 | 0 | 17.1793 | 3.6843 | 0.329 | 0 | 0 | 0 | 7.894 | 12.02 | 3.0787 | 0 | 3.0787 | 1.6091 | 4.6878
2016-08-29 09:00 | 0.056 | 0 | 4.408 | 0 | 7.648 | 239.0208 | 12 | 17.1793 | 3.6843 | 0 | 0 | 12.2237 | 4.9557 | 3.6843 | 0.66413 | 73.342 | 0 | 0 | 7.648 | 7.648 | 2.9827 | 0 | 2.9827 | 0 | 2.9827
2016-08-29 10:00 | 0.073 | 0 | 4.309 | 0 | 7.764 | 242.7266 | 12 | 17.1793 | 3.6843 | 0 | 0 | 12.2827 | 4.8967 | 3.6843 | 0.66575 | 73.696 | 0 | 0 | 7.764 | 7.764 | 3.028 | 0 | 3.028 | 0 | 3.028
2016-08-29 11:00 | 0.087 | 0 | 4.169 | 0 | 7.918 | 246.3119 | 12 | 17.1793 | 3.6843 | 0 | 0 | 12.3167 | 4.8627 | 3.6843 | 0.66668 | 73.9 | 0 | 0 | 7.918 | 7.918 | 3.088 | 0 | 3.088 | 0 | 3.088
2016-08-29 12:00 | 0.095 | 0 | 0 | 3.735 | 8.36 | 246.3119 | 12 | 17.1793 | 3.6843 | 0 | 0 | 13.0612 | 4.1182 | 3.6843 | 0.68709 | 72.938 | 3.176 | 1.0587 | 9.4187 | 13.1537 | 3.2604 | 0.41288 | 3.6733 | 1.4567 | 5.1299
2016-08-29 13:00 | 0.092 | 0 | 0 | 3.621 | 8.471 | 246.3119 | 12 | 17.1793 | 3.6843 | 0 | 0 | 14.0063 | 3.173 | 3.6843 | 0.71301 | 70.839 | 7.721 | 2.5737 | 11.0447 | 14.6657 | 3.3037 | 1.0037 | 4.3074 | 1.4122 | 5.7196
2016-08-29 14:00 | 0.086 | 0 | 2.801 | 0 | 9.285 | 248.7208 | 12 | 17.1793 | 3.6843 | 0 | 0 | 3.706 | 13.4733 | 3.6843 | 0.43061 | 0 | 13.008 | 4.336 | 13.621 | 13.621 | 3.6212 | 1.691 | 5.3122 | 0 | 5.3122
2016-08-29 15:00 | 0.075 | 0 | 2.974 | 0 | 9.101 | 251.2784 | 12 | 17.1793 | 3.6843 | 0 | 0 | 15.8087 | 1.3707 | 3.6843 | 0.76242 | 66.836 | 16.389 | 5.463 | 14.564 | 14.564 | 3.5494 | 2.1306 | 5.68 | 0 | 5.68
2016-08-29 16:00 | 0.058 | 0 | 3.006 | 0 | 9.052 | 253.8636 | 12 | 17.1793 | 3.6843 | 0 | 0 | 16.198 | 0.98133 | 3.6843 | 0.7731 | 65.971 | 18.262 | 6.0873 | 15.1393 | 15.1393 | 3.5303 | 2.3741 | 5.9043 | 0 | 5.9043
2016-08-29 17:00 | 0.021 | 0 | 2.775 | 0 | 9.246 | 256.2501 | 12 | 17.1793 | 3.6843 | 0 | 0 | 10.9127 | 6.2667 | 3.6843 | 0.62819 | 65.476 | 0 | 0 | 9.246 | 9.246 | 3.6059 | 0 | 3.6059 | 0 | 3.6059
2016-08-29 18:00 | 0.006 | 0 | 0 | 1.937 | 10.069 | 256.2501 | 12 | 17.1793 | 3.6843 | 0 | 0 | 10.8802 | 6.2992 | 3.6843 | 0.6273 | 65.281 | 0 | 0 | 10.069 | 12.006 | 3.9269 | 0 | 3.9269 | 0.75543 | 4.6823
2016-08-29 19:00 | 0 | 1.507 | 0 | 0 | 16.507 | 254.4977 | 15 | 21.4742 | 4.6053 | 0 | 0 | 10.899 | 10.5752 | 4.6053 | 0.56805 | 65.394 | 0 | 0 | 16.507 | 16.507 | 6.4377 | 0 | 6.4377 | 0 | 6.4377
2016-08-29 20:00 | 0 | 5.439 | 0 | 0 | 20.439 | 248.1733 | 15 | 21.4742 | 4.6053 | 0 | 0 | 0 | 21.4742 | 4.6053 | 0.329 | 0 | 0 | 0 | 20.439 | 20.439 | 7.9712 | 0 | 7.9712 | 0 | 7.9712
2016-08-29 21:00 | 0 | 0 | 0 | 5.182 | 21.818 | 248.1733 | 27 | 38.6535 | 8.2896 | 0 | 0 | 0 | 38.6535 | 8.2896 | 0.329 | 0 | 0 | 0 | 21.818 | 27 | 8.509 | 0 | 8.509 | 2.021 | 10.53
2016-08-29 22:00 | 0 | 5.834 | 0 | 0 | 20.834 | 241.3896 | 15 | 21.4742 | 4.6053 | 0 | 0 | 0 | 21.4742 | 4.6053 | 0.329 | 0 | 0 | 0 | 20.834 | 20.834 | 8.1253 | 0 | 8.1253 | 0 | 8.1253
2016-08-29 23:00 | 0 | 2.861 | 0 | 0 | 17.861 | 238.0629 | 15 | 21.4742 | 4.6053 | 0 | 0 | 0 | 21.4742 | 4.6053 | 0.329 | 0 | 0 | 0 | 17.861 | 17.861 | 6.9658 | 0 | 6.9658 | 0 | 6.9658
2016-08-30 | 0 | 0.448 | 0 | 0 | 15.448 | 237.5419 | 15 | 21.4742 | 4.6053 | 0 | 0 | 2.6003 | 18.8738 | 4.6053 | 0.38603 | 0 | 9.127 | 3.0423 | 18.4903 | 18.4903 | 6.0247 | 1.1865 | 7.2112 | 0 | 7.2112
2016-08-30 01:00 | 0 | 0 | 0 | 0 | 13.258 | 237.5419 | 13.258 | 18.9803 | 4.0705 | 0 | 0 | 2.37 | 16.6103 | 4.0705 | 0.38781 | 0 | 8.318 | 2.7727 | 16.0307 | 16.0307 | 5.1706 | 1.0813 | 6.252 | 0 | 6.252
2016-08-30 02:00 | 0 | 0 | 0 | 0.319 | 11.681 | 237.5419 | 12 | 17.1793 | 3.6843 | 0 | 0 | 2.187 | 14.9923 | 3.6843 | 0.38896 | 0 | 7.676 | 2.5587 | 14.2397 | 14.5587 | 4.5556 | 0.99788 | 5.5535 | 0.12441 | 5.6779
2016-08-30 03:00 | 0 | 0 | 0 | 0.976 | 11.024 | 237.5419 | 12 | 17.1793 | 3.6843 | 0 | 0 | 2.034 | 15.1453 | 3.6843 | 0.38477 | 0 | 7.139 | 2.3797 | 13.4037 | 14.3797 | 4.2994 | 0.92807 | 5.2274 | 0.38064 | 5.6081
2016-08-30 04:00 | 0 | 0 | 2.36 | 0 | 9.64 | 239.5715 | 12 | 17.1793 | 3.6843 | 0 | 0 | 1.8462 | 15.3332 | 3.6843 | 0.37962 | 0 | 6.48 | 2.16 | 11.8 | 11.8 | 3.7596 | 0.8424 | 4.602 | 0 | 4.602
2016-08-30 05:00 | 0 | 0 | 2.588 | 0 | 9.412 | 241.7972 | 12 | 17.1793 | 3.6843 | 0 | 0 | 0 | 17.1793 | 3.6843 | 0.329 | 0 | 0 | 0 | 9.412 | 9.412 | 3.6707 | 0 | 3.6707 | 0 | 3.6707
2016-08-30 06:00 | 0 | 0 | 0 | 2.155 | 9.845 | 241.7972 | 12 | 17.1793 | 3.6843 | 0 | 0 | 0 | 17.1793 | 3.6843 | 0.329 | 0 | 0 | 0 | 9.845 | 12 | 3.8396 | 0 | 3.8396 | 0.84045 | 4.68
2016-08-30 07:00 | 0.002 | 0 | 2.841 | 0 | 9.161 | 244.2405 | 12 | 17.1793 | 3.6843 | 0 | 0 | 0 | 17.1793 | 3.6843 | 0.329 | 0 | 0 | 0 | 9.161 | 9.161 | 3.5728 | 0 | 3.5728 | 0 | 3.5728
2016-08-30 08:00 | 0.025 | 0 | 0 | 3.849 | 8.176 | 244.2405 | 12 | 17.1793 | 3.6843 | 0 | 0 | 0 | 17.1793 | 3.6843 | 0.329 | 0 | 0 | 0 | 8.176 | 12.025 | 3.1886 | 0 | 3.1886 | 1.5011 | 4.6898
2016-08-30 09:00 | 0.066 | 0 | 4.174 | 0 | 7.892 | 247.8301 | 12 | 17.1793 | 3.6843 | 0 | 0 | 12.0827 | 5.0967 | 3.6843 | 0.66027 | 72.496 | 0 | 0 | 7.892 | 7.892 | 3.0779 | 0 | 3.0779 | 0 | 3.0779
2016-08-30 10:00 | 0.112 | 0 | 4.109 | 0 | 8.003 | 251.3638 | 12 | 17.1793 | 3.6843 | 0 | 0 | 12.1138 | 5.0655 | 3.6843 | 0.66112 | 72.683 | 0 | 0 | 8.003 | 8.003 | 3.1212 | 0 | 3.1212 | 0 | 3.1212
2016-08-30 11:00 | 0.146 | 0 | 4.087 | 0 | 8.059 | 254.8787 | 12 | 17.1793 | 3.6843 | 0 | 0 | 12.1427 | 5.0367 | 3.6843 | 0.66191 | 72.856 | 0 | 0 | 8.059 | 8.059 | 3.143 | 0 | 3.143 | 0 | 3.143
2016-08-30 12:00 | 0.14 | 0 | 3.318 | 0 | 8.822 | 257.7321 | 12 | 17.1793 | 3.6843 | 0 | 0 | 13.4857 | 3.6937 | 3.6843 | 0.69873 | 71.995 | 5.217 | 1.739 | 10.561 | 10.561 | 3.4406 | 0.67821 | 4.1188 | 0 | 4.1188
2016-08-30 13:00 | 0.139 | 0 | 0 | 3.155 | 8.984 | 257.7321 | 12 | 17.1793 | 3.6843 | 0 | 0 | 14.4025 | 2.7768 | 3.6843 | 0.72387 | 69.959 | 9.626 | 3.2087 | 12.1927 | 15.3477 | 3.5038 | 1.2514 | 4.7551 | 1.2305 | 5.9856
2016-08-30 14:00 | 0.144 | 0 | 0 | 3.056 | 9.088 | 257.7321 | 12 | 17.1793 | 3.6843 | 0 | 0 | 3.8427 | 13.3367 | 3.6843 | 0.43435 | 0 | 13.488 | 4.496 | 13.584 | 16.64 | 3.5443 | 1.7534 | 5.2978 | 1.1918 | 6.4896
2016-08-30 15:00 | 0.131 | 0 | 0 | 2.638 | 9.493 | 257.7321 | 12 | 17.1793 | 3.6843 | 0 | 0 | 15.8373 | 1.342 | 3.6843 | 0.76321 | 66.772 | 16.527 | 5.509 | 15.002 | 17.64 | 3.7023 | 2.1485 | 5.8508 | 1.0288 | 6.8796
2016-08-30 16:00 | 0.103 | 0 | 0 | 2.7 | 9.403 | 257.7321 | 12 | 17.1793 | 3.6843 | 0 | 0 | 16.2303 | 0.949 | 3.6843 | 0.77398 | 65.9 | 18.417 | 6.139 | 15.542 | 18.242 | 3.6672 | 2.3942 | 6.0614 | 1.053 | 7.1144
2016-08-30 17:00 | 0.058 | 0 | 0 | 2.451 | 9.607 | 257.7321 | 12 | 17.1793 | 3.6843 | 0 | 0 | 10.9103 | 6.269 | 3.6843 | 0.62812 | 65.462 | 0 | 0 | 9.607 | 12.058 | 3.7467 | 0 | 3.7467 | 0.95589 | 4.7026
2016-08-30 18:00 | 0.012 | 0 | 0 | 1.364 | 10.648 | 257.7321 | 12 | 17.1793 | 3.6843 | 0 | 0 | 10.8988 | 6.2805 | 3.6843 | 0.62781 | 65.393 | 0 | 0 | 10.648 | 12.012 | 4.1527 | 0 | 4.1527 | 0.53196 | 4.6847
2016-08-30 19:00 | 0 | 3.397 | 0 | 0 | 18.397 | 253.7821 | 15 | 21.4742 | 4.6053 | 0 | 0 | 10.9348 | 10.5393 | 4.6053 | 0.56884 | 65.609 | 0 | 0 | 18.397 | 18.397 | 7.1748 | 0 | 7.1748 | 0 | 7.1748
2016-08-30 20:00 | 0 | 6.051 | 0 | 0 | 21.051 | 246.7461 | 15 | 21.4742 | 4.6053 | 0 | 0 | 0 | 21.4742 | 4.6053 | 0.329 | 0 | 0 | 0 | 21.051 | 21.051 | 8.2099 | 0 | 8.2099 | 0 | 8.2099
2016-08-30 21:00 | 0 | 0 | 0 | 5.303 | 21.697 | 246.7461 | 27 | 38.6535 | 8.2896 | 0 | 0 | 0 | 38.6535 | 8.2896 | 0.329 | 0 | 0 | 0 | 21.697 | 27 | 8.4618 | 0 | 8.4618 | 2.0682 | 10.53
2016-08-30 22:00 | 0 | 5.9 | 0 | 0 | 20.9 | 239.8856 | 15 | 21.4742 | 4.6053 | 0 | 0 | 0 | 21.4742 | 4.6053 | 0.329 | 0 | 0 | 0 | 20.9 | 20.9 | 8.151 | 0 | 8.151 | 0 | 8.151
2016-08-30 23:00 | 0 | 2.884 | 0 | 0 | 17.884 | 236.5321 | 15 | 21.4742 | 4.6053 | 0 | 0 | 0 | 21.4742 | 4.6053 | 0.329 | 0 | 0 | 0 | 17.884 | 17.884 | 6.9748 | 0 | 6.9748 | 0 | 6.9748
2016-08-31 | 0 | 0.151 | 0 | 0 | 15.151 | 236.3566 | 15 | 21.4742 | 4.6053 | 0 | 0 | 2.7062 | 18.768 | 4.6053 | 0.38836 | 0 | 9.498 | 3.166 | 18.317 | 18.317 | 5.9089 | 1.2347 | 7.1436 | 0 | 7.1436
2016-08-31 01:00 | 0 | 0 | 0 | 0 | 12.867 | 236.3566 | 12.867 | 18.4205 | 3.9504 | 0 | 0 | 2.4902 | 15.9304 | 3.9504 | 0.39267 | 0 | 8.74 | 2.9133 | 15.7803 | 15.7803 | 5.0181 | 1.1362 | 6.1543 | 0 | 6.1543
2016-08-31 02:00 | 0 | 0 | 0 | 0.614 | 11.386 | 236.3566 | 12 | 17.1793 | 3.6843 | 0 | 0 | 2.3187 | 14.8607 | 3.6843 | 0.39257 | 0 | 8.138 | 2.7127 | 14.0987 | 14.7127 | 4.4405 | 1.0579 | 5.4985 | 0.23946 | 5.7379
2016-08-31 03:00 | 0 | 0 | 0 | 1.261 | 10.739 | 236.3566 | 12 | 17.1793 | 3.6843 | 0 | 0 | 2.2142 | 14.9652 | 3.6843 | 0.38971 | 0 | 7.772 | 2.5907 | 13.3297 | 14.5907 | 4.1882 | 1.0104 | 5.1986 | 0.49179 | 5.6904
2016-08-31 04:00 | 0 | 0 | 2.153 | 0 | 9.847 | 238.2081 | 12 | 17.1793 | 3.6843 | 0 | 0 | 2.0965 | 15.0828 | 3.6843 | 0.38648 | 0 | 7.359 | 2.453 | 12.3 | 12.3 | 3.8403 | 0.95667 | 4.797 | 0 | 4.797
2016-08-31 05:00 | 0 | 0 | 2.475 | 0 | 9.525 | 240.3366 | 12 | 17.1793 | 3.6843 | 0 | 0 | 0 | 17.1793 | 3.6843 | 0.329 | 0 | 0 | 0 | 9.525 | 9.525 | 3.7147 | 0 | 3.7147 | 0 | 3.7147
2016-08-31 06:00 | 0 | 0 | 2.467 | 0 | 9.533 | 242.4583 | 12 | 17.1793 | 3.6843 | 0 | 0 | 0 | 17.1793 | 3.6843 | 0.329 | 0 | 0 | 0 | 9.533 | 9.533 | 3.7179 | 0 | 3.7179 | 0 | 3.7179
2016-08-31 07:00 | 0.002 | 0 | 2.83 | 0 | 9.172 | 244.8921 | 12 | 17.1793 | 3.6843 | 0 | 0 | 0 | 17.1793 | 3.6843 | 0.329 | 0 | 0 | 0 | 9.172 | 9.172 | 3.5771 | 0 | 3.5771 | 0 | 3.5771
2016-08-31 08:00 | 0.032 | 0 | 0 | 4.187 | 7.845 | 244.8921 | 12 | 17.1793 | 3.6843 | 0 | 0 | 0 | 17.1793 | 3.6843 | 0.329 | 0 | 0 | 0 | 7.845 | 12.032 | 3.0596 | 0 | 3.0596 | 1.6329 | 4.6925
2016-08-31 09:00 | 0.091 | 0 | 4.035 | 0 | 8.056 | 248.3622 | 12 | 17.1793 | 3.6843 | 0 | 0 | 11.9862 | 5.1932 | 3.6843 | 0.65762 | 71.917 | 0 | 0 | 8.056 | 8.056 | 3.1418 | 0 | 3.1418 | 0 | 3.1418
2016-08-31 10:00 | 0.124 | 0 | 3.938 | 0 | 8.186 | 251.7488 | 12 | 17.1793 | 3.6843 | 0 | 0 | 11.9982 | 5.1812 | 3.6843 | 0.65795 | 71.989 | 0 | 0 | 8.186 | 8.186 | 3.1925 | 0 | 3.1925 | 0 | 3.1925
2016-08-31 11:00 | 0.149 | 0 | 0 | 3.368 | 8.781 | 251.7488 | 12 | 17.1793 | 3.6843 | 0 | 0 | 12.0157 | 5.1637 | 3.6843 | 0.65843 | 72.094 | 0 | 0 | 8.781 | 12.149 | 3.4246 | 0 | 3.4246 | 1.3135 | 4.7381
2016-08-31 12:00 | 0.158 | 0 | 3.099 | 0 | 9.059 | 254.414 | 12 | 17.1793 | 3.6843 | 0 | 0 | 13.7222 | 3.4572 | 3.6843 | 0.70522 | 71.47 | 6.355 | 2.1183 | 11.1773 | 11.1773 | 3.533 | 0.82615 | 4.3592 | 0 | 4.3592
2016-08-31 13:00 | 0.154 | 0 | 2.847 | 0 | 9.307 | 256.8624 | 12 | 17.1793 | 3.6843 | 0 | 0 | 14.4167 | 2.7627 | 3.6843 | 0.72426 | 69.928 | 9.695 | 3.2317 | 12.5387 | 12.5387 | 3.6297 | 1.2604 | 4.8901 | 0 | 4.8901
2016-08-31 14:00 | 0.153 | 0 | 2.43 | 0 | 9.723 | 258.9522 | 12 | 17.1793 | 3.6843 | 0 | 0 | 3.832 | 13.3473 | 3.6843 | 0.43406 | 0 | 13.45 | 4.4833 | 14.2063 | 14.2063 | 3.792 | 1.7485 | 5.5405 | 0 | 5.5405
2016-08-31 15:00 | 0.136 | 0 | 0 | 1.989 | 10.147 | 258.9522 | 12 | 17.1793 | 3.6843 | 0 | 0 | 15.7845 | 1.3948 | 3.6843 | 0.76176 | 66.89 | 16.273 | 5.4243 | 15.5713 | 17.5603 | 3.9573 | 2.1155 | 6.0728 | 0.77571 | 6.8485
2016-08-31 16:00 | 0.108 | 0 | 0 | 1.917 | 10.191 | 258.9522 | 12 | 17.1793 | 3.6843 | 0 | 0 | 16.1192 | 1.0602 | 3.6843 | 0.77093 | 66.147 | 17.882 | 5.9607 | 16.1517 | 18.0687 | 3.9745 | 2.3247 | 6.2992 | 0.74763 | 7.0468
2016-08-31 17:00 | 0.05 | 0 | 0 | 1.867 | 10.183 | 258.9522 | 12 | 17.1793 | 3.6843 | 0 | 0 | 10.9608 | 6.2185 | 3.6843 | 0.62951 | 65.765 | 0 | 0 | 10.183 | 12.05 | 3.9714 | 0 | 3.9714 | 0.72813 | 4.6995
2016-08-31 18:00 | 0.01 | 0 | 0 | 1.023 | 10.987 | 258.9522 | 12 | 17.1793 | 3.6843 | 0 | 0 | 10.9367 | 6.2427 | 3.6843 | 0.62885 | 65.62 | 0 | 0 | 10.987 | 12.01 | 4.2849 | 0 | 4.2849 | 0.39897 | 4.6839
2016-08-31 19:00 | 0 | 3.666 | 0 | 0 | 18.666 | 254.6894 | 15 | 21.4742 | 4.6053 | 0 | 0 | 10.9577 | 10.5165 | 4.6053 | 0.56934 | 65.746 | 0 | 0 | 18.666 | 18.666 | 7.2797 | 0 | 7.2797 | 0 | 7.2797
2016-08-31 20:00 | 0 | 0 | 4.491 | 0 | 22.509 | 258.5517 | 27 | 38.6535 | 8.2896 | 0 | 0 | 0 | 38.6535 | 8.2896 | 0.329 | 0 | 0 | 0 | 22.509 | 22.509 | 8.7785 | 0 | 8.7785 | 0 | 8.7785
2016-08-31 21:00 | 0 | 0 | 0 | 4.852 | 22.148 | 258.5517 | 27 | 38.6535 | 8.2896 | 0 | 0 | 0 | 38.6535 | 8.2896 | 0.329 | 0 | 0 | 0 | 22.148 | 27 | 8.6377 | 0 | 8.6377 | 1.8923 | 10.53
2016-08-31 22:00 | 0 | 6.033 | 0 | 0 | 21.033 | 251.5366 | 15 | 21.4742 | 4.6053 | 0 | 0 | 0 | 21.4742 | 4.6053 | 0.329 | 0 | 0 | 0 | 21.033 | 21.033 | 8.2029 | 0 | 8.2029 | 0 | 8.2029
2016-08-31 23:00 | 0 | 3.559 | 0 | 0 | 18.559 | 247.3982 | 15 | 21.4742 | 4.6053 | 0 | 0 | 0 | 21.4742 | 4.6053 | 0.329 | 0 | 0 | 0 | 18.559 | 18.559 | 7.238 | 0 | 7.238 | 0 | 7.238
2016-09-01 | 0 | 0.66 | 0 | 0 | 15.66 | 246.6307 | 15 | 21.4742 | 4.6053 | 0 | 0 | 3.128 | 18.3462 | 4.6053 | 0.39761 | 0 | 10.98 | 3.66 | 19.32 | 19.32 | 6.1074 | 1.4274 | 7.5348 | 0 | 7.5348
2016-09-01 01:00 | 0 | 0 | 0 | 0 | 13.774 | 246.6307 | 13.774 | 19.719 | 4.2289 | 0 | 0 | 2.8607 | 16.8583 | 4.2289 | 0.39733 | 0 | 10.041 | 3.347 | 17.121 | 17.121 | 5.3719 | 1.3053 | 6.6772 | 0 | 6.6772
2016-09-01 02:00 | 0 | 0 | 0 | 0 | 12.112 | 246.6307 | 12.112 | 17.3397 | 3.7186 | 0 | 0 | 2.6365 | 14.7032 | 3.7186 | 0.40062 | 0 | 9.254 | 3.0847 | 15.1967 | 15.1967 | 4.7237 | 1.203 | 5.9267 | 0 | 5.9267
2016-09-01 03:00 | 0 | 0 | 0 | 0.201 | 11.799 | 246.6307 | 12 | 17.1793 | 3.6843 | 0 | 0 | 2.4402 | 14.7392 | 3.6843 | 0.3959 | 0 | 8.565 | 2.855 | 14.654 | 14.855 | 4.6016 | 1.1135 | 5.7151 | 0.07839 | 5.7934
2016-09-01 04:00 | 0 | 0 | 0 | 0.954 | 11.046 | 246.6307 | 12 | 17.1793 | 3.6843 | 0 | 0 | 2.2873 | 14.892 | 3.6843 | 0.39171 | 0 | 8.029 | 2.6763 | 13.7223 | 14.6763 | 4.3079 | 1.0438 | 5.3517 | 0.37206 | 5.7238
2016-09-01 05:00 | 0 | 0 | 0 | 1.792 | 10.208 | 246.6307 | 12 | 17.1793 | 3.6843 | 0 | 0 | 0 | 17.1793 | 3.6843 | 0.329 | 0 | 0 | 0 | 10.208 | 12 | 3.9811 | 0 | 3.9811 | 0.69888 | 4.68
2016-09-01 06:00 | 0 | 0 | 2.361 | 1.7764e-15 | 9.639 | 248.6612 | 12 | 17.1793 | 3.6843 | 0 | 0 | 0 | 17.1793 | 3.6843 | 0.329 | 0 | 0 | 0 | 9.639 | 9.639 | 3.7592 | 0 | 3.7592 | 6.9278e-16 | 3.7592
2016-09-01 07:00 | 0.002 | 0 | 0 | 3.878 | 8.124 | 248.6612 | 12 | 17.1793 | 3.6843 | 0 | 0 | 0 | 17.1793 | 3.6843 | 0.329 | 0 | 0 | 0 | 8.124 | 12.002 | 3.1684 | 0 | 3.1684 | 1.5124 | 4.6808
2016-09-01 08:00 | 0.031 | 0 | 0 | 4.576 | 7.455 | 248.6612 | 12 | 17.1793 | 3.6843 | 0 | 0 | 0 | 17.1793 | 3.6843 | 0.329 | 0 | 0 | 0 | 7.455 | 12.031 | 2.9074 | 0 | 2.9074 | 1.7846 | 4.6921
2016-09-01 09:00 | 0.084 | 0 | 4.018 | 0 | 8.066 | 252.1167 | 12 | 17.1793 | 3.6843 | 0 | 0 | 11.9312 | 5.2482 | 3.6843 | 0.65611 | 71.587 | 0 | 0 | 8.066 | 8.066 | 3.1457 | 0 | 3.1457 | 0 | 3.1457
2016-09-01 10:00 | 0.12 | 0 | 0 | 3.68 | 8.44 | 252.1167 | 12 | 17.1793 | 3.6843 | 0 | 0 | 11.954 | 5.2253 | 3.6843 | 0.65674 | 71.724 | 0 | 0 | 8.44 | 12.12 | 3.2916 | 0 | 3.2916 | 1.4352 | 4.7268
2016-09-01 11:00 | 0.139 | 0 | 3.322 | 0 | 8.817 | 254.9736 | 12 | 17.1793 | 3.6843 | 0 | 0 | 11.9783 | 5.201 | 3.6843 | 0.65741 | 71.87 | 0 | 0 | 8.817 | 8.817 | 3.4386 | 0 | 3.4386 | 0 | 3.4386
2016-09-01 12:00 | 0.155 | 0 | 2.585 | 0 | 9.57 | 257.1967 | 12 | 17.1793 | 3.6843 | 0 | 0 | 13.7658 | 3.4135 | 3.6843 | 0.70641 | 71.373 | 6.565 | 2.1883 | 11.7583 | 11.7583 | 3.7323 | 0.85345 | 4.5857 | 0 | 4.5857
2016-09-01 13:00 | 0.156 | 0 | 2.169 | 0 | 9.987 | 259.062 | 12 | 17.1793 | 3.6843 | 0 | 0 | 14.3613 | 2.818 | 3.6843 | 0.72274 | 70.05 | 9.429 | 3.143 | 13.13 | 13.13 | 3.8949 | 1.2258 | 5.1207 | 0 | 5.1207
2016-09-01 14:00 | 0.149 | 0 | 0 | 1.583 | 10.566 | 259.062 | 12 | 17.1793 | 3.6843 | 0 | 0 | 3.632 | 13.5473 | 3.6843 | 0.42858 | 0 | 12.749 | 4.2497 | 14.8157 | 16.3987 | 4.1207 | 1.6574 | 5.7781 | 0.61737 | 6.3955
2016-09-01 15:00 | 0.135 | 0 | 0 | 1.484 | 10.651 | 259.062 | 12 | 17.1793 | 3.6843 | 0 | 0 | 15.648 | 1.5313 | 3.6843 | 0.75802 | 67.193 | 15.617 | 5.2057 | 15.8567 | 17.3407 | 4.1539 | 2.0302 | 6.1841 | 0.57876 | 6.7629
2016-09-01 16:00 | 0.098 | 0 | 0 | 1.793 | 10.305 | 259.062 | 12 | 17.1793 | 3.6843 | 0 | 0 | 16.0177 | 1.1617 | 3.6843 | 0.76815 | 66.372 | 17.394 | 5.798 | 16.103 | 17.896 | 4.019 | 2.2612 | 6.2802 | 0.69927 | 6.9794
2016-09-01 17:00 | 0.048 | 0 | 2.108 | 0 | 9.94 | 260.8749 | 12 | 17.1793 | 3.6843 | 0 | 0 | 10.9963 | 6.183 | 3.6843 | 0.63048 | 65.978 | 0 | 0 | 9.94 | 9.94 | 3.8766 | 0 | 3.8766 | 0 | 3.8766
2016-09-01 18:00 | 0.013 | 0 | 0 | 1.013 | 11 | 260.8749 | 12 | 17.1793 | 3.6843 | 0 | 0 | 11.0125 | 6.1668 | 3.6843 | 0.63093 | 66.075 | 0 | 0 | 11 | 12.013 | 4.29 | 0 | 4.29 | 0.39507 | 4.6851
2016-09-01 19:00 | 0 | 1.589 | 0 | 0 | 16.589 | 259.0272 | 15 | 21.4742 | 4.6053 | 0 | 0 | 11.0813 | 10.3928 | 4.6053 | 0.57205 | 66.488 | 0 | 0 | 16.589 | 16.589 | 6.4697 | 0 | 6.4697 | 0 | 6.4697
2016-09-01 20:00 | 0 | 5.286 | 0 | 0 | 20.286 | 252.8807 | 15 | 21.4742 | 4.6053 | 0 | 0 | 0 | 21.4742 | 4.6053 | 0.329 | 0 | 0 | 0 | 20.286 | 20.286 | 7.9115 | 0 | 7.9115 | 0 | 7.9115
2016-09-01 21:00 | 0 | 5.621 | 0 | 0 | 20.621 | 246.3447 | 15 | 21.4742 | 4.6053 | 0 | 0 | 0 | 21.4742 | 4.6053 | 0.329 | 0 | 0 | 0 | 20.621 | 20.621 | 8.0422 | 0 | 8.0422 | 0 | 8.0422
2016-09-01 22:00 | 0 | 5.46 | 0 | 0 | 20.46 | 239.9959 | 15 | 21.4742 | 4.6053 | 0 | 0 | 0 | 21.4742 | 4.6053 | 0.329 | 0 | 0 | 0 | 20.46 | 20.46 | 7.9794 | 0 | 7.9794 | 0 | 7.9794
2016-09-01 23:00 | 0 | 4.599 | 0 | 0 | 19.599 | 234.6482 | 15 | 21.4742 | 4.6053 | 0 | 0 | 0 | 21.4742 | 4.6053 | 0.329 | 0 | 0 | 0 | 19.599 | 19.599 | 7.6436 | 0 | 7.6436 | 0 | 7.6436
2016-09-02 | 0 | 1.512 | 0 | 0 | 16.512 | 232.89 | 15 | 21.4742 | 4.6053 | 0 | 0 | 2.6628 | 18.8113 | 4.6053 | 0.3874 | 0 | 9.346 | 3.1153 | 19.6273 | 19.6273 | 6.4397 | 1.215 | 7.6547 | 0 | 7.6547
2016-09-02 01:00 | 0 | 0 | 0 | 0 | 13.888 | 232.89 | 13.888 | 19.8822 | 4.2639 | 0 | 0 | 2.4585 | 17.4237 | 4.2639 | 0.38724 | 0 | 8.63 | 2.8767 | 16.7647 | 16.7647 | 5.4163 | 1.1219 | 6.5382 | 0 | 6.5382
2016-09-02 02:00 | 0 | 0 | 0 | 0 | 12.578 | 232.89 | 12.578 | 18.0068 | 3.8617 | 0 | 0 | 2.3025 | 15.7043 | 3.8617 | 0.38923 | 0 | 8.082 | 2.694 | 15.272 | 15.272 | 4.9054 | 1.0507 | 5.9561 | 0 | 5.9561
2016-09-02 03:00 | 0 | 0 | 0 | 0 | 12.193 | 232.89 | 12.193 | 17.4556 | 3.7435 | 0 | 0 | 2.2242 | 15.2315 | 3.7435 | 0.38901 | 0 | 7.807 | 2.6023 | 14.7953 | 14.7953 | 4.7553 | 1.0149 | 5.7702 | 0 | 5.7702
2016-09-02 04:00 | 0 | 0 | 0 | 0.336 | 11.664 | 232.89 | 12 | 17.1793 | 3.6843 | 0 | 0 | 2.1015 | 15.0778 | 3.6843 | 0.38662 | 0 | 7.376 | 2.4587 | 14.1227 | 14.4587 | 4.549 | 0.95888 | 5.5078 | 0.13104 | 5.6389
2016-09-02 05:00 | 0 | 0 | 0 | 0.918 | 11.082 | 232.89 | 12 | 17.1793 | 3.6843 | 0 | 0 | 0 | 17.1793 | 3.6843 | 0.329 | 0 | 0 | 0 | 11.082 | 12 | 4.322 | 0 | 4.322 | 0.35802 | 4.68
2016-09-02 06:00 | 0 | 0 | 2.382 | 0 | 9.618 | 234.9386 | 12 | 17.1793 | 3.6843 | 0 | 0 | 0 | 17.1793 | 3.6843 | 0.329 | 0 | 0 | 0 | 9.618 | 9.618 | 3.751 | 0 | 3.751 | 0 | 3.751
2016-09-02 07:00 | 0.002 | 0 | 0 | 4.212 | 7.79 | 234.9386 | 12 | 17.1793 | 3.6843 | 0 | 0 | 0 | 17.1793 | 3.6843 | 0.329 | 0 | 0 | 0 | 7.79 | 12.002 | 3.0381 | 0 | 3.0381 | 1.6427 | 4.6808
2016-09-02 08:00 | 0.028 | 0 | 4.441 | 0 | 7.587 | 238.7578 | 12 | 17.1793 | 3.6843 | 0 | 0 | 0 | 17.1793 | 3.6843 | 0.329 | 0 | 0 | 0 | 7.587 | 7.587 | 2.9589 | 0 | 2.9589 | 0 | 2.9589
2016-09-02 09:00 | 0.07 | 0 | 4.07 | 0 | 8 | 242.258 | 12 | 17.1793 | 3.6843 | 0 | 0 | 11.911 | 5.2683 | 3.6843 | 0.65556 | 71.466 | 0 | 0 | 8 | 8 | 3.12 | 0 | 3.12 | 0 | 3.12
2016-09-02 10:00 | 0.12 | 0 | 3.817 | 0 | 8.303 | 245.5406 | 12 | 17.1793 | 3.6843 | 0 | 0 | 11.9155 | 5.2638 | 3.6843 | 0.65568 | 71.493 | 0 | 0 | 8.303 | 8.303 | 3.2382 | 0 | 3.2382 | 0 | 3.2382
2016-09-02 11:00 | 0.132 | 0 | 3.386 | 0 | 8.746 | 248.4526 | 12 | 17.1793 | 3.6843 | 0 | 0 | 11.9102 | 5.2692 | 3.6843 | 0.65554 | 71.461 | 0 | 0 | 8.746 | 8.746 | 3.4109 | 0 | 3.4109 | 0 | 3.4109
2016-09-02 12:00 | 0.146 | 0 | 2.281 | 0 | 9.865 | 250.4143 | 12 | 17.1793 | 3.6843 | 0 | 0 | 13.9278 | 3.2515 | 3.6843 | 0.71085 | 71.013 | 7.344 | 2.448 | 12.313 | 12.313 | 3.8474 | 0.95472 | 4.8021 | 0 | 4.8021
2016-09-02 13:00 | 0.138 | 0 | 2.231 | 1.7764e-15 | 9.907 | 252.3329 | 12 | 17.1793 | 3.6843 | 0 | 0 | 14.3563 | 2.823 | 3.6843 | 0.7226 | 70.062 | 9.405 | 3.135 | 13.042 | 13.042 | 3.8637 | 1.2227 | 5.0864 | 6.9278e-16 | 5.0864
2016-09-02 14:00 | 0.096 | 0 | 1.909 | 0 | 10.187 | 253.9747 | 12 | 17.1793 | 3.6843 | 0 | 0 | 3.1218 | 14.0575 | 3.6843 | 0.41459 | 0 | 10.957 | 3.6523 | 13.8393 | 13.8393 | 3.9729 | 1.4244 | 5.3973 | 0 | 5.3973
2016-09-02 15:00 | 0.074 | 0 | 1.736 | 0 | 10.338 | 255.4676 | 12 | 17.1793 | 3.6843 | 0 | 0 | 14.5518 | 2.6275 | 3.6843 | 0.72796 | 69.627 | 10.345 | 3.4483 | 13.7863 | 13.7863 | 4.0318 | 1.3449 | 5.3767 | 0 | 5.3767
2016-09-02 16:00 | 0.055 | 0 | 2.14 | 0 | 9.915 | 257.308 | 12 | 17.1793 | 3.6843 | 0 | 0 | 14.23 | 2.9493 | 3.6843 | 0.71914 | 70.342 | 8.797 | 2.9323 | 12.8473 | 12.8473 | 3.8668 | 1.1436 | 5.0105 | 0 | 5.0105
2016-09-02 17:00 | 0.02 | 0 | 1.985 | 1.7764e-15 | 10.035 | 259.0151 | 12 | 17.1793 | 3.6843 | 0 | 0 | 11.7915 | 5.3878 | 3.6843 | 0.65228 | 70.749 | 0 | 0 | 10.035 | 10.035 | 3.9137 | 0 | 3.9137 | 6.9278e-16 | 3.9137
2016-09-02 18:00 | 0.004 | 0 | 0 | 1.189 | 10.815 | 259.0151 | 12 | 17.1793 | 3.6843 | 0 | 0 | 11.6962 | 5.4832 | 3.6843 | 0.64967 | 70.177 | 0 | 0 | 10.815 | 12.004 | 4.2179 | 0 | 4.2179 | 0.46371 | 4.6816
2016-09-02 19:00 | 0 | 1.315 | 0 | 0 | 16.315 | 257.486 | 15 | 21.4742 | 4.6053 | 0 | 0 | 11.5155 | 9.9587 | 4.6053 | 0.58157 | 69.093 | 0 | 0 | 16.315 | 16.315 | 6.3629 | 0 | 6.3629 | 0 | 6.3629
2016-09-02 20:00 | 0 | 5.298 | 0 | 0 | 20.298 | 251.3256 | 15 | 21.4742 | 4.6053 | 0 | 0 | 0 | 21.4742 | 4.6053 | 0.329 | 0 | 0 | 0 | 20.298 | 20.298 | 7.9162 | 0 | 7.9162 | 0 | 7.9162
2016-09-02 21:00 | 0 | 4.994 | 0 | 0 | 19.994 | 245.5186 | 15 | 21.4742 | 4.6053 | 0 | 0 | 0 | 21.4742 | 4.6053 | 0.329 | 0 | 0 | 0 | 19.994 | 19.994 | 7.7977 | 0 | 7.7977 | 0 | 7.7977
2016-09-02 22:00 | 0 | 5.973 | 0 | 0 | 20.973 | 238.5733 | 15 | 21.4742 | 4.6053 | 0 | 0 | 0 | 21.4742 | 4.6053 | 0.329 | 0 | 0 | 0 | 20.973 | 20.973 | 8.1795 | 0 | 8.1795 | 0 | 8.1795
2016-09-02 23:00 | 0 | 4.239 | 0 | 0 | 19.239 | 233.6442 | 15 | 21.4742 | 4.6053 | 0 | 0 | 0 | 21.4742 | 4.6053 | 0.329 | 0 | 0 | 0 | 19.239 | 19.239 | 7.5032 | 0 | 7.5032 | 0 | 7.5032
2016-09-03 | 0 | 1.414 | 0 | 0 | 16.414 | 232 | 15 | 21.4742 | 4.6053 | 0 | 0 | 2.0605 | 19.4137 | 4.6053 | 0.37419 | 0 | 7.232 | 2.4107 | 18.8247 | 18.8247 | 6.4015 | 0.94016 | 7.3416 | 0 | 7.3416
2016-09-03 01:00 | 0 | 0 | 0 | 0 | 14.083 | 232 | 14.083 | 20.1614 | 4.3238 | 0 | 0 | 1.962 | 18.1994 | 4.3238 | 0.37484 | 0 | 6.887 | 2.2957 | 16.3787 | 16.3787 | 5.4924 | 0.89531 | 6.3877 | 0 | 6.3877
2016-09-03 02:00 | 0 | 0 | 0 | 0 | 12.801 | 232 | 12.801 | 18.3261 | 3.9302 | 0 | 0 | 1.7685 | 16.5576 | 3.9302 | 0.37445 | 0 | 6.207 | 2.069 | 14.87 | 14.87 | 4.9924 | 0.80691 | 5.7993 | 0 | 5.7993
2016-09-03 03:00 | 0 | 0 | 0 | 0 | 12.49 | 232 | 12.49 | 17.8808 | 3.8347 | 0 | 0 | 1.7813 | 16.0995 | 3.8347 | 0.37592 | 0 | 6.252 | 2.084 | 14.574 | 14.574 | 4.8711 | 0.81276 | 5.6839 | 0 | 5.6839
2016-09-03 04:00 | 0 | 0 | 0 | 0.155 | 11.845 | 232 | 12 | 17.1793 | 3.6843 | 0 | 0 | 1.8243 | 15.355 | 3.6843 | 0.37902 | 0 | 6.403 | 2.1343 | 13.9793 | 14.1343 | 4.6196 | 0.83239 | 5.4519 | 0.06045 | 5.5124
2016-09-03 05:00 | 0 | 0 | 0 | 1.615 | 10.385 | 232 | 12 | 17.1793 | 3.6843 | 0 | 0 | 0 | 17.1793 | 3.6843 | 0.329 | 0 | 0 | 0 | 10.385 | 12 | 4.0502 | 0 | 4.0502 | 0.62985 | 4.68
2016-09-03 06:00 | 0 | 0 | 2.642 | 0 | 9.358 | 234.2721 | 12 | 17.1793 | 3.6843 | 0 | 0 | 0 | 17.1793 | 3.6843 | 0.329 | 0 | 0 | 0 | 9.358 | 9.358 | 3.6496 | 0 | 3.6496 | 0 | 3.6496
2016-09-03 07:00 | 0.002 | 0 | 4.314 | 0 | 7.688 | 237.9822 | 12 | 17.1793 | 3.6843 | 0 | 0 | 0 | 17.1793 | 3.6843 | 0.329 | 0 | 0 | 0 | 7.688 | 7.688 | 2.9983 | 0 | 2.9983 | 0 | 2.9983
2016-09-03 08:00 | 0.017 | 0 | 0 | 4.262 | 7.755 | 237.9822 | 12 | 17.1793 | 3.6843 | 0 | 0 | 0 | 17.1793 | 3.6843 | 0.329 | 0 | 0 | 0 | 7.755 | 12.017 | 3.0244 | 0 | 3.0244 | 1.6622 | 4.6866
2016-09-03 09:00 | 0.051 | 0 | 3.303 | 0 | 8.748 | 240.8227 | 12 | 17.1793 | 3.6843 | 0 | 0 | 12.054 | 5.1253 | 3.6843 | 0.65948 | 72.324 | 0 | 0 | 8.748 | 8.748 | 3.4117 | 0 | 3.4117 | 0 | 3.4117
2016-09-03 10:00 | 0.075 | 0 | 2.947 | 0 | 9.128 | 243.3572 | 12 | 17.1793 | 3.6843 | 0 | 0 | 12.0685 | 5.1108 | 3.6843 | 0.65988 | 72.411 | 0 | 0 | 9.128 | 9.128 | 3.5599 | 0 | 3.5599 | 0 | 3.5599
2016-09-03 11:00 | 0.091 | 0 | 2.758 | 0 | 9.333 | 245.729 | 12 | 17.1793 | 3.6843 | 0 | 0 | 12.0947 | 5.0847 | 3.6843 | 0.6606 | 72.568 | 0 | 0 | 9.333 | 9.333 | 3.6399 | 0 | 3.6399 | 0 | 3.6399
2016-09-03 12:00 | 0.102 | 0 | 1.789 | 0.21702 | 10.096 | 247.2676 | 12 | 17.1793 | 3.6843 | 0 | 0 | 13.3383 | 3.841 | 3.6843 | 0.69469 | 72.323 | 4.509 | 1.503 | 11.599 | 11.816 | 3.9374 | 0.58617 | 4.5236 | 0.084637 | 4.6082
2016-09-03 13:00 | 0.107 | 0 | 2.455 | 0 | 9.652 | 249.3789 | 12 | 17.1793 | 3.6843 | 0 | 0 | 13.7927 | 3.3867 | 3.6843 | 0.70715 | 71.314 | 6.693 | 2.231 | 11.883 | 11.883 | 3.7643 | 0.87009 | 4.6344 | 0 | 4.6344
2016-09-03 14:00 | 0.101 | 0 | 2.611 | 0 | 9.49 | 251.6243 | 12 | 17.1793 | 3.6843 | 0 | 0 | 2.6642 | 14.5152 | 3.6843 | 0.40204 | 0 | 9.351 | 3.117 | 12.607 | 12.607 | 3.7011 | 1.2156 | 4.9167 | 0 | 4.9167
2016-09-03 15:00 | 0.079 | 0 | 2.666 | 1.7764e-15 | 9.413 | 253.9171 | 12 | 17.1793 | 3.6843 | 0 | 0 | 14.8842 | 2.2952 | 3.6843 | 0.73707 | 68.889 | 11.943 | 3.981 | 13.394 | 13.394 | 3.6711 | 1.5526 | 5.2237 | 6.9278e-16 | 5.2237
2016-09-03 16:00 | 0.055 | 0 | 2.23 | 1.7764e-15 | 9.825 | 255.8349 | 12 | 17.1793 | 3.6843 | 0 | 0 | 15.243 | 1.9363 | 3.6843 | 0.74691 | 68.092 | 13.669 | 4.5563 | 14.3813 | 14.3813 | 3.8317 | 1.777 | 5.6087 | 6.9278e-16 | 5.6087
2016-09-03 17:00 | 0.026 | 0 | 0 | 1.601 | 10.425 | 255.8349 | 12 | 17.1793 | 3.6843 | 0 | 0 | 11.2963 | 5.883 | 3.6843 | 0.63871 | 67.778 | 0 | 0 | 10.425 | 12.026 | 4.0658 | 0 | 4.0658 | 0.62439 | 4.6901
2016-09-03 18:00 | 0.005 | 0 | 0 | 0.991 | 11.014 | 255.8349 | 12 | 17.1793 | 3.6843 | 0 | 0 | 11.2883 | 5.891 | 3.6843 | 0.63849 | 67.73 | 0 | 0 | 11.014 | 12.005 | 4.2955 | 0 | 4.2955 | 0.38649 | 4.682
2016-09-03 19:00 | 0 | 1.714 | 0 | 0 | 16.714 | 253.8419 | 15 | 21.4742 | 4.6053 | 0 | 0 | 11.3182 | 10.156 | 4.6053 | 0.57725 | 67.909 | 0 | 0 | 16.714 | 16.714 | 6.5185 | 0 | 6.5185 | 0 | 6.5185
2016-09-03 20:00 | 0 | 5.481 | 0 | 0 | 20.481 | 247.4686 | 15 | 21.4742 | 4.6053 | 0 | 0 | 0 | 21.4742 | 4.6053 | 0.329 | 0 | 0 | 0 | 20.481 | 20.481 | 7.9876 | 0 | 7.9876 | 0 | 7.9876
2016-09-03 21:00 | 0 | 5.297 | 0 | 0 | 20.297 | 241.3093 | 15 | 21.4742 | 4.6053 | 0 | 0 | 0 | 21.4742 | 4.6053 | 0.329 | 0 | 0 | 0 | 20.297 | 20.297 | 7.9158 | 0 | 7.9158 | 0 | 7.9158
2016-09-03 22:00 | 0 | 4.916 | 0 | 0 | 19.916 | 235.593 | 15 | 21.4742 | 4.6053 | 0 | 0 | 0 | 21.4742 | 4.6053 | 0.329 | 0 | 0 | 0 | 19.916 | 19.916 | 7.7672 | 0 | 7.7672 | 0 | 7.7672
2016-09-03 23:00 | 0 | 2.489 | 0 | 0 | 17.489 | 232.6988 | 15 | 21.4742 | 4.6053 | 0 | 0 | 0 | 21.4742 | 4.6053 | 0.329 | 0 | 0 | 0 | 17.489 | 17.489 | 6.8207 | 0 | 6.8207 | 0 | 6.8207
2016-09-04 | 0 | 0.601 | 0 | 0 | 15.601 | 232 | 15 | 21.4742 | 4.6053 | 0 | 0 | 2.0088 | 19.4653 | 4.6053 | 0.37306 | 0 | 7.051 | 2.3503 | 17.9513 | 17.9513 | 6.0844 | 0.91663 | 7.001 | 0 | 7.001
2016-09-04 01:00 | 0 | 0 | 0 | 0 | 14.497 | 232 | 14.497 | 20.7541 | 4.4509 | 0 | 0 | 1.7972 | 18.9569 | 4.4509 | 0.36979 | 0 | 6.308 | 2.1027 | 16.5997 | 16.5997 | 5.6538 | 0.82004 | 6.4739 | 0 | 6.4739
2016-09-04 02:00 | 0 | 0 | 0 | 0 | 12.687 | 232 | 12.687 | 18.1628 | 3.8952 | 0 | 0 | 1.6038 | 16.559 | 3.8952 | 0.37059 | 0 | 5.629 | 1.8763 | 14.5633 | 14.5633 | 4.9479 | 0.73177 | 5.6797 | 0 | 5.6797
2016-09-04 03:00 | 0 | 0 | 0 | 0.136 | 11.864 | 232 | 12 | 17.1793 | 3.6843 | 0 | 0 | 1.4022 | 15.7772 | 3.6843 | 0.36744 | 0 | 4.921 | 1.6403 | 13.5043 | 13.6403 | 4.627 | 0.63973 | 5.2667 | 0.05304 | 5.3197
2016-09-04 04:00 | 0 | 0 | 0 | 0.717 | 11.283 | 232 | 12 | 17.1793 | 3.6843 | 0 | 0 | 1.2515 | 15.9278 | 3.6843 | 0.36331 | 0 | 4.393 | 1.4643 | 12.7473 | 13.4643 | 4.4004 | 0.57109 | 4.9715 | 0.27963 | 5.2511
2016-09-04 05:00 | 0 | 0 | 1.2494 | 0.87961 | 9.871 | 233.0745 | 12 | 17.1793 | 3.6843 | 0 | 0 | 0 | 17.1793 | 3.6843 | 0.329 | 0 | 0 | 0 | 9.871 | 10.7506 | 3.8497 | 0 | 3.8497 | 0.34305 | 4.1927
2016-09-04 06:00 | 0 | 0 | 0 | 3.224 | 8.776 | 233.0745 | 12 | 17.1793 | 3.6843 | 0 | 0 | 0 | 17.1793 | 3.6843 | 0.329 | 0 | 0 | 0 | 8.776 | 12 | 3.4226 | 0 | 3.4226 | 1.2574 | 4.68
2016-09-04 07:00 | 0.002 | 0 | 4.354 | 1.7764e-15 | 7.648 | 236.8189 | 12 | 17.1793 | 3.6843 | 0 | 0 | 0 | 17.1793 | 3.6843 | 0.329 | 0 | 0 | 0 | 7.648 | 7.648 | 2.9827 | 0 | 2.9827 | 6.9278e-16 | 2.9827
2016-09-04 08:00 | 0.019 | 0 | 0 | 4.69 | 7.329 | 236.8189 | 12 | 17.1793 | 3.6843 | 0 | 0 | 0 | 17.1793 | 3.6843 | 0.329 | 0 | 0 | 0 | 7.329 | 12.019 | 2.8583 | 0 | 2.8583 | 1.8291 | 4.6874
2016-09-04 09:00 | 0.033 | 0 | 4.072 | 0 | 7.961 | 240.3208 | 12 | 17.1793 | 3.6843 | 0 | 0 | 12.2523 | 4.927 | 3.6843 | 0.66492 | 73.514 | 0 | 0 | 7.961 | 7.961 | 3.1048 | 0 | 3.1048 | 0 | 3.1048
2016-09-04 10:00 | 0.07 | 0 | 3.75 | 0 | 8.32 | 243.5458 | 12 | 17.1793 | 3.6843 | 0 | 0 | 12.2677 | 4.9117 | 3.6843 | 0.66534 | 73.606 | 0 | 0 | 8.32 | 8.32 | 3.2448 | 0 | 3.2448 | 0 | 3.2448
2016-09-04 11:00 | 0.111 | 0 | 3.487 | 0 | 8.624 | 246.5447 | 12 | 17.1793 | 3.6843 | 0 | 0 | 12.2903 | 4.889 | 3.6843 | 0.66596 | 73.742 | 0 | 0 | 8.624 | 8.624 | 3.3634 | 0 | 3.3634 | 0 | 3.3634
2016-09-04 12:00 | 0.119 | 0 | 2.709 | 0 | 9.41 | 248.8744 | 12 | 17.1793 | 3.6843 | 0 | 0 | 12.9962 | 4.1832 | 3.6843 | 0.68531 | 73.082 | 2.863 | 0.95433 | 10.3643 | 10.3643 | 3.6699 | 0.37219 | 4.0421 | 0 | 4.0421
2016-09-04 13:00 | 0.128 | 0 | 2.897 | 0 | 9.231 | 251.3658 | 12 | 17.1793 | 3.6843 | 0 | 0 | 13.662 | 3.5173 | 3.6843 | 0.70357 | 71.604 | 6.065 | 2.0217 | 11.2527 | 11.2527 | 3.6001 | 0.78845 | 4.3885 | 0 | 4.3885
2016-09-04 14:00 | 0.126 | 0 | 2.51 | 0 | 9.616 | 253.5244 | 12 | 17.1793 | 3.6843 | 0 | 0 | 2.7607 | 14.4187 | 3.6843 | 0.40469 | 0 | 9.69 | 3.23 | 12.846 | 12.846 | 3.7502 | 1.2597 | 5.0099 | 0 | 5.0099
2016-09-04 15:00 | 0.107 | 0 | 2.76 | 0 | 9.347 | 255.898 | 12 | 17.1793 | 3.6843 | 0 | 0 | 15.0507 | 2.1287 | 3.6843 | 0.74164 | 68.52 | 12.744 | 4.248 | 13.595 | 13.595 | 3.6453 | 1.6567 | 5.302 | 0 | 5.302
2016-09-04 16:00 | 0.075 | 0 | 2.513 | 0 | 9.562 | 258.0592 | 12 | 17.1793 | 3.6843 | 0 | 0 | 15.5398 | 1.6395 | 3.6843 | 0.75505 | 67.433 | 15.096 | 5.032 | 14.594 | 14.594 | 3.7292 | 1.9625 | 5.6917 | 0 | 5.6917
2016-09-04 17:00 | 0.028 | 0 | 2.323 | 0 | 9.705 | 260.057 | 12 | 17.1793 | 3.6843 | 0 | 0 | 11.1263 | 6.053 | 3.6843 | 0.63405 | 66.758 | 0 | 0 | 9.705 | 9.705 | 3.7849 | 0 | 3.7849 | 0 | 3.7849
2016-09-04 18:00 | 0.005 | 0 | 0 | 1.252 | 10.753 | 260.057 | 12 | 17.1793 | 3.6843 | 0 | 0 | 11.0693 | 6.11 | 3.6843 | 0.63248 | 66.416 | 0 | 0 | 10.753 | 12.005 | 4.1937 | 0 | 4.1937 | 0.48828 | 4.682
2016-09-04 19:00 | 0 | 1.823 | 0 | 0 | 16.823 | 257.9372 | 15 | 21.4742 | 4.6053 | 0 | 0 | 11.076 | 10.3982 | 4.6053 | 0.57193 | 66.456 | 0 | 0 | 16.823 | 16.823 | 6.561 | 0 | 6.561 | 0 | 6.561
2016-09-04 20:00 | 0 | 6.048 | 0 | 0 | 21.048 | 250.9047 | 15 | 21.4742 | 4.6053 | 0 | 0 | 0 | 21.4742 | 4.6053 | 0.329 | 0 | 0 | 0 | 21.048 | 21.048 | 8.2087 | 0 | 8.2087 | 0 | 8.2087
2016-09-04 21:00 | 0 | 5.702 | 0 | 0 | 20.702 | 244.2744 | 15 | 21.4742 | 4.6053 | 0 | 0 | 0 | 21.4742 | 4.6053 | 0.329 | 0 | 0 | 0 | 20.702 | 20.702 | 8.0738 | 0 | 8.0738 | 0 | 8.0738
2016-09-04 22:00 | 0 | 5.375 | 0 | 0 | 20.375 | 238.0244 | 15 | 21.4742 | 4.6053 | 0 | 0 | 0 | 21.4742 | 4.6053 | 0.329 | 0 | 0 | 0 | 20.375 | 20.375 | 7.9463 | 0 | 7.9463 | 0 | 7.9463
2016-09-04 23:00 | 0 | 3.851 | 0 | 0 | 18.851 | 233.5465 | 15 | 21.4742 | 4.6053 | 0 | 0 | 0 | 21.4742 | 4.6053 | 0.329 | 0 | 0 | 0 | 18.851 | 18.851 | 7.3519 | 0 | 7.3519 | 0 | 7.3519
2016-09-05 | 0 | 1.33 | 0 | 0 | 16.33 | 232 | 15 | 21.4742 | 4.6053 | 0 | 0 | 2.2372 | 19.237 | 4.6053 | 0.37807 | 0 | 7.852 | 2.6173 | 18.9473 | 18.9473 | 6.3687 | 1.0208 | 7.3895 | 0 | 7.3895
2016-09-05 01:00 | 0 | 0 | 0 | 0 | 14.166 | 232 | 14.166 | 20.2802 | 4.3493 | 0 | 0 | 1.9898 | 18.2904 | 4.3493 | 0.37521 | 0 | 6.984 | 2.328 | 16.494 | 16.494 | 5.5247 | 0.90792 | 6.4327 | 0 | 6.4327
2016-09-05 02:00 | 0 | 0 | 0 | 0 | 13.003 | 232 | 13.003 | 18.6152 | 3.9922 | 0 | 0 | 1.8147 | 16.8006 | 3.9922 | 0.37491 | 0 | 6.369 | 2.123 | 15.126 | 15.126 | 5.0712 | 0.82797 | 5.8991 | 0 | 5.8991
2016-09-05 03:00 | 0 | 0 | 0 | 0 | 12.267 | 232 | 12.267 | 17.5616 | 3.7662 | 0 | 0 | 1.7042 | 15.8574 | 3.7662 | 0.37471 | 0 | 5.982 | 1.994 | 14.261 | 14.261 | 4.7841 | 0.77766 | 5.5618 | 0 | 5.5618
2016-09-05 04:00 | 0 | 0 | 0 | 0.397 | 11.603 | 232 | 12 | 17.1793 | 3.6843 | 0 | 0 | 1.5085 | 15.6708 | 3.6843 | 0.37036 | 0 | 5.295 | 1.765 | 13.368 | 13.765 | 4.5252 | 0.68835 | 5.2135 | 0.15483 | 5.3684
2016-09-05 05:00 | 0 | 0 | 0 | 1.85 | 10.15 | 232 | 12 | 17.1793 | 3.6843 | 0 | 0 | 0 | 17.1793 | 3.6843 | 0.329 | 0 | 0 | 0 | 10.15 | 12 | 3.9585 | 0 | 3.9585 | 0.7215 | 4.68
2016-09-05 06:00 | 0 | 0 | 1.0649 | 1.8621 | 9.073 | 232.9158 | 12 | 17.1793 | 3.6843 | 0 | 0 | 0 | 17.1793 | 3.6843 | 0.329 | 0 | 0 | 0 | 9.073 | 10.9351 | 3.5385 | 0 | 3.5385 | 0.72621 | 4.2647
2016-09-05 07:00 | 0.002 | 0 | 0 | 3.931 | 8.071 | 232.9158 | 12 | 17.1793 | 3.6843 | 0 | 0 | 0 | 17.1793 | 3.6843 | 0.329 | 0 | 0 | 0 | 8.071 | 12.002 | 3.1477 | 0 | 3.1477 | 1.5331 | 4.6808
2016-09-05 08:00 | 0.024 | 0 | 4.372 | 1.7764e-15 | 7.652 | 236.6758 | 12 | 17.1793 | 3.6843 | 0 | 0 | 0 | 17.1793 | 3.6843 | 0.329 | 0 | 0 | 0 | 7.652 | 7.652 | 2.9843 | 0 | 2.9843 | 6.9278e-16 | 2.9843
2016-09-05 09:00 | 0.068 | 0 | 4.09 | 0 | 7.978 | 240.1932 | 12 | 17.1793 | 3.6843 | 0 | 0 | 12.2453 | 4.934 | 3.6843 | 0.66473 | 73.472 | 0 | 0 | 7.978 | 7.978 | 3.1114 | 0 | 3.1114 | 0 | 3.1114
2016-09-05 10:00 | 0.101 | 0 | 3.853 | 0 | 8.248 | 243.5067 | 12 | 17.1793 | 3.6843 | 0 | 0 | 12.2855 | 4.8938 | 3.6843 | 0.66583 | 73.713 | 0 | 0 | 8.248 | 8.248 | 3.2167 | 0 | 3.2167 | 0 | 3.2167
2016-09-05 11:00 | 0.125 | 0 | 3.824 | 0 | 8.301 | 246.7954 | 12 | 17.1793 | 3.6843 | 0 | 0 | 12.3302 | 4.8492 | 3.6843 | 0.66705 | 73.981 | 0 | 0 | 8.301 | 8.301 | 3.2374 | 0 | 3.2374 | 0 | 3.2374
2016-09-05 12:00 | 0.138 | 0 | 0 | 3.063 | 9.075 | 246.7954 | 12 | 17.1793 | 3.6843 | 0 | 0 | 12.9657 | 4.2137 | 3.6843 | 0.68448 | 73.15 | 2.716 | 0.90533 | 9.9803 | 13.0433 | 3.5393 | 0.35308 | 3.8923 | 1.1946 | 5.0869
2016-09-05 13:00 | 0.134 | 0 | 2.973 | 0 | 9.161 | 249.3522 | 12 | 17.1793 | 3.6843 | 0 | 0 | 13.8382 | 3.3412 | 3.6843 | 0.7084 | 71.212 | 6.913 | 2.3043 | 11.4653 | 11.4653 | 3.5728 | 0.89869 | 4.4715 | 0 | 4.4715
2016-09-05 14:00 | 0.126 | 0 | 2.972 | 0 | 9.154 | 251.9081 | 12 | 17.1793 | 3.6843 | 0 | 0 | 3.5527 | 13.6267 | 3.6843 | 0.4264 | 0 | 12.47 | 4.1567 | 13.3107 | 13.3107 | 3.5701 | 1.6211 | 5.1912 | 0 | 5.1912
2016-09-05 15:00 | 0.108 | 0 | 0 | 2.658 | 9.45 | 251.9081 | 12 | 17.1793 | 3.6843 | 0 | 0 | 15.8398 | 1.3395 | 3.6843 | 0.76328 | 66.767 | 16.539 | 5.513 | 14.963 | 17.621 | 3.6855 | 2.1501 | 5.8356 | 1.0366 | 6.8722
2016-09-05 16:00 | 0.079 | 0 | 0 | 2.755 | 9.324 | 251.9081 | 12 | 17.1793 | 3.6843 | 0 | 0 | 16.3297 | 0.84966 | 3.6843 | 0.77671 | 65.679 | 18.895 | 6.2983 | 15.6223 | 18.3773 | 3.6364 | 2.4564 | 6.0927 | 1.0744 | 7.1672
2016-09-05 17:00 | 0.031 | 0 | 0 | 2.546 | 9.485 | 251.9081 | 12 | 17.1793 | 3.6843 | 0 | 0 | 10.8493 | 6.33 | 3.6843 | 0.62645 | 65.096 | 0 | 0 | 9.485 | 12.031 | 3.6991 | 0 | 3.6991 | 0.99294 | 4.6921
2016-09-05 18:00 | 0.007 | 0 | 0 | 1.496 | 10.511 | 251.9081 | 12 | 17.1793 | 3.6843 | 0 | 0 | 10.8118 | 6.3675 | 3.6843 | 0.62542 | 64.871 | 0 | 0 | 10.511 | 12.007 | 4.0993 | 0 | 4.0993 | 0.58344 | 4.6827
2016-09-05 19:00 | 0 | 1.536 | 0 | 0 | 16.536 | 250.122 | 15 | 21.4742 | 4.6053 | 0 | 0 | 10.8298 | 10.6443 | 4.6053 | 0.56653 | 64.979 | 0 | 0 | 16.536 | 16.536 | 6.449 | 0 | 6.449 | 0 | 6.449
2016-09-05 20:00 | 0 | 5.617 | 0 | 0 | 20.617 | 243.5906 | 15 | 21.4742 | 4.6053 | 0 | 0 | 0 | 21.4742 | 4.6053 | 0.329 | 0 | 0 | 0 | 20.617 | 20.617 | 8.0406 | 0 | 8.0406 | 0 | 8.0406
2016-09-05 21:00 | 0 | 0 | 0 | 5.721 | 21.279 | 243.5906 | 27 | 38.6535 | 8.2896 | 0 | 0 | 0 | 38.6535 | 8.2896 | 0.329 | 0 | 0 | 0 | 21.279 | 27 | 8.2988 | 0 | 8.2988 | 2.2312 | 10.53
2016-09-05 22:00 | 0 | 4.216 | 0 | 0 | 19.216 | 238.6883 | 15 | 21.4742 | 4.6053 | 0 | 0 | 0 | 21.4742 | 4.6053 | 0.329 | 0 | 0 | 0 | 19.216 | 19.216 | 7.4942 | 0 | 7.4942 | 0 | 7.4942
2016-09-05 23:00 | 0 | 2.249 | 0 | 0 | 17.249 | 236.0732 | 15 | 21.4742 | 4.6053 | 0 | 0 | 0 | 21.4742 | 4.6053 | 0.329 | 0 | 0 | 0 | 17.249 | 17.249 | 6.7271 | 0 | 6.7271 | 0 | 6.7271
2016-09-06 | 0 | 0.159 | 0 | 0 | 15.159 | 235.8883 | 15 | 21.4742 | 4.6053 | 0 | 0 | 2.6132 | 18.861 | 4.6053 | 0.38632 | 0 | 9.172 | 3.0573 | 18.2163 | 18.2163 | 5.912 | 1.1924 | 7.1044 | 0 | 7.1044
2016-09-06 01:00 | 0 | 0 | 0 | 0 | 13.844 | 235.8883 | 13.844 | 19.8192 | 4.2504 | 0 | 0 | 2.423 | 17.3962 | 4.2504 | 0.38658 | 0 | 8.505 | 2.835 | 16.679 | 16.679 | 5.3992 | 1.1057 | 6.5048 | 0 | 6.5048
2016-09-06 02:00 | 0 | 0 | 0 | 0 | 13.695 | 235.8883 | 13.695 | 19.6059 | 4.2047 | 0 | 0 | 2.2595 | 17.3464 | 4.2047 | 0.38328 | 0 | 7.931 | 2.6437 | 16.3387 | 16.3387 | 5.3411 | 1.031 | 6.3721 | 0 | 6.3721
2016-09-06 03:00 | 0 | 0 | 0 | 0 | 12.573 | 235.8883 | 12.573 | 17.9996 | 3.8602 | 0 | 0 | 2.086 | 15.9136 | 3.8602 | 0.38358 | 0 | 7.322 | 2.4407 | 15.0137 | 15.0137 | 4.9035 | 0.95186 | 5.8553 | 0 | 5.8553
2016-09-06 04:00 | 0 | 0 | 0 | 0.488 | 11.512 | 235.8883 | 12 | 17.1793 | 3.6843 | 0 | 0 | 1.997 | 15.1823 | 3.6843 | 0.38375 | 0 | 7.01 | 2.3367 | 13.8487 | 14.3367 | 4.4897 | 0.9113 | 5.401 | 0.19032 | 5.5913
2016-09-06 05:00 | 0 | 0 | 0 | 2.058 | 9.942 | 235.8883 | 12 | 17.1793 | 3.6843 | 0 | 0 | 0 | 17.1793 | 3.6843 | 0.329 | 0 | 0 | 0 | 9.942 | 12 | 3.8774 | 0 | 3.8774 | 0.80262 | 4.68
2016-09-06 06:00 | 0 | 0 | 0 | 3.118 | 8.882 | 235.8883 | 12 | 17.1793 | 3.6843 | 0 | 0 | 0 | 17.1793 | 3.6843 | 0.329 | 0 | 0 | 0 | 8.882 | 12 | 3.464 | 0 | 3.464 | 1.216 | 4.68
2016-09-06 07:00 | 0.002 | 0 | 4.413 | 0 | 7.589 | 239.6835 | 12 | 17.1793 | 3.6843 | 0 | 0 | 0 | 17.1793 | 3.6843 | 0.329 | 0 | 0 | 0 | 7.589 | 7.589 | 2.9597 | 0 | 2.9597 | 0 | 2.9597
2016-09-06 08:00 | 0.029 | 0 | 0 | 4.117 | 7.912 | 239.6835 | 12 | 17.1793 | 3.6843 | 0 | 0 | 0 | 17.1793 | 3.6843 | 0.329 | 0 | 0 | 0 | 7.912 | 12.029 | 3.0857 | 0 | 3.0857 | 1.6056 | 4.6913
2016-09-06 09:00 | 0.068 | 0 | 3.319 | 0 | 8.749 | 242.5378 | 12 | 17.1793 | 3.6843 | 0 | 0 | 12.0787 | 5.1007 | 3.6843 | 0.66016 | 72.472 | 0 | 0 | 8.749 | 8.749 | 3.4121 | 0 | 3.4121 | 0 | 3.4121
2016-09-06 10:00 | 0.092 | 0 | 3.342 | 0 | 8.75 | 245.412 | 12 | 17.1793 | 3.6843 | 0 | 0 | 12.0808 | 5.0985 | 3.6843 | 0.66022 | 72.485 | 0 | 0 | 8.75 | 8.75 | 3.4125 | 0 | 3.4125 | 0 | 3.4125
2016-09-06 11:00 | 0.126 | 0 | 3.435 | 0 | 8.691 | 248.3661 | 12 | 17.1793 | 3.6843 | 0 | 0 | 12.0873 | 5.092 | 3.6843 | 0.66039 | 72.524 | 0 | 0 | 8.691 | 8.691 | 3.3895 | 0 | 3.3895 | 0 | 3.3895
2016-09-06 12:00 | 0.144 | 0 | 3.208 | 1.7764e-15 | 8.936 | 251.1249 | 12 | 17.1793 | 3.6843 | 0 | 0 | 13.4947 | 3.6847 | 3.6843 | 0.69898 | 71.975 | 5.261 | 1.7537 | 10.6897 | 10.6897 | 3.485 | 0.68393 | 4.169 | 6.9278e-16 | 4.169
2016-09-06 13:00 | 0.168 | 0 | 3.216 | 0 | 8.952 | 253.8907 | 12 | 17.1793 | 3.6843 | 0 | 0 | 14.285 | 2.8943 | 3.6843 | 0.72065 | 70.22 | 9.062 | 3.0207 | 11.9727 | 11.9727 | 3.4913 | 1.1781 | 4.6693 | 0 | 4.6693
2016-09-06 14:00 | 0.159 | 0 | 0 | 2.685 | 9.474 | 253.8907 | 12 | 17.1793 | 3.6843 | 0 | 0 | 3.5847 | 13.5947 | 3.6843 | 0.42728 | 0 | 12.582 | 4.194 | 13.668 | 16.353 | 3.6949 | 1.6357 | 5.3305 | 1.0472 | 6.3777
2016-09-06 15:00 | 0.142 | 0 | 0 | 2.266 | 9.876 | 253.8907 | 12 | 17.1793 | 3.6843 | 0 | 0 | 15.5335 | 1.6458 | 3.6843 | 0.75488 | 67.447 | 15.066 | 5.022 | 14.898 | 17.164 | 3.8516 | 1.9586 | 5.8102 | 0.88374 | 6.694
2016-09-06 16:00 | 0.115 | 0 | 0 | 2.681 | 9.434 | 253.8907 | 12 | 17.1793 | 3.6843 | 0 | 0 | 15.9123 | 1.267 | 3.6843 | 0.76526 | 66.606 | 16.888 | 5.6293 | 15.0633 | 17.7443 | 3.6793 | 2.1954 | 5.8747 | 1.0456 | 6.9203
2016-09-06 17:00 | 0.044 | 0 | 0 | 2.653 | 9.391 | 253.8907 | 12 | 17.1793 | 3.6843 | 0 | 0 | 11.0155 | 6.1638 | 3.6843 | 0.63101 | 66.093 | 0 | 0 | 9.391 | 12.044 | 3.6625 | 0 | 3.6625 | 1.0347 | 4.6972
2016-09-06 18:00 | 0.01 | 0 | 0 | 1.801 | 10.209 | 253.8907 | 12 | 17.1793 | 3.6843 | 0 | 0 | 10.9807 | 6.1987 | 3.6843 | 0.63005 | 65.884 | 0 | 0 | 10.209 | 12.01 | 3.9815 | 0 | 3.9815 | 0.70239 | 4.6839
2016-09-06 19:00 | 0 | 0.779 | 0 | 0 | 15.779 | 252.9849 | 15 | 21.4742 | 4.6053 | 0 | 0 | 11.0027 | 10.4715 | 4.6053 | 0.57033 | 66.016 | 0 | 0 | 15.779 | 15.779 | 6.1538 | 0 | 6.1538 | 0 | 6.1538
2016-09-06 20:00 | 0 | 5.42 | 0 | 0 | 20.42 | 246.6826 | 15 | 21.4742 | 4.6053 | 0 | 0 | 0 | 21.4742 | 4.6053 | 0.329 | 0 | 0 | 0 | 20.42 | 20.42 | 7.9638 | 0 | 7.9638 | 0 | 7.9638
2016-09-06 21:00 | 0 | 0 | 0 | 5.626 | 21.374 | 246.6826 | 27 | 38.6535 | 8.2896 | 0 | 0 | 0 | 38.6535 | 8.2896 | 0.329 | 0 | 0 | 0 | 21.374 | 27 | 8.3359 | 0 | 8.3359 | 2.1941 | 10.53
2016-09-06 22:00 | 0 | 4.959 | 0 | 0 | 19.959 | 240.9163 | 15 | 21.4742 | 4.6053 | 0 | 0 | 0 | 21.4742 | 4.6053 | 0.329 | 0 | 0 | 0 | 19.959 | 19.959 | 7.784 | 0 | 7.784 | 0 | 7.784
2016-09-06 23:00 | 0 | 2.897 | 0 | 0 | 17.897 | 237.5477 | 15 | 21.4742 | 4.6053 | 0 | 0 | 0 | 21.4742 | 4.6053 | 0.329 | 0 | 0 | 0 | 17.897 | 17.897 | 6.9798 | 0 | 6.9798 | 0 | 6.9798
2016-09-07 | 0 | 0.52 | 0 | 0 | 15.52 | 236.943 | 15 | 21.4742 | 4.6053 | 0 | 0 | 2.4182 | 19.056 | 4.6053 | 0.38204 | 0 | 8.488 | 2.8293 | 18.3493 | 18.3493 | 6.0528 | 1.1034 | 7.1562 | 0 | 7.1562
2016-09-07 01:00 | 0 | 0 | 0 | 0 | 13.653 | 236.943 | 13.653 | 19.5458 | 4.1918 | 0 | 0 | 2.3042 | 17.2416 | 4.1918 | 0.38452 | 0 | 8.088 | 2.696 | 16.349 | 16.349 | 5.3247 | 1.0514 | 6.3761 | 0 | 6.3761
2016-09-07 02:00 | 0 | 0 | 0 | 0 | 12.805 | 236.943 | 12.805 | 18.3318 | 3.9314 | 0 | 0 | 2.2053 | 16.1264 | 3.9314 | 0.38566 | 0 | 7.741 | 2.5803 | 15.3853 | 15.3853 | 4.9939 | 1.0063 | 6.0003 | 0 | 6.0003
2016-09-07 03:00 | 0 | 0 | 0 | 0 | 12.715 | 236.943 | 12.715 | 18.2029 | 3.9038 | 0 | 0 | 2.123 | 16.0799 | 3.9038 | 0.38393 | 0 | 7.452 | 2.484 | 15.199 | 15.199 | 4.9588 | 0.96876 | 5.9276 | 0 | 5.9276
2016-09-07 04:00 | 0 | 0 | 0 | 0 | 12.479 | 236.943 | 12.479 | 17.8651 | 3.8313 | 0 | 0 | 2.0363 | 15.8287 | 3.8313 | 0.38269 | 0 | 7.148 | 2.3827 | 14.8617 | 14.8617 | 4.8668 | 0.92924 | 5.7961 | 0 | 5.7961
2016-09-07 05:00 | 0 | 0 | 0 | 0.711 | 11.289 | 236.943 | 12 | 17.1793 | 3.6843 | 0 | 0 | 0 | 17.1793 | 3.6843 | 0.329 | 0 | 0 | 0 | 11.289 | 12 | 4.4027 | 0 | 4.4027 | 0.27729 | 4.68
2016-09-07 06:00 | 0 | 0 | 0 | 1.604 | 10.396 | 236.943 | 12 | 17.1793 | 3.6843 | 0 | 0 | 0 | 17.1793 | 3.6843 | 0.329 | 0 | 0 | 0 | 10.396 | 12 | 4.0544 | 0 | 4.0544 | 0.62556 | 4.68
2016-09-07 07:00 | 0.003 | 0 | 0 | 3.758 | 8.245 | 236.943 | 12 | 17.1793 | 3.6843 | 0 | 0 | 0 | 17.1793 | 3.6843 | 0.329 | 0 | 0 | 0 | 8.245 | 12.003 | 3.2155 | 0 | 3.2155 | 1.4656 | 4.6812
2016-09-07 08:00 | 0.039 | 0 | 4.413 | 0 | 7.626 | 240.7382 | 12 | 17.1793 | 3.6843 | 0 | 0 | 0 | 17.1793 | 3.6843 | 0.329 | 0 | 0 | 0 | 7.626 | 7.626 | 2.9741 | 0 | 2.9741 | 0 | 2.9741
2016-09-07 09:00 | 0.095 | 0 | 4.121 | 0 | 7.974 | 244.2823 | 12 | 17.1793 | 3.6843 | 0 | 0 | 11.9903 | 5.189 | 3.6843 | 0.65773 | 71.942 | 0 | 0 | 7.974 | 7.974 | 3.1099 | 0 | 3.1099 | 0 | 3.1099
2016-09-07 10:00 | 0.128 | 0 | 3.922 | 0 | 8.206 | 247.6552 | 12 | 17.1793 | 3.6843 | 0 | 0 | 12.0213 | 5.158 | 3.6843 | 0.65858 | 72.128 | 0 | 0 | 8.206 | 8.206 | 3.2003 | 0 | 3.2003 | 0 | 3.2003
2016-09-07 11:00 | 0.15 | 0 | 3.358 | 0 | 8.792 | 250.5431 | 12 | 17.1793 | 3.6843 | 0 | 0 | 12.0398 | 5.1395 | 3.6843 | 0.65909 | 72.239 | 0 | 0 | 8.792 | 8.792 | 3.4289 | 0 | 3.4289 | 0 | 3.4289
2016-09-07 12:00 | 0.167 | 0 | 3.029 | 0 | 9.138 | 253.148 | 12 | 17.1793 | 3.6843 | 0 | 0 | 13.5862 | 3.5932 | 3.6843 | 0.70149 | 71.772 | 5.701 | 1.9003 | 11.0383 | 11.0383 | 3.5638 | 0.74113 | 4.305 | 0 | 4.305
2016-09-07 13:00 | 0.164 | 0 | 2.836 | 0 | 9.328 | 255.587 | 12 | 17.1793 | 3.6843 | 0 | 0 | 14.2867 | 2.8927 | 3.6843 | 0.72069 | 70.216 | 9.07 | 3.0233 | 12.3513 | 12.3513 | 3.6379 | 1.1791 | 4.817 | 0 | 4.817
2016-09-07 14:00 | 0.164 | 0 | 2.74 | 0 | 9.424 | 257.9434 | 12 | 17.1793 | 3.6843 | 0 | 0 | 3.4335 | 13.7458 | 3.6843 | 0.42314 | 0 | 12.052 | 4.0173 | 13.4413 | 13.4413 | 3.6754 | 1.5668 | 5.2421 | 0 | 5.2421
2016-09-07 15:00 | 0.146 | 0 | 0 | 2.717 | 9.429 | 257.9434 | 12 | 17.1793 | 3.6843 | 0 | 0 | 15.419 | 1.7603 | 3.6843 | 0.75174 | 67.701 | 14.516 | 4.8387 | 14.2677 | 16.9847 | 3.6773 | 1.8871 | 5.5644 | 1.0596 | 6.624
2016-09-07 16:00 | 0.115 | 0 | 0 | 2.93 | 9.185 | 257.9434 | 12 | 17.1793 | 3.6843 | 0 | 0 | 15.8275 | 1.3518 | 3.6843 | 0.76294 | 66.794 | 16.48 | 5.4933 | 14.6783 | 17.6083 | 3.5821 | 2.1424 | 5.7246 | 1.1427 | 6.8673
2016-09-07 17:00 | 0.057 | 0 | 0 | 2.992 | 9.065 | 257.9434 | 12 | 17.1793 | 3.6843 | 0 | 0 | 11.0362 | 6.1432 | 3.6843 | 0.63157 | 66.217 | 0 | 0 | 9.065 | 12.057 | 3.5354 | 0 | 3.5354 | 1.1669 | 4.7022
2016-09-07 18:00 | 0.013 | 0 | 0 | 1.754 | 10.259 | 257.9434 | 12 | 17.1793 | 3.6843 | 0 | 0 | 10.999 | 6.1803 | 3.6843 | 0.63056 | 65.994 | 0 | 0 | 10.259 | 12.013 | 4.001 | 0 | 4.001 | 0.68406 | 4.6851
2016-09-07 19:00 | 0 | 1.565 | 0 | 0 | 16.565 | 256.1236 | 15 | 21.4742 | 4.6053 | 0 | 0 | 11.0187 | 10.4555 | 4.6053 | 0.57068 | 66.112 | 0 | 0 | 16.565 | 16.565 | 6.4604 | 0 | 6.4604 | 0 | 6.4604
2016-09-07 20:00 | 0 | 5.802 | 0 | 0 | 20.802 | 249.3771 | 15 | 21.4742 | 4.6053 | 0 | 0 | 0 | 21.4742 | 4.6053 | 0.329 | 0 | 0 | 0 | 20.802 | 20.802 | 8.1128 | 0 | 8.1128 | 0 | 8.1128
2016-09-07 21:00 | 0 | 5.82 | 0 | 0 | 20.82 | 242.6096 | 15 | 21.4742 | 4.6053 | 0 | 0 | 0 | 21.4742 | 4.6053 | 0.329 | 0 | 0 | 0 | 20.82 | 20.82 | 8.1198 | 0 | 8.1198 | 0 | 8.1198
2016-09-07 22:00 | 0 | 3.981 | 0 | 0 | 18.981 | 237.9806 | 15 | 21.4742 | 4.6053 | 0 | 0 | 0 | 21.4742 | 4.6053 | 0.329 | 0 | 0 | 0 | 18.981 | 18.981 | 7.4026 | 0 | 7.4026 | 0 | 7.4026
2016-09-07 23:00 | 0 | 1.796 | 0 | 0 | 16.796 | 235.8922 | 15 | 21.4742 | 4.6053 | 0 | 0 | 0 | 21.4742 | 4.6053 | 0.329 | 0 | 0 | 0 | 16.796 | 16.796 | 6.5504 | 0 | 6.5504 | 0 | 6.5504
2016-09-08 | 0 | 0 | 0 | 0 | 14.826 | 235.8922 | 14.826 | 21.2251 | 4.5519 | 0 | 0 | 2.3292 | 18.8959 | 4.5519 | 0.38069 | 0 | 8.176 | 2.7253 | 17.5513 | 17.5513 | 5.7821 | 1.0629 | 6.845 | 0 | 6.845
2016-09-08 01:00 | 0 | 0 | 0 | 0 | 13.234 | 235.8922 | 13.234 | 18.9459 | 4.0631 | 0 | 0 | 2.1767 | 16.7693 | 4.0631 | 0.38311 | 0 | 7.64 | 2.5467 | 15.7807 | 15.7807 | 5.1613 | 0.9932 | 6.1545 | 0 | 6.1545
2016-09-08 02:00 | 0 | 0 | 0 | 0 | 12.239 | 235.8922 | 12.239 | 17.5215 | 3.7576 | 0 | 0 | 2.0065 | 15.515 | 3.7576 | 0.38294 | 0 | 7.043 | 2.3477 | 14.5867 | 14.5867 | 4.7732 | 0.91559 | 5.6888 | 0 | 5.6888
2016-09-08 03:00 | 0 | 0 | 0 | 0 | 12.174 | 235.8922 | 12.174 | 17.4284 | 3.7377 | 0 | 0 | 1.8657 | 15.5628 | 3.7377 | 0.37942 | 0 | 6.548 | 2.1827 | 14.3567 | 14.3567 | 4.7479 | 0.85124 | 5.5991 | 0 | 5.5991
2016-09-08 04:00 | 0 | 0 | 0 | 0.774 | 11.226 | 235.8922 | 12 | 17.1793 | 3.6843 | 0 | 0 | 1.7328 | 15.4465 | 3.6843 | 0.37651 | 0 | 6.082 | 2.0273 | 13.2533 | 14.0273 | 4.3781 | 0.79066 | 5.1688 | 0.30186 | 5.4707
2016-09-08 05:00 | 0 | 0 | 0 | 1.828 | 10.172 | 235.8922 | 12 | 17.1793 | 3.6843 | 0 | 0 | 0 | 17.1793 | 3.6843 | 0.329 | 0 | 0 | 0 | 10.172 | 12 | 3.9671 | 0 | 3.9671 | 0.71292 | 4.68
2016-09-08 06:00 | 0 | 0 | 2.873 | 0 | 9.127 | 238.363 | 12 | 17.1793 | 3.6843 | 0 | 0 | 0 | 17.1793 | 3.6843 | 0.329 | 0 | 0 | 0 | 9.127 | 9.127 | 3.5595 | 0 | 3.5595 | 0 | 3.5595
2016-09-08 07:00 | 0.003 | 0 | 0 | 4.231 | 7.772 | 238.363 | 12 | 17.1793 | 3.6843 | 0 | 0 | 0 | 17.1793 | 3.6843 | 0.329 | 0 | 0 | 0 | 7.772 | 12.003 | 3.0311 | 0 | 3.0311 | 1.6501 | 4.6812
2016-09-08 08:00 | 0.032 | 0 | 0 | 4.258 | 7.774 | 238.363 | 12 | 17.1793 | 3.6843 | 0 | 0 | 0 | 17.1793 | 3.6843 | 0.329 | 0 | 0 | 0 | 7.774 | 12.032 | 3.0319 | 0 | 3.0319 | 1.6606 | 4.6925
2016-09-08 09:00 | 0.066 | 0 | 3.46 | 0 | 8.606 | 241.3386 | 12 | 17.1793 | 3.6843 | 0 | 0 | 12.1372 | 5.0422 | 3.6843 | 0.66176 | 72.823 | 0 | 0 | 8.606 | 8.606 | 3.3563 | 0 | 3.3563 | 0 | 3.3563
2016-09-08 10:00 | 0.113 | 0 | 3.555 | 0 | 8.558 | 244.3959 | 12 | 17.1793 | 3.6843 | 0 | 0 | 12.1872 | 4.9922 | 3.6843 | 0.66313 | 73.123 | 0 | 0 | 8.558 | 8.558 | 3.3376 | 0 | 3.3376 | 0 | 3.3376
2016-09-08 11:00 | 0.138 | 0 | 3.8 | 0 | 8.338 | 247.6639 | 12 | 17.1793 | 3.6843 | 0 | 0 | 12.2375 | 4.9418 | 3.6843 | 0.66451 | 73.425 | 0 | 0 | 8.338 | 8.338 | 3.2518 | 0 | 3.2518 | 0 | 3.2518
2016-09-08 12:00 | 0.163 | 0 | 3.413 | 0 | 8.75 | 250.5991 | 12 | 17.1793 | 3.6843 | 0 | 0 | 13.1158 | 4.0635 | 3.6843 | 0.68859 | 72.817 | 3.438 | 1.146 | 9.896 | 9.896 | 3.4125 | 0.44694 | 3.8594 | 0 | 3.8594
2016-09-08 13:00 | 0.127 | 0 | 2.953 | 0 | 9.174 | 253.1386 | 12 | 17.1793 | 3.6843 | 0 | 0 | 13.8847 | 3.2947 | 3.6843 | 0.70967 | 71.109 | 7.136 | 2.3787 | 11.5527 | 11.5527 | 3.5779 | 0.92768 | 4.5055 | 0 | 4.5055
2016-09-08 14:00 | 0.104 | 0 | 2.71 | 0 | 9.394 | 255.4692 | 12 | 17.1793 | 3.6843 | 0 | 0 | 3.2838 | 13.8955 | 3.6843 | 0.41903 | 0 | 11.526 | 3.842 | 13.236 | 13.236 | 3.6637 | 1.4984 | 5.162 | 0 | 5.162
2016-09-08 15:00 | 0.092 | 0 | 0 | 2.57 | 9.522 | 255.4692 | 12 | 17.1793 | 3.6843 | 0 | 0 | 15.504 | 1.6753 | 3.6843 | 0.75407 | 67.513 | 14.924 | 4.9747 | 14.4967 | 17.0667 | 3.7136 | 1.9401 | 5.6537 | 1.0023 | 6.656
2016-09-08 16:00 | 0.074 | 0 | 0 | 2.55 | 9.524 | 255.4692 | 12 | 17.1793 | 3.6843 | 0 | 0 | 15.9507 | 1.2287 | 3.6843 | 0.76631 | 66.521 | 17.072 | 5.6907 | 15.2147 | 17.7647 | 3.7144 | 2.2194 | 5.9337 | 0.9945 | 6.9282
2016-09-08 17:00 | 0.045 | 0 | 0 | 2.617 | 9.428 | 255.4692 | 12 | 17.1793 | 3.6843 | 0 | 0 | 10.9868 | 6.1925 | 3.6843 | 0.63022 | 65.921 | 0 | 0 | 9.428 | 12.045 | 3.6769 | 0 | 3.6769 | 1.0206 | 4.6975
2016-09-08 18:00 | 0.011 | 0 | 0 | 1.64 | 10.371 | 255.4692 | 12 | 17.1793 | 3.6843 | 0 | 0 | 10.9485 | 6.2308 | 3.6843 | 0.62917 | 65.691 | 0 | 0 | 10.371 | 12.011 | 4.0447 | 0 | 4.0447 | 0.6396 | 4.6843
2016-09-08 19:00 | 0 | 1.211 | 0 | 0 | 16.211 | 254.0611 | 15 | 21.4742 | 4.6053 | 0 | 0 | 10.9707 | 10.5035 | 4.6053 | 0.56962 | 65.824 | 0 | 0 | 16.211 | 16.211 | 6.3223 | 0 | 6.3223 | 0 | 6.3223
2016-09-08 20:00 | 0 | 5.999 | 0 | 0 | 20.999 | 247.0855 | 15 | 21.4742 | 4.6053 | 0 | 0 | 0 | 21.4742 | 4.6053 | 0.329 | 0 | 0 | 0 | 20.999 | 20.999 | 8.1896 | 0 | 8.1896 | 0 | 8.1896
2016-09-08 21:00 | 0 | 0 | 0 | 5.864 | 21.136 | 247.0855 | 27 | 38.6535 | 8.2896 | 0 | 0 | 0 | 38.6535 | 8.2896 | 0.329 | 0 | 0 | 0 | 21.136 | 27 | 8.243 | 0 | 8.243 | 2.287 | 10.53
2016-09-08 22:00 | 0 | 6.018 | 0 | 0 | 21.018 | 240.0878 | 15 | 21.4742 | 4.6053 | 0 | 0 | 0 | 21.4742 | 4.6053 | 0.329 | 0 | 0 | 0 | 21.018 | 21.018 | 8.197 | 0 | 8.197 | 0 | 8.197
2016-09-08 23:00 | 0 | 3.104 | 0 | 0 | 18.104 | 236.4785 | 15 | 21.4742 | 4.6053 | 0 | 0 | 0 | 21.4742 | 4.6053 | 0.329 | 0 | 0 | 0 | 18.104 | 18.104 | 7.0606 | 0 | 7.0606 | 0 | 7.0606
2016-09-09 | 0 | 0.328 | 0 | 0 | 15.328 | 236.0971 | 15 | 21.4742 | 4.6053 | 0 | 0 | 2.298 | 19.1762 | 4.6053 | 0.3794 | 0 | 8.066 | 2.6887 | 18.0167 | 18.0167 | 5.9779 | 1.0486 | 7.0265 | 0 | 7.0265
2016-09-09 01:00 | 0 | 0 | 0 | 0 | 12.976 | 236.0971 | 12.976 | 18.5766 | 3.9839 | 0 | 0 | 2.1705 | 16.4061 | 3.9839 | 0.38403 | 0 | 7.619 | 2.5397 | 15.5157 | 15.5157 | 5.0606 | 0.99047 | 6.0511 | 0 | 6.0511
2016-09-09 02:00 | 0 | 0 | 0 | 0 | 12.454 | 236.0971 | 12.454 | 17.8293 | 3.8236 | 0 | 0 | 2.0142 | 15.8151 | 3.8236 | 0.38221 | 0 | 7.07 | 2.3567 | 14.8107 | 14.8107 | 4.8571 | 0.9191 | 5.7762 | 0 | 5.7762
2016-09-09 03:00 | 0 | 0 | 0 | 0.003 | 11.997 | 236.0971 | 12 | 17.1793 | 3.6843 | 0 | 0 | 1.736 | 15.4433 | 3.6843 | 0.3766 | 0 | 6.093 | 2.031 | 14.028 | 14.031 | 4.6788 | 0.79209 | 5.4709 | 0.00117 | 5.4721
2016-09-09 04:00 | 0 | 0 | 0 | 0.246 | 11.754 | 236.0971 | 12 | 17.1793 | 3.6843 | 0 | 0 | 1.4715 | 15.7078 | 3.6843 | 0.36934 | 0 | 5.165 | 1.7217 | 13.4757 | 13.7217 | 4.5841 | 0.67145 | 5.2555 | 0.09594 | 5.3515
2016-09-09 05:00 | 0 | 0 | 0 | 1.673 | 10.327 | 236.0971 | 12 | 17.1793 | 3.6843 | 0 | 0 | 0 | 17.1793 | 3.6843 | 0.329 | 0 | 0 | 0 | 10.327 | 12 | 4.0275 | 0 | 4.0275 | 0.65247 | 4.68
2016-09-09 06:00 | 0 | 0 | 2.86 | 0 | 9.14 | 238.5567 | 12 | 17.1793 | 3.6843 | 0 | 0 | 0 | 17.1793 | 3.6843 | 0.329 | 0 | 0 | 0 | 9.14 | 9.14 | 3.5646 | 0 | 3.5646 | 0 | 3.5646
2016-09-09 07:00 | 0.003 | 0 | 0 | 4.205 | 7.798 | 238.5567 | 12 | 17.1793 | 3.6843 | 0 | 0 | 0 | 17.1793 | 3.6843 | 0.329 | 0 | 0 | 0 | 7.798 | 12.003 | 3.0412 | 0 | 3.0412 | 1.6399 | 4.6812
2016-09-09 08:00 | 0.032 | 0 | 0 | 4.092 | 7.94 | 238.5567 | 12 | 17.1793 | 3.6843 | 0 | 0 | 0 | 17.1793 | 3.6843 | 0.329 | 0 | 0 | 0 | 7.94 | 12.032 | 3.0966 | 0 | 3.0966 | 1.5959 | 4.6925
2016-09-09 09:00 | 0.093 | 0 | 0 | 3.654 | 8.439 | 238.5567 | 12 | 17.1793 | 3.6843 | 0 | 0 | 12.179 | 5.0003 | 3.6843 | 0.66291 | 73.074 | 0 | 0 | 8.439 | 12.093 | 3.2912 | 0 | 3.2912 | 1.4251 | 4.7163
2016-09-09 10:00 | 0.133 | 0 | 3.321 | 0 | 8.812 | 241.4128 | 12 | 17.1793 | 3.6843 | 0 | 0 | 12.187 | 4.9923 | 3.6843 | 0.66313 | 73.122 | 0 | 0 | 8.812 | 8.812 | 3.4367 | 0 | 3.4367 | 0 | 3.4367
2016-09-09 11:00 | 0.157 | 0 | 3.176 | 0 | 8.981 | 244.1442 | 12 | 17.1793 | 3.6843 | 0 | 0 | 12.2123 | 4.967 | 3.6843 | 0.66382 | 73.274 | 0 | 0 | 8.981 | 8.981 | 3.5026 | 0 | 3.5026 | 0 | 3.5026
2016-09-09 12:00 | 0.163 | 0 | 3.003 | 0 | 9.16 | 246.7267 | 12 | 17.1793 | 3.6843 | 0 | 0 | 13.0898 | 4.0895 | 3.6843 | 0.68788 | 72.875 | 3.313 | 1.1043 | 10.2643 | 10.2643 | 3.5724 | 0.43069 | 4.0031 | 0 | 4.0031
2016-09-09 13:00 | 0.162 | 0 | 0 | 2.439 | 9.723 | 246.7267 | 12 | 17.1793 | 3.6843 | 0 | 0 | 14.0228 | 3.1565 | 3.6843 | 0.71346 | 70.802 | 7.801 | 2.6003 | 12.3233 | 14.7623 | 3.792 | 1.0141 | 4.8061 | 0.95121 | 5.7573
2016-09-09 14:00 | 0.16 | 0 | 2.199 | 0 | 9.961 | 248.6179 | 12 | 17.1793 | 3.6843 | 0 | 0 | 3.3693 | 13.81 | 3.6843 | 0.42138 | 0 | 11.826 | 3.942 | 13.903 | 13.903 | 3.8848 | 1.5374 | 5.4222 | 0 | 5.4222
2016-09-09 15:00 | 0.133 | 0 | 0 | 1.912 | 10.221 | 248.6179 | 12 | 17.1793 | 3.6843 | 0 | 0 | 15.4227 | 1.7567 | 3.6843 | 0.75184 | 67.693 | 14.533 | 4.8443 | 15.0653 | 16.9773 | 3.9862 | 1.8893 | 5.8755 | 0.74568 | 6.6212
2016-09-09 16:00 | 0.089 | 0 | 2.305 | 1.7764e-15 | 9.784 | 250.6002 | 12 | 17.1793 | 3.6843 | 0 | 0 | 15.7782 | 1.4012 | 3.6843 | 0.76158 | 66.904 | 16.242 | 5.414 | 15.198 | 15.198 | 3.8158 | 2.1115 | 5.9272 | 6.9278e-16 | 5.9272
2016-09-09 17:00 | 0.06 | 0 | 2.838 | 0 | 9.222 | 253.0409 | 12 | 17.1793 | 3.6843 | 0 | 0 | 11.0663 | 6.113 | 3.6843 | 0.6324 | 66.398 | 0 | 0 | 9.222 | 9.222 | 3.5966 | 0 | 3.5966 | 0 | 3.5966
2016-09-09 18:00 | 0.012 | 0 | 1.913 | 0 | 10.099 | 254.686 | 12 | 17.1793 | 3.6843 | 0 | 0 | 11.03 | 6.1493 | 3.6843 | 0.63141 | 66.18 | 0 | 0 | 10.099 | 10.099 | 3.9386 | 0 | 3.9386 | 0 | 3.9386
2016-09-09 19:00 | 0 | 0.64 | 0 | 0 | 15.64 | 253.9419 | 15 | 21.4742 | 4.6053 | 0 | 0 | 11.0482 | 10.426 | 4.6053 | 0.57132 | 66.289 | 0 | 0 | 15.64 | 15.64 | 6.0996 | 0 | 6.0996 | 0 | 6.0996
2016-09-09 20:00 | 0 | 5.363 | 0 | 0 | 20.363 | 247.7058 | 15 | 21.4742 | 4.6053 | 0 | 0 | 0 | 21.4742 | 4.6053 | 0.329 | 0 | 0 | 0 | 20.363 | 20.363 | 7.9416 | 0 | 7.9416 | 0 | 7.9416
2016-09-09 21:00 | 0 | 5.449 | 0 | 0 | 20.449 | 241.3698 | 15 | 21.4742 | 4.6053 | 0 | 0 | 0 | 21.4742 | 4.6053 | 0.329 | 0 | 0 | 0 | 20.449 | 20.449 | 7.9751 | 0 | 7.9751 | 0 | 7.9751
2016-09-09 22:00 | 0 | 5.301 | 0 | 0 | 20.301 | 235.2058 | 15 | 21.4742 | 4.6053 | 0 | 0 | 0 | 21.4742 | 4.6053 | 0.329 | 0 | 0 | 0 | 20.301 | 20.301 | 7.9174 | 0 | 7.9174 | 0 | 7.9174
2016-09-09 23:00 | 0 | 2.757 | 0 | 0 | 17.757 | 232 | 15 | 21.4742 | 4.6053 | 0 | 0 | 0 | 21.4742 | 4.6053 | 0.329 | 0 | 0 | 0 | 17.757 | 17.757 | 6.9252 | 0 | 6.9252 | 0 | 6.9252
2016-09-10 | 0 | 0 | 0 | 0 | 14.494 | 232 | 14.494 | 20.7498 | 4.45 | 0 | 0 | 2.1247 | 18.6251 | 4.45 | 0.37723 | 0 | 7.458 | 2.486 | 16.98 | 16.98 | 5.6527 | 0.96954 | 6.6222 | 0 | 6.6222
2016-09-10 01:00 | 0 | 0 | 0 | 0 | 12.285 | 232 | 12.285 | 17.5873 | 3.7718 | 0 | 0 | 2.0073 | 15.58 | 3.7718 | 0.38276 | 0 | 7.046 | 2.3487 | 14.6337 | 14.6337 | 4.7912 | 0.91598 | 5.7071 | 0 | 5.7071
2016-09-10 02:00 | 0 | 0 | 0 | 0.452 | 11.548 | 232 | 12 | 17.1793 | 3.6843 | 0 | 0 | 1.8832 | 15.2962 | 3.6843 | 0.38063 | 0 | 6.61 | 2.2033 | 13.7513 | 14.2033 | 4.5037 | 0.8593 | 5.363 | 0.17628 | 5.5393
2016-09-10 03:00 | 0 | 0 | 0 | 0.456 | 11.544 | 232 | 12 | 17.1793 | 3.6843 | 0 | 0 | 1.6585 | 15.5208 | 3.6843 | 0.37447 | 0 | 5.822 | 1.9407 | 13.4847 | 13.9407 | 4.5022 | 0.75686 | 5.259 | 0.17784 | 5.4369
2016-09-10 04:00 | 0 | 0 | 0 | 0.72 | 11.28 | 232 | 12 | 17.1793 | 3.6843 | 0 | 0 | 1.3075 | 15.8718 | 3.6843 | 0.36485 | 0 | 4.589 | 1.5297 | 12.8097 | 13.5297 | 4.3992 | 0.59657 | 4.9958 | 0.2808 | 5.2766
2016-09-10 05:00 | 0 | 0 | 0 | 1.441 | 10.559 | 232 | 12 | 17.1793 | 3.6843 | 0 | 0 | 0 | 17.1793 | 3.6843 | 0.329 | 0 | 0 | 0 | 10.559 | 12 | 4.118 | 0 | 4.118 | 0.56199 | 4.68
2016-09-10 06:00 | 0 | 0 | 2.222 | 0 | 9.778 | 233.9109 | 12 | 17.1793 | 3.6843 | 0 | 0 | 0 | 17.1793 | 3.6843 | 0.329 | 0 | 0 | 0 | 9.778 | 9.778 | 3.8134 | 0 | 3.8134 | 0 | 3.8134
2016-09-10 07:00 | 0.003 | 0 | 0 | 3.488 | 8.515 | 233.9109 | 12 | 17.1793 | 3.6843 | 0 | 0 | 0 | 17.1793 | 3.6843 | 0.329 | 0 | 0 | 0 | 8.515 | 12.003 | 3.3209 | 0 | 3.3209 | 1.3603 | 4.6812
2016-09-10 08:00 | 0.046 | 0 | 0 | 3.816 | 8.23 | 233.9109 | 12 | 17.1793 | 3.6843 | 0 | 0 | 0 | 17.1793 | 3.6843 | 0.329 | 0 | 0 | 0 | 8.23 | 12.046 | 3.2097 | 0 | 3.2097 | 1.4882 | 4.6979
2016-09-10 09:00 | 0.096 | 0 | 3.231 | 1.7764e-15 | 8.865 | 236.6896 | 12 | 17.1793 | 3.6843 | 0 | 0 | 12.3252 | 4.8542 | 3.6843 | 0.66691 | 73.951 | 0 | 0 | 8.865 | 8.865 | 3.4573 | 0 | 3.4573 | 6.9278e-16 | 3.4574
2016-09-10 10:00 | 0.13 | 0 | 3.121 | 0 | 9.009 | 239.3736 | 12 | 17.1793 | 3.6843 | 0 | 0 | 12.3652 | 4.8142 | 3.6843 | 0.66801 | 74.191 | 0 | 0 | 9.009 | 9.009 | 3.5135 | 0 | 3.5135 | 0 | 3.5135
2016-09-10 11:00 | 0.157 | 0 | 3.181 | 1.7764e-15 | 8.976 | 242.1093 | 12 | 17.1793 | 3.6843 | 0 | 0 | 12.3953 | 4.784 | 3.6843 | 0.66884 | 74.372 | 0 | 0 | 8.976 | 8.976 | 3.5006 | 0 | 3.5006 | 6.9278e-16 | 3.5006
2016-09-10 12:00 | 0.134 | 0 | 2.839 | 0 | 9.295 | 244.5508 | 12 | 17.1793 | 3.6843 | 0 | 0 | 12.6897 | 4.4897 | 3.6843 | 0.67691 | 73.763 | 1.389 | 0.463 | 9.758 | 9.758 | 3.625 | 0.18057 | 3.8056 | 0 | 3.8056
2016-09-10 13:00 | 0.15 | 0 | 2.492 | 1.7764e-15 | 9.658 | 246.694 | 12 | 17.1793 | 3.6843 | 0 | 0 | 13.821 | 3.3583 | 3.6843 | 0.70793 | 71.251 | 6.83 | 2.2767 | 11.9347 | 11.9347 | 3.7666 | 0.8879 | 4.6545 | 6.9278e-16 | 4.6545
2016-09-10 14:00 | 0.151 | 0 | 1.1357 | 0.6533 | 10.362 | 247.6707 | 12 | 17.1793 | 3.6843 | 0 | 0 | 3.199 | 13.9803 | 3.6843 | 0.41671 | 0 | 11.228 | 3.7427 | 14.1047 | 14.758 | 4.0412 | 1.4596 | 5.5008 | 0.25479 | 5.7556
2016-09-10 15:00 | 0.121 | 0 | 2.089 | 0 | 10.032 | 249.4672 | 12 | 17.1793 | 3.6843 | 0 | 0 | 15.4015 | 1.7778 | 3.6843 | 0.75126 | 67.74 | 14.431 | 4.8103 | 14.8423 | 14.8423 | 3.9125 | 1.876 | 5.7885 | 0 | 5.7885
2016-09-10 16:00 | 0.096 | 0 | 2.239 | 1.7764e-15 | 9.857 | 251.3927 | 12 | 17.1793 | 3.6843 | 0 | 0 | 15.9237 | 1.2557 | 3.6843 | 0.76557 | 66.581 | 16.942 | 5.6473 | 15.5043 | 15.5043 | 3.8442 | 2.2025 | 6.0467 | 6.9278e-16 | 6.0467
2016-09-10 17:00 | 0.055 | 0 | 2.092 | 1.7764e-15 | 9.963 | 253.1919 | 12 | 17.1793 | 3.6843 | 0 | 0 | 10.9957 | 6.1837 | 3.6843 | 0.63046 | 65.974 | 0 | 0 | 9.963 | 9.963 | 3.8856 | 0 | 3.8856 | 6.9278e-16 | 3.8856
2016-09-10 18:00 | 0.015 | 0 | 0 | 1.373 | 10.642 | 253.1919 | 12 | 17.1793 | 3.6843 | 0 | 0 | 10.9647 | 6.2147 | 3.6843 | 0.62961 | 65.788 | 0 | 0 | 10.642 | 12.015 | 4.1504 | 0 | 4.1504 | 0.53547 | 4.6859
2016-09-10 19:00 | 0 | 0.849 | 0 | 0 | 15.849 | 252.2047 | 15 | 21.4742 | 4.6053 | 0 | 0 | 10.9997 | 10.4745 | 4.6053 | 0.57026 | 65.998 | 0 | 0 | 15.849 | 15.849 | 6.1811 | 0 | 6.1811 | 0 | 6.1811
2016-09-10 20:00 | 0 | 5.15 | 0 | 0 | 20.15 | 246.2163 | 15 | 21.4742 | 4.6053 | 0 | 0 | 0 | 21.4742 | 4.6053 | 0.329 | 0 | 0 | 0 | 20.15 | 20.15 | 7.8585 | 0 | 7.8585 | 0 | 7.8585
2016-09-10 21:00 | 0 | 4.813 | 0 | 0 | 19.813 | 240.6198 | 15 | 21.4742 | 4.6053 | 0 | 0 | 0 | 21.4742 | 4.6053 | 0.329 | 0 | 0 | 0 | 19.813 | 19.813 | 7.7271 | 0 | 7.7271 | 0 | 7.7271
2016-09-10 22:00 | 0 | 4.13 | 0 | 0 | 19.13 | 235.8174 | 15 | 21.4742 | 4.6053 | 0 | 0 | 0 | 21.4742 | 4.6053 | 0.329 | 0 | 0 | 0 | 19.13 | 19.13 | 7.4607 | 0 | 7.4607 | 0 | 7.4607
2016-09-10 23:00 | 0 | 3.283 | 0 | 0 | 18.283 | 232 | 15 | 21.4742 | 4.6053 | 0 | 0 | 0 | 21.4742 | 4.6053 | 0.329 | 0 | 0 | 0 | 18.283 | 18.283 | 7.1304 | 0 | 7.1304 | 0 | 7.1304
2016-09-11 | 0 | 0 | 0 | 0 | 14.871 | 232 | 14.871 | 21.2895 | 4.5657 | 0 | 0 | 1.5447 | 19.7448 | 4.5657 | 0.36317 | 0 | 5.422 | 1.8073 | 16.6783 | 16.6783 | 5.7997 | 0.70486 | 6.5046 | 0 | 6.5046
2016-09-11 01:00 | 0 | 0 | 0 | 0 | 12.741 | 232 | 12.741 | 18.2402 | 3.9118 | 0 | 0 | 1.4548 | 16.7853 | 3.9118 | 0.36657 | 0 | 5.107 | 1.7023 | 14.4433 | 14.4433 | 4.969 | 0.66391 | 5.6329 | 0 | 5.6329
2016-09-11 02:00 | 0 | 0 | 0 | 0 | 12.484 | 232 | 12.484 | 17.8722 | 3.8329 | 0 | 0 | 1.2882 | 16.5841 | 3.8329 | 0.36295 | 0 | 4.522 | 1.5073 | 13.9913 | 13.9913 | 4.8688 | 0.58786 | 5.4566 | 0 | 5.4566
2016-09-11 03:00 | 0 | 0 | 0 | 0.356 | 11.644 | 232 | 12 | 17.1793 | 3.6843 | 0 | 0 | 1.0697 | 16.1097 | 3.6843 | 0.35833 | 0 | 3.754 | 1.2513 | 12.8953 | 13.2513 | 4.5412 | 0.48802 | 5.0292 | 0.13884 | 5.168
2016-09-11 04:00 | 0 | 0 | 0 | 1.203 | 10.797 | 232 | 12 | 17.1793 | 3.6843 | 0 | 0 | 0.91383 | 16.2655 | 3.6843 | 0.35405 | 0 | 3.208 | 1.0693 | 11.8663 | 13.0693 | 4.2108 | 0.41704 | 4.6279 | 0.46917 | 5.097
2016-09-11 05:00 | 0 | 0 | 0 | 2.053 | 9.947 | 232 | 12 | 17.1793 | 3.6843 | 0 | 0 | 0 | 17.1793 | 3.6843 | 0.329 | 0 | 0 | 0 | 9.947 | 12 | 3.8793 | 0 | 3.8793 | 0.80067 | 4.68
2016-09-11 06:00 | 0 | 0 | 0 | 3.196 | 8.804 | 232 | 12 | 17.1793 | 3.6843 | 0 | 0 | 0 | 17.1793 | 3.6843 | 0.329 | 0 | 0 | 0 | 8.804 | 12 | 3.4336 | 0 | 3.4336 | 1.2464 | 4.68
2016-09-11 07:00 | 0.003 | 0 | 0 | 4.045 | 7.958 | 232 | 12 | 17.1793 | 3.6843 | 0 | 0 | 0 | 17.1793 | 3.6843 | 0.329 | 0 | 0 | 0 | 7.958 | 12.003 | 3.1036 | 0 | 3.1036 | 1.5776 | 4.6812
2016-09-11 08:00 | 0.044 | 0 | 0 | 4.296 | 7.748 | 232 | 12 | 17.1793 | 3.6843 | 0 | 0 | 0 | 17.1793 | 3.6843 | 0.329 | 0 | 0 | 0 | 7.748 | 12.044 | 3.0217 | 0 | 3.0217 | 1.6754 | 4.6972
2016-09-11 09:00 | 0.099 | 0 | 0 | 3.729 | 8.37 | 232 | 12 | 17.1793 | 3.6843 | 0 | 0 | 12.2993 | 4.88 | 3.6843 | 0.66621 | 73.796 | 0 | 0 | 8.37 | 12.099 | 3.2643 | 0 | 3.2643 | 1.4543 | 4.7186
2016-09-11 10:00 | 0.137 | 0 | 4.132 | 0 | 8.005 | 235.5535 | 12 | 17.1793 | 3.6843 | 0 | 0 | 12.3142 | 4.8652 | 3.6843 | 0.66661 | 73.885 | 0 | 0 | 8.005 | 8.005 | 3.122 | 0 | 3.122 | 0 | 3.122
2016-09-11 11:00 | 0.159 | 0 | 3.811 | 0 | 8.348 | 238.831 | 12 | 17.1793 | 3.6843 | 0 | 0 | 12.3198 | 4.8595 | 3.6843 | 0.66677 | 73.919 | 0 | 0 | 8.348 | 8.348 | 3.2557 | 0 | 3.2557 | 0 | 3.2557
2016-09-11 12:00 | 0.166 | 0 | 3.409 | 0 | 8.757 | 241.7627 | 12 | 17.1793 | 3.6843 | 0 | 0 | 12.8725 | 4.3068 | 3.6843 | 0.68192 | 73.357 | 2.268 | 0.756 | 9.513 | 9.513 | 3.4152 | 0.29484 | 3.7101 | 0 | 3.7101
2016-09-11 13:00 | 0.168 | 0 | 3.21 | 1.7764e-15 | 8.958 | 244.5233 | 12 | 17.1793 | 3.6843 | 0 | 0 | 13.9212 | 3.2582 | 3.6843 | 0.71067 | 71.028 | 7.312 | 2.4373 | 11.3953 | 11.3953 | 3.4936 | 0.95056 | 4.4442 | 6.9278e-16 | 4.4442
2016-09-11 14:00 | 0.16 | 0 | 0 | 2.421 | 9.739 | 244.5233 | 12 | 17.1793 | 3.6843 | 0 | 0 | 3.3245 | 13.8548 | 3.6843 | 0.42015 | 0 | 11.669 | 3.8897 | 13.6287 | 16.0497 | 3.7982 | 1.517 | 5.3152 | 0.94419 | 6.2594
2016-09-11 15:00 | 0.144 | 0 | 1.3091 | 1.0279 | 9.807 | 245.6491 | 12 | 17.1793 | 3.6843 | 0 | 0 | 15.4795 | 1.6998 | 3.6843 | 0.7534 | 67.567 | 14.807 | 4.9357 | 14.7427 | 15.7706 | 3.8247 | 1.9249 | 5.7496 | 0.40088 | 6.1505
2016-09-11 16:00 | 0.115 | 0 | 2.405 | 0 | 9.71 | 247.7174 | 12 | 17.1793 | 3.6843 | 0 | 0 | 15.9185 | 1.2608 | 3.6843 | 0.76543 | 66.592 | 16.918 | 5.6393 | 15.3493 | 15.3493 | 3.7869 | 2.1993 | 5.9862 | 0 | 5.9862
2016-09-11 17:00 | 0.065 | 0 | 0 | 2.308 | 9.757 | 247.7174 | 12 | 17.1793 | 3.6843 | 0 | 0 | 10.9995 | 6.1798 | 3.6843 | 0.63057 | 65.997 | 0 | 0 | 9.757 | 12.065 | 3.8052 | 0 | 3.8052 | 0.90012 | 4.7054
2016-09-11 18:00 | 0.012 | 0 | 0 | 1.58 | 10.432 | 247.7174 | 12 | 17.1793 | 3.6843 | 0 | 0 | 10.9562 | 6.2232 | 3.6843 | 0.62938 | 65.737 | 0 | 0 | 10.432 | 12.012 | 4.0685 | 0 | 4.0685 | 0.6162 | 4.6847
2016-09-11 19:00 | 0 | 1.1 | 0 | 0 | 16.1 | 246.4384 | 15 | 21.4742 | 4.6053 | 0 | 0 | 10.9702 | 10.504 | 4.6053 | 0.56961 | 65.821 | 0 | 0 | 16.1 | 16.1 | 6.279 | 0 | 6.279 | 0 | 6.279
2016-09-11 20:00 | 0 | 6.025 | 0 | 0 | 21.025 | 239.4326 | 15 | 21.4742 | 4.6053 | 0 | 0 | 0 | 21.4742 | 4.6053 | 0.329 | 0 | 0 | 0 | 21.025 | 21.025 | 8.1997 | 0 | 8.1997 | 0 | 8.1997
2016-09-11 21:00 | 0 | 0 | 0 | 5.545 | 21.455 | 239.4326 | 27 | 38.6535 | 8.2896 | 0 | 0 | 0 | 38.6535 | 8.2896 | 0.329 | 0 | 0 | 0 | 21.455 | 27 | 8.3674 | 0 | 8.3674 | 2.1626 | 10.53
2016-09-11 22:00 | 0 | 4.521 | 0 | 0 | 19.521 | 234.1756 | 15 | 21.4742 | 4.6053 | 0 | 0 | 0 | 21.4742 | 4.6053 | 0.329 | 0 | 0 | 0 | 19.521 | 19.521 | 7.6132 | 0 | 7.6132 | 0 | 7.6132
2016-09-11 23:00 | 0 | 1.871 | 0 | 0 | 16.871 | 232 | 15 | 21.4742 | 4.6053 | 0 | 0 | 0 | 21.4742 | 4.6053 | 0.329 | 0 | 0 | 0 | 16.871 | 16.871 | 6.5797 | 0 | 6.5797 | 0 | 6.5797
2016-09-12 | 0 | 0 | 0 | 0 | 14.523 | 232 | 14.523 | 20.7913 | 4.4589 | 0 | 0 | 1.426 | 19.3653 | 4.4589 | 0.3613 | 0 | 5.005 | 1.6683 | 16.1913 | 16.1913 | 5.664 | 0.65065 | 6.3146 | 0 | 6.3146
2016-09-12 01:00 | 0 | 0 | 0 | 0 | 13.212 | 232 | 13.212 | 18.9144 | 4.0564 | 0 | 0 | 1.1072 | 17.8073 | 4.0564 | 0.35657 | 0 | 3.886 | 1.2953 | 14.5073 | 14.5073 | 5.1527 | 0.50518 | 5.6579 | 0 | 5.6579
2016-09-12 02:00 | 0 | 0 | 0 | 0 | 12.068 | 232 | 12.068 | 17.2767 | 3.7051 | 0 | 0 | 0.80517 | 16.4715 | 3.7051 | 0.35095 | 0 | 2.826 | 0.942 | 13.01 | 13.01 | 4.7065 | 0.36738 | 5.0739 | 0 | 5.0739
2016-09-12 03:00 | 0 | 0 | 0 | 0.504 | 11.496 | 232 | 12 | 17.1793 | 3.6843 | 0 | 0 | 0.55683 | 16.6225 | 3.6843 | 0.34427 | 0 | 1.954 | 0.65133 | 12.1473 | 12.6513 | 4.4834 | 0.25402 | 4.7375 | 0.19656 | 4.934
2016-09-12 04:00 | 0 | 0 | 0 | 0.78 | 11.22 | 232 | 12 | 17.1793 | 3.6843 | 0 | 0 | 0.32933 | 16.85 | 3.6843 | 0.33803 | 0 | 1.156 | 0.38533 | 11.6053 | 12.3853 | 4.3758 | 0.15028 | 4.5261 | 0.3042 | 4.8303
2016-09-12 05:00 | 0 | 0 | 0.23264 | 1.9764 | 9.791 | 232.2001 | 12 | 17.1793 | 3.6843 | 0 | 0 | 0 | 17.1793 | 3.6843 | 0.329 | 0 | 0 | 0 | 9.791 | 11.7674 | 3.8185 | 0 | 3.8185 | 0.77078 | 4.5893
2016-09-12 06:00 | 0 | 0 | 0 | 3.406 | 8.594 | 232.2001 | 12 | 17.1793 | 3.6843 | 0 | 0 | 0 | 17.1793 | 3.6843 | 0.329 | 0 | 0 | 0 | 8.594 | 12 | 3.3517 | 0 | 3.3517 | 1.3283 | 4.68
2016-09-12 07:00 | 0.005 | 0 | 0 | 4.53 | 7.475 | 232.2001 | 12 | 17.1793 | 3.6843 | 0 | 0 | 0 | 17.1793 | 3.6843 | 0.329 | 0 | 0 | 0 | 7.475 | 12.005 | 2.9152 | 0 | 2.9152 | 1.7667 | 4.682
2016-09-12 08:00 | 0.042 | 0 | 4.465 | 0 | 7.577 | 236.04 | 12 | 17.1793 | 3.6843 | 0 | 0 | 0 | 17.1793 | 3.6843 | 0.329 | 0 | 0 | 0 | 7.577 | 7.577 | 2.955 | 0 | 2.955 | 0 | 2.955
2016-09-12 09:00 | 0.099 | 0 | 3.836 | 1.7764e-15 | 8.263 | 239.3389 | 12 | 17.1793 | 3.6843 | 0 | 0 | 12.5513 | 4.628 | 3.6843 | 0.67312 | 75.308 | 0 | 0 | 8.263 | 8.263 | 3.2226 | 0 | 3.2226 | 6.9278e-16 | 3.2226
2016-09-12 10:00 | 0.134 | 0 | 3.795 | 1.7764e-15 | 8.339 | 242.6026 | 12 | 17.1793 | 3.6843 | 0 | 0 | 12.588 | 4.5913 | 3.6843 | 0.67412 | 75.528 | 0 | 0 | 8.339 | 8.339 | 3.2522 | 0 | 3.2522 | 6.9278e-16 | 3.2522
2016-09-12 11:00 | 0.156 | 0 | 3.798 | 0 | 8.358 | 245.8689 | 12 | 17.1793 | 3.6843 | 0 | 0 | 12.6183 | 4.561 | 3.6843 | 0.67495 | 75.71 | 0 | 0 | 8.358 | 8.358 | 3.2596 | 0 | 3.2596 | 0 | 3.2596
2016-09-12 12:00 | 0.165 | 0 | 2.902 | 0 | 9.263 | 248.3646 | 12 | 17.1793 | 3.6843 | 0 | 0 | 12.2147 | 4.9647 | 3.6843 | 0.66389 | 74.818 | -0.895 | -0.29833 | 8.9647 | 8.9647 | 3.6126 | -0.11635 | 3.4962 | 0 | 3.4962
2016-09-12 13:00 | 0.167 | 0 | 3.013 | 1.7764e-15 | 9.154 | 250.9558 | 12 | 17.1793 | 3.6843 | 0 | 0 | 13.1972 | 3.9822 | 3.6843 | 0.69082 | 72.636 | 3.83 | 1.2767 | 10.4307 | 10.4307 | 3.5701 | 0.4979 | 4.068 | 6.9278e-16 | 4.068
2016-09-12 14:00 | 0.162 | 0 | 0 | 2.415 | 9.747 | 250.9558 | 12 | 17.1793 | 3.6843 | 0 | 0 | 2.8398 | 14.3395 | 3.6843 | 0.40686 | 0 | 9.968 | 3.3227 | 13.0697 | 15.4847 | 3.8013 | 1.2958 | 5.0972 | 0.94185 | 6.039
2016-09-12 15:00 | 0.143 | 0 | 0 | 2.062 | 10.081 | 250.9558 | 12 | 17.1793 | 3.6843 | 0 | 0 | 15.4228 | 1.7565 | 3.6843 | 0.75184 | 67.693 | 14.534 | 4.8447 | 14.9257 | 16.9877 | 3.9316 | 1.8894 | 5.821 | 0.80418 | 6.6252
2016-09-12 16:00 | 0.111 | 0 | 0 | 1.911 | 10.2 | 250.9558 | 12 | 17.1793 | 3.6843 | 0 | 0 | 15.9592 | 1.2202 | 3.6843 | 0.76655 | 66.502 | 17.113 | 5.7043 | 15.9043 | 17.8153 | 3.978 | 2.2247 | 6.2027 | 0.74529 | 6.948
2016-09-12 17:00 | 0.069 | 0 | 0 | 2.064 | 10.005 | 250.9558 | 12 | 17.1793 | 3.6843 | 0 | 0 | 10.9735 | 6.2058 | 3.6843 | 0.62986 | 65.841 | 0 | 0 | 10.005 | 12.069 | 3.9019 | 0 | 3.9019 | 0.80496 | 4.7069
2016-09-12 18:00 | 0.013 | 0 | 0 | 1.285 | 10.728 | 250.9558 | 12 | 17.1793 | 3.6843 | 0 | 0 | 10.929 | 6.2503 | 3.6843 | 0.62864 | 65.574 | 0 | 0 | 10.728 | 12.013 | 4.1839 | 0 | 4.1839 | 0.50115 | 4.6851
2016-09-12 19:00 | 0 | 1.861 | 0 | 0 | 16.861 | 248.7919 | 15 | 21.4742 | 4.6053 | 0 | 0 | 10.9432 | 10.531 | 4.6053 | 0.56902 | 65.659 | 0 | 0 | 16.861 | 16.861 | 6.5758 | 0 | 6.5758 | 0 | 6.5758
2016-09-12 20:00 | 0 | 0 | 0 | 5.584 | 21.416 | 248.7919 | 27 | 38.6535 | 8.2896 | 0 | 0 | 0 | 38.6535 | 8.2896 | 0.329 | 0 | 0 | 0 | 21.416 | 27 | 8.3522 | 0 | 8.3522 | 2.1778 | 10.53
2016-09-12 21:00 | 0 | 5.994 | 0 | 0 | 20.994 | 241.8221 | 15 | 21.4742 | 4.6053 | 0 | 0 | 0 | 21.4742 | 4.6053 | 0.329 | 0 | 0 | 0 | 20.994 | 20.994 | 8.1877 | 0 | 8.1877 | 0 | 8.1877
2016-09-12 22:00 | 0 | 4.878 | 0 | 0 | 19.878 | 236.15 | 15 | 21.4742 | 4.6053 | 0 | 0 | 0 | 21.4742 | 4.6053 | 0.329 | 0 | 0 | 0 | 19.878 | 19.878 | 7.7524 | 0 | 7.7524 | 0 | 7.7524
2016-09-12 23:00 | 0 | 3.222 | 0 | 0 | 18.222 | 232.4035 | 15 | 21.4742 | 4.6053 | 0 | 0 | 0 | 21.4742 | 4.6053 | 0.329 | 0 | 0 | 0 | 18.222 | 18.222 | 7.1066 | 0 | 7.1066 | 0 | 7.1066
2016-09-13 | 0 | 0.347 | 0 | 0 | 15.347 | 232 | 15 | 21.4742 | 4.6053 | 0 | 0 | 1.9497 | 19.5245 | 4.6053 | 0.37176 | 0 | 6.843 | 2.281 | 17.628 | 17.628 | 5.9853 | 0.88959 | 6.8749 | 0 | 6.8749
2016-09-13 01:00 | 0 | 0 | 0 | 0 | 13.824 | 232 | 13.824 | 19.7906 | 4.2443 | 0 | 0 | 1.7952 | 17.9954 | 4.2443 | 0.37172 | 0 | 6.301 | 2.1003 | 15.9243 | 15.9243 | 5.3914 | 0.81913 | 6.2105 | 0 | 6.2105
2016-09-13 02:00 | 0 | 0 | 0 | 0 | 12.565 | 232 | 12.565 | 17.9882 | 3.8577 | 0 | 0 | 1.5567 | 16.4315 | 3.8577 | 0.36976 | 0 | 5.464 | 1.8213 | 14.3863 | 14.3863 | 4.9004 | 0.71032 | 5.6107 | 0 | 5.6107
2016-09-13 03:00 | 0 | 0 | 0 | 0.497 | 11.503 | 232 | 12 | 17.1793 | 3.6843 | 0 | 0 | 1.399 | 15.7803 | 3.6843 | 0.36736 | 0 | 4.91 | 1.6367 | 13.1397 | 13.6367 | 4.4862 | 0.6383 | 5.1245 | 0.19383 | 5.3183
2016-09-13 04:00 | 0 | 0 | 0 | 1.445 | 10.555 | 232 | 12 | 17.1793 | 3.6843 | 0 | 0 | 1.1205 | 16.0588 | 3.6843 | 0.35972 | 0 | 3.933 | 1.311 | 11.866 | 13.311 | 4.1165 | 0.51129 | 4.6277 | 0.56355 | 5.1913
2016-09-13 05:00 | 0 | 0 | 2.384 | 0 | 9.616 | 234.0502 | 12 | 17.1793 | 3.6843 | 0 | 0 | 0 | 17.1793 | 3.6843 | 0.329 | 0 | 0 | 0 | 9.616 | 9.616 | 3.7502 | 0 | 3.7502 | 0 | 3.7502
2016-09-13 06:00 | 0 | 0 | 0 | 3.082 | 8.918 | 234.0502 | 12 | 17.1793 | 3.6843 | 0 | 0 | 0 | 17.1793 | 3.6843 | 0.329 | 0 | 0 | 0 | 8.918 | 12 | 3.478 | 0 | 3.478 | 1.202 | 4.68
2016-09-13 07:00 | 0.004 | 0 | 0 | 4.298 | 7.706 | 234.0502 | 12 | 17.1793 | 3.6843 | 0 | 0 | 0 | 17.1793 | 3.6843 | 0.329 | 0 | 0 | 0 | 7.706 | 12.004 | 3.0053 | 0 | 3.0053 | 1.6762 | 4.6816
2016-09-13 08:00 | 0.028 | 0 | 0 | 3.901 | 8.127 | 234.0502 | 12 | 17.1793 | 3.6843 | 0 | 0 | 0 | 17.1793 | 3.6843 | 0.329 | 0 | 0 | 0 | 8.127 | 12.028 | 3.1695 | 0 | 3.1695 | 1.5214 | 4.6909
2016-09-13 09:00 | 0.068 | 0 | 0 | 3.624 | 8.444 | 234.0502 | 12 | 17.1793 | 3.6843 | 0 | 0 | 12.5183 | 4.661 | 3.6843 | 0.67221 | 75.11 | 0 | 0 | 8.444 | 12.068 | 3.2932 | 0 | 3.2932 | 1.4134 | 4.7065
2016-09-13 10:00 | 0.122 | 0 | 3.48 | 0 | 8.642 | 237.043 | 12 | 17.1793 | 3.6843 | 0 | 0 | 12.518 | 4.6613 | 3.6843 | 0.6722 | 75.108 | 0 | 0 | 8.642 | 8.642 | 3.3704 | 0 | 3.3704 | 0 | 3.3704
2016-09-13 11:00 | 0.112 | 0 | 3.136 | 0 | 8.976 | 239.74 | 12 | 17.1793 | 3.6843 | 0 | 0 | 12.4758 | 4.7035 | 3.6843 | 0.67105 | 74.855 | 0 | 0 | 8.976 | 8.976 | 3.5006 | 0 | 3.5006 | 0 | 3.5006
2016-09-13 12:00 | 0.154 | 0 | 2.94 | 1.7764e-15 | 9.214 | 242.2684 | 12 | 17.1793 | 3.6843 | 0 | 0 | 12.7187 | 4.4607 | 3.6843 | 0.6777 | 73.699 | 1.528 | 0.50933 | 9.7233 | 9.7233 | 3.5935 | 0.19864 | 3.7921 | 6.9278e-16 | 3.7921
2016-09-13 13:00 | 0.133 | 0 | 2.81 | 0 | 9.323 | 244.685 | 12 | 17.1793 | 3.6843 | 0 | 0 | 13.6253 | 3.554 | 3.6843 | 0.70256 | 71.685 | 5.889 | 1.963 | 11.286 | 11.286 | 3.636 | 0.76557 | 4.4015 | 0 | 4.4015
2016-09-13 14:00 | 0.108 | 0 | 2.363 | 0 | 9.745 | 246.7172 | 12 | 17.1793 | 3.6843 | 0 | 0 | 3.0332 | 14.1462 | 3.6843 | 0.41216 | 0 | 10.646 | 3.5487 | 13.2937 | 13.2937 | 3.8005 | 1.384 | 5.1845 | 0 | 5.1845
2016-09-13 15:00 | 0.071 | 0 | 2.386 | 1.7764e-15 | 9.685 | 248.7691 | 12 | 17.1793 | 3.6843 | 0 | 0 | 15.3708 | 1.8085 | 3.6843 | 0.75042 | 67.808 | 14.284 | 4.7613 | 14.4463 | 14.4463 | 3.7771 | 1.8569 | 5.6341 | 6.9278e-16 | 5.6341
2016-09-13 16:00 | 0.041 | 0 | 2.662 | 0 | 9.379 | 251.0585 | 12 | 17.1793 | 3.6843 | 0 | 0 | 15.7382 | 1.4412 | 3.6843 | 0.76049 | 66.993 | 16.05 | 5.35 | 14.729 | 14.729 | 3.6578 | 2.0865 | 5.7443 | 0 | 5.7443
2016-09-13 17:00 | 0.028 | 0 | 2.602 | 0 | 9.426 | 253.2962 | 12 | 17.1793 | 3.6843 | 0 | 0 | 11.0995 | 6.0798 | 3.6843 | 0.63331 | 66.597 | 0 | 0 | 9.426 | 9.426 | 3.6761 | 0 | 3.6761 | 0 | 3.6761
2016-09-13 18:00 | 0.006 | 0 | 0 | 1.244 | 10.762 | 253.2962 | 12 | 17.1793 | 3.6843 | 0 | 0 | 11.0725 | 6.1068 | 3.6843 | 0.63257 | 66.435 | 0 | 0 | 10.762 | 12.006 | 4.1972 | 0 | 4.1972 | 0.48516 | 4.6823
2016-09-13 19:00 | 0 | 1.118 | 0 | 0 | 16.118 | 251.9962 | 15 | 21.4742 | 4.6053 | 0 | 0 | 11.0505 | 10.4237 | 4.6053 | 0.57137 | 66.303 | 0 | 0 | 16.118 | 16.118 | 6.286 | 0 | 6.286 | 0 | 6.286
2016-09-13 20:00 | 0 | 4.655 | 0 | 0 | 19.655 | 246.5834 | 15 | 21.4742 | 4.6053 | 0 | 0 | 0 | 21.4742 | 4.6053 | 0.329 | 0 | 0 | 0 | 19.655 | 19.655 | 7.6655 | 0 | 7.6655 | 0 | 7.6655
2016-09-13 21:00 | 0 | 4.681 | 0 | 0 | 19.681 | 241.1404 | 15 | 21.4742 | 4.6053 | 0 | 0 | 0 | 21.4742 | 4.6053 | 0.329 | 0 | 0 | 0 | 19.681 | 19.681 | 7.6756 | 0 | 7.6756 | 0 | 7.6756
2016-09-13 22:00 | 0 | 4.353 | 0 | 0 | 19.353 | 236.0787 | 15 | 21.4742 | 4.6053 | 0 | 0 | 0 | 21.4742 | 4.6053 | 0.329 | 0 | 0 | 0 | 19.353 | 19.353 | 7.5477 | 0 | 7.5477 | 0 | 7.5477
2016-09-13 23:00 | 0 | 3.111 | 0 | 0 | 18.111 | 232.4613 | 15 | 21.4742 | 4.6053 | 0 | 0 | 0 | 21.4742 | 4.6053 | 0.329 | 0 | 0 | 0 | 18.111 | 18.111 | 7.0633 | 0 | 7.0633 | 0 | 7.0633
2016-09-14 | 0 | 0.281 | 0 | 0 | 15.281 | 232.1346 | 15 | 21.4742 | 4.6053 | 0 | 0 | 1.847 | 19.6272 | 4.6053 | 0.36951 | 0 | 6.483 | 2.161 | 17.442 | 17.442 | 5.9596 | 0.84279 | 6.8024 | 0 | 6.8024
2016-09-14 01:00 | 0 | 0 | 0 | 0 | 13.158 | 232.1346 | 13.158 | 18.8371 | 4.0398 | 0 | 0 | 1.6612 | 17.176 | 4.0398 | 0.37054 | 0 | 5.831 | 1.9437 | 15.1017 | 15.1017 | 5.1316 | 0.75803 | 5.8896 | 0 | 5.8896
2016-09-14 02:00 | 0 | 0 | 0 | 0 | 12.094 | 232.1346 | 12.094 | 17.3139 | 3.7131 | 0 | 0 | 1.467 | 15.8469 | 3.7131 | 0.36891 | 0 | 5.149 | 1.7163 | 13.8103 | 13.8103 | 4.7167 | 0.66937 | 5.386 | 0 | 5.386
2016-09-14 03:00 | 0 | 0 | 0 | 0.081 | 11.919 | 232.1346 | 12 | 17.1793 | 3.6843 | 0 | 0 | 1.2762 | 15.9032 | 3.6843 | 0.36399 | 0 | 4.479 | 1.493 | 13.412 | 13.493 | 4.6484 | 0.58227 | 5.2307 | 0.03159 | 5.2623
2016-09-14 04:00 | 0 | 0 | 0 | 0.922 | 11.078 | 232.1346 | 12 | 17.1793 | 3.6843 | 0 | 0 | 1.0832 | 16.0962 | 3.6843 | 0.3587 | 0 | 3.802 | 1.2673 | 12.3453 | 13.2673 | 4.3204 | 0.49426 | 4.8147 | 0.35958 | 5.1743
2016-09-14 05:00 | 0 | 0 | 0 | 1.911 | 10.089 | 232.1346 | 12 | 17.1793 | 3.6843 | 0 | 0 | 0 | 17.1793 | 3.6843 | 0.329 | 0 | 0 | 0 | 10.089 | 12 | 3.9347 | 0 | 3.9347 | 0.74529 | 4.68
2016-09-14 06:00 | 0 | 0 | 2.152 | 1.7764e-15 | 9.848 | 233.9853 | 12 | 17.1793 | 3.6843 | 0 | 0 | 0 | 17.1793 | 3.6843 | 0.329 | 0 | 0 | 0 | 9.848 | 9.848 | 3.8407 | 0 | 3.8407 | 6.9278e-16 | 3.8407
2016-09-14 07:00 | 0.001 | 0 | 0 | 3.464 | 8.537 | 233.9853 | 12 | 17.1793 | 3.6843 | 0 | 0 | 0 | 17.1793 | 3.6843 | 0.329 | 0 | 0 | 0 | 8.537 | 12.001 | 3.3294 | 0 | 3.3294 | 1.351 | 4.6804
2016-09-14 08:00 | 0.007 | 0 | 0 | 3.619 | 8.388 | 233.9853 | 12 | 17.1793 | 3.6843 | 0 | 0 | 0 | 17.1793 | 3.6843 | 0.329 | 0 | 0 | 0 | 8.388 | 12.007 | 3.2713 | 0 | 3.2713 | 1.4114 | 4.6827
2016-09-14 09:00 | 0.019 | 0 | 0 | 3.592 | 8.427 | 233.9853 | 12 | 17.1793 | 3.6843 | 0 | 0 | 12.3595 | 4.8198 | 3.6843 | 0.66786 | 74.157 | 0 | 0 | 8.427 | 12.019 | 3.2865 | 0 | 3.2865 | 1.4009 | 4.6874
2016-09-14 10:00 | 0.032 | 0 | 3.862 | 1.7764e-15 | 8.17 | 237.3066 | 12 | 17.1793 | 3.6843 | 0 | 0 | 12.3832 | 4.7962 | 3.6843 | 0.66851 | 74.299 | 0 | 0 | 8.17 | 8.17 | 3.1863 | 0 | 3.1863 | 6.9278e-16 | 3.1863
2016-09-14 11:00 | 0.043 | 0 | 3.332 | 0 | 8.711 | 240.1721 | 12 | 17.1793 | 3.6843 | 0 | 0 | 12.399 | 4.7803 | 3.6843 | 0.66894 | 74.394 | 0 | 0 | 8.711 | 8.711 | 3.3973 | 0 | 3.3973 | 0 | 3.3973
2016-09-14 12:00 | 0.074 | 0 | 2.88 | 0 | 9.194 | 242.6489 | 12 | 17.1793 | 3.6843 | 0 | 0 | 12.8833 | 4.296 | 3.6843 | 0.68222 | 73.333 | 2.321 | 0.77367 | 9.9677 | 9.9677 | 3.5857 | 0.30173 | 3.8874 | 0 | 3.8874
2016-09-14 13:00 | 0.088 | 0 | 2.353 | 0 | 9.735 | 244.6725 | 12 | 17.1793 | 3.6843 | 0 | 0 | 13.8623 | 3.317 | 3.6843 | 0.70906 | 71.159 | 7.029 | 2.343 | 12.078 | 12.078 | 3.7967 | 0.91377 | 4.7104 | 0 | 4.7104
2016-09-14 14:00 | 0.126 | 0 | 1.944 | 0 | 10.182 | 246.3443 | 12 | 17.1793 | 3.6843 | 0 | 0 | 3.2933 | 13.886 | 3.6843 | 0.41929 | 0 | 11.559 | 3.853 | 14.035 | 14.035 | 3.971 | 1.5027 | 5.4737 | 0 | 5.4737
2016-09-14 15:00 | 0.107 | 0 | 2.21 | 0 | 9.897 | 248.2449 | 12 | 17.1793 | 3.6843 | 0 | 0 | 15.4393 | 1.74 | 3.6843 | 0.7523 | 67.656 | 14.613 | 4.871 | 14.768 | 14.768 | 3.8598 | 1.8997 | 5.7595 | 0 | 5.7595
2016-09-14 16:00 | 0.092 | 0 | 2.006 | 1.7764e-15 | 10.086 | 249.9701 | 12 | 17.1793 | 3.6843 | 0 | 0 | 15.8437 | 1.3357 | 3.6843 | 0.76338 | 66.758 | 16.557 | 5.519 | 15.605 | 15.605 | 3.9335 | 2.1524 | 6.086 | 6.9278e-16 | 6.086
2016-09-14 17:00 | 0.061 | 0 | 2.864 | 0 | 9.197 | 252.4331 | 12 | 17.1793 | 3.6843 | 0 | 0 | 11.0577 | 6.1217 | 3.6843 | 0.63216 | 66.346 | 0 | 0 | 9.197 | 9.197 | 3.5868 | 0 | 3.5868 | 0 | 3.5868
2016-09-14 18:00 | 0.008 | 0 | 1.8634 | 0.04259 | 10.102 | 254.0357 | 12 | 17.1793 | 3.6843 | 0 | 0 | 11.0748 | 6.1045 | 3.6843 | 0.63264 | 66.449 | 0 | 0 | 10.102 | 10.1446 | 3.9398 | 0 | 3.9398 | 0.01661 | 3.9564
2016-09-14 19:00 | 0 | 0.547 | 0 | 0 | 15.547 | 253.3996 | 15 | 21.4742 | 4.6053 | 0 | 0 | 11.1683 | 10.3058 | 4.6053 | 0.57396 | 67.01 | 0 | 0 | 15.547 | 15.547 | 6.0633 | 0 | 6.0633 | 0 | 6.0633
2016-09-14 20:00 | 0 | 5.338 | 0 | 0 | 20.338 | 247.1926 | 15 | 21.4742 | 4.6053 | 0 | 0 | 0 | 21.4742 | 4.6053 | 0.329 | 0 | 0 | 0 | 20.338 | 20.338 | 7.9318 | 0 | 7.9318 | 0 | 7.9318
2016-09-14 21:00 | 0 | 5.202 | 0 | 0 | 20.202 | 241.1438 | 15 | 21.4742 | 4.6053 | 0 | 0 | 0 | 21.4742 | 4.6053 | 0.329 | 0 | 0 | 0 | 20.202 | 20.202 | 7.8788 | 0 | 7.8788 | 0 | 7.8788
2016-09-14 22:00 | 0 | 4.783 | 0 | 0 | 19.783 | 235.5822 | 15 | 21.4742 | 4.6053 | 0 | 0 | 0 | 21.4742 | 4.6053 | 0.329 | 0 | 0 | 0 | 19.783 | 19.783 | 7.7154 | 0 | 7.7154 | 0 | 7.7154
2016-09-14 23:00 | 0 | 2.659 | 0 | 0 | 17.659 | 232.4903 | 15 | 21.4742 | 4.6053 | 0 | 0 | 0 | 21.4742 | 4.6053 | 0.329 | 0 | 0 | 0 | 17.659 | 17.659 | 6.887 | 0 | 6.887 | 0 | 6.887
2016-09-15 | 0 | 0.067 | 0 | 0 | 15.067 | 232.4124 | 15 | 21.4742 | 4.6053 | 0 | 0 | 2.271 | 19.2032 | 4.6053 | 0.37881 | 0 | 7.971 | 2.657 | 17.724 | 17.724 | 5.8761 | 1.0362 | 6.9124 | 0 | 6.9124
2016-09-15 01:00 | 0 | 0 | 0 | 0 | 13.244 | 232.4124 | 13.244 | 18.9603 | 4.0662 | 0 | 0 | 1.9668 | 16.9934 | 4.0662 | 0.37786 | 0 | 6.904 | 2.3013 | 15.5453 | 15.5453 | 5.1652 | 0.89752 | 6.0627 | 0 | 6.0627
2016-09-15 02:00 | 0 | 0 | 0 | 0 | 12.881 | 232.4124 | 12.881 | 18.4406 | 3.9547 | 0 | 0 | 1.7572 | 16.6834 | 3.9547 | 0.37388 | 0 | 6.168 | 2.056 | 14.937 | 14.937 | 5.0236 | 0.80184 | 5.8254 | 0 | 5.8254
2016-09-15 03:00 | 0 | 0 | 0 | 0 | 12.371 | 232.4124 | 12.371 | 17.7105 | 3.7982 | 0 | 0 | 1.6118 | 16.0986 | 3.7982 | 0.37187 | 0 | 5.657 | 1.8857 | 14.2567 | 14.2567 | 4.8247 | 0.73541 | 5.5601 | 0 | 5.5601
2016-09-15 04:00 | 0 | 0 | 0 | 0.78 | 11.22 | 232.4124 | 12 | 17.1793 | 3.6843 | 0 | 0 | 1.5048 | 15.6745 | 3.6843 | 0.37026 | 0 | 5.282 | 1.7607 | 12.9807 | 13.7607 | 4.3758 | 0.68666 | 5.0625 | 0.3042 | 5.3667
2016-09-15 05:00 | 0 | 0 | 0 | 1.569 | 10.431 | 232.4124 | 12 | 17.1793 | 3.6843 | 0 | 0 | 0 | 17.1793 | 3.6843 | 0.329 | 0 | 0 | 0 | 10.431 | 12 | 4.0681 | 0 | 4.0681 | 0.61191 | 4.68
2016-09-15 06:00 | 0 | 0 | 2.504 | 0 | 9.496 | 234.5658 | 12 | 17.1793 | 3.6843 | 0 | 0 | 0 | 17.1793 | 3.6843 | 0.329 | 0 | 0 | 0 | 9.496 | 9.496 | 3.7034 | 0 | 3.7034 | 0 | 3.7034
2016-09-15 07:00 | 0.001 | 0 | 0 | 3.8 | 8.201 | 234.5658 | 12 | 17.1793 | 3.6843 | 0 | 0 | 0 | 17.1793 | 3.6843 | 0.329 | 0 | 0 | 0 | 8.201 | 12.001 | 3.1984 | 0 | 3.1984 | 1.482 | 4.6804
2016-09-15 08:00 | 0.01 | 0 | 0 | 3.794 | 8.216 | 234.5658 | 12 | 17.1793 | 3.6843 | 0 | 0 | 0 | 17.1793 | 3.6843 | 0.329 | 0 | 0 | 0 | 8.216 | 12.01 | 3.2042 | 0 | 3.2042 | 1.4797 | 4.6839
2016-09-15 09:00 | 0.029 | 0 | 3.218 | 1.7764e-15 | 8.811 | 237.3333 | 12 | 17.1793 | 3.6843 | 0 | 0 | 12.1398 | 5.0395 | 3.6843 | 0.66183 | 72.839 | 0 | 0 | 8.811 | 8.811 | 3.4363 | 0 | 3.4363 | 6.9278e-16 | 3.4363
2016-09-15 10:00 | 0.047 | 0 | 3.474 | 0 | 8.573 | 240.321 | 12 | 17.1793 | 3.6843 | 0 | 0 | 12.2055 | 4.9738 | 3.6843 | 0.66363 | 73.233 | 0 | 0 | 8.573 | 8.573 | 3.3435 | 0 | 3.3435 | 0 | 3.3435
2016-09-15 11:00 | 0.064 | 0 | 2.973 | 0 | 9.091 | 242.8777 | 12 | 17.1793 | 3.6843 | 0 | 0 | 12.2478 | 4.9315 | 3.6843 | 0.66479 | 73.487 | 0 | 0 | 9.091 | 9.091 | 3.5455 | 0 | 3.5455 | 0 | 3.5455
2016-09-15 12:00 | 0.099 | 0 | 2.696 | 0 | 9.403 | 245.1963 | 12 | 17.1793 | 3.6843 | 0 | 0 | 13.2087 | 3.9707 | 3.6843 | 0.69114 | 72.611 | 3.885 | 1.295 | 10.698 | 10.698 | 3.6672 | 0.50505 | 4.1722 | 0 | 4.1722
2016-09-15 13:00 | 0.11 | 0 | 2.823 | 0 | 9.287 | 247.6241 | 12 | 17.1793 | 3.6843 | 0 | 0 | 13.6875 | 3.4918 | 3.6843 | 0.70427 | 71.547 | 6.188 | 2.0627 | 11.3497 | 11.3497 | 3.6219 | 0.80444 | 4.4264 | 0 | 4.4264
2016-09-15 14:00 | 0.104 | 0 | 2.582 | 0 | 9.522 | 249.8446 | 12 | 17.1793 | 3.6843 | 0 | 0 | 2.6015 | 14.5778 | 3.6843 | 0.40032 | 0 | 9.131 | 3.0437 | 12.5657 | 12.5657 | 3.7136 | 1.187 | 4.9006 | 0 | 4.9006
2016-09-15 15:00 | 0.093 | 0 | 2.559 | 0 | 9.534 | 252.0453 | 12 | 17.1793 | 3.6843 | 0 | 0 | 14.7472 | 2.4322 | 3.6843 | 0.73332 | 69.193 | 11.285 | 3.7617 | 13.2957 | 13.2957 | 3.7183 | 1.467 | 5.1853 | 0 | 5.1853
2016-09-15 16:00 | 0.069 | 0 | 0 | 2.71 | 9.359 | 252.0453 | 12 | 17.1793 | 3.6843 | 0 | 0 | 14.8432 | 2.3362 | 3.6843 | 0.73595 | 68.981 | 11.746 | 3.9153 | 13.2743 | 15.9843 | 3.65 | 1.527 | 5.177 | 1.0569 | 6.2339
2016-09-15 17:00 | 0.043 | 0 | 0 | 2.555 | 9.488 | 252.0453 | 12 | 17.1793 | 3.6843 | 0 | 0 | 11.4858 | 5.6935 | 3.6843 | 0.6439 | 68.915 | 0 | 0 | 9.488 | 12.043 | 3.7003 | 0 | 3.7003 | 0.99645 | 4.6968
2016-09-15 18:00 | 0.011 | 0 | 0 | 1.43 | 10.581 | 252.0453 | 12 | 17.1793 | 3.6843 | 0 | 0 | 11.3957 | 5.7837 | 3.6843 | 0.64143 | 68.374 | 0 | 0 | 10.581 | 12.011 | 4.1266 | 0 | 4.1266 | 0.5577 | 4.6843
2016-09-15 19:00 | 0 | 0.31 | 0 | 0 | 15.31 | 251.6849 | 15 | 21.4742 | 4.6053 | 0 | 0 | 11.2938 | 10.1803 | 4.6053 | 0.57671 | 67.763 | 0 | 0 | 15.31 | 15.31 | 5.9709 | 0 | 5.9709 | 0 | 5.9709
2016-09-15 20:00 | 0 | 4.362 | 0 | 0 | 19.362 | 246.6128 | 15 | 21.4742 | 4.6053 | 0 | 0 | 0 | 21.4742 | 4.6053 | 0.329 | 0 | 0 | 0 | 19.362 | 19.362 | 7.5512 | 0 | 7.5512 | 0 | 7.5512
2016-09-15 21:00 | 0 | 5.639 | 0 | 0 | 20.639 | 240.0558 | 15 | 21.4742 | 4.6053 | 0 | 0 | 0 | 21.4742 | 4.6053 | 0.329 | 0 | 0 | 0 | 20.639 | 20.639 | 8.0492 | 0 | 8.0492 | 0 | 8.0492
2016-09-15 22:00 | 0 | 4.853 | 0 | 0 | 19.853 | 234.4128 | 15 | 21.4742 | 4.6053 | 0 | 0 | 0 | 21.4742 | 4.6053 | 0.329 | 0 | 0 | 0 | 19.853 | 19.853 | 7.7427 | 0 | 7.7427 | 0 | 7.7427
2016-09-15 23:00 | 0 | 2.001 | 0 | 0 | 17.001 | 232.086 | 15 | 21.4742 | 4.6053 | 0 | 0 | 0 | 21.4742 | 4.6053 | 0.329 | 0 | 0 | 0 | 17.001 | 17.001 | 6.6304 | 0 | 6.6304 | 0 | 6.6304
2016-09-16 | 0 | 0.074 | 0 | 0 | 15.074 | 232 | 15 | 21.4742 | 4.6053 | 0 | 0 | 1.9772 | 19.497 | 4.6053 | 0.37237 | 0 | 6.94 | 2.3133 | 17.3873 | 17.3873 | 5.8789 | 0.9022 | 6.7811 | 0 | 6.7811
2016-09-16 01:00 | 0 | 0 | 0 | 0 | 13.004 | 232 | 13.004 | 18.6167 | 3.9925 | 0 | 0 | 1.8972 | 16.7195 | 3.9925 | 0.377 | 0 | 6.659 | 2.2197 | 15.2237 | 15.2237 | 5.0716 | 0.86567 | 5.9372 | 0 | 5.9372
2016-09-16 02:00 | 0 | 0 | 0 | 0 | 12.589 | 232 | 12.589 | 18.0226 | 3.8651 | 0 | 0 | 1.7782 | 16.2444 | 3.8651 | 0.37547 | 0 | 6.241 | 2.0803 | 14.6693 | 14.6693 | 4.9097 | 0.81133 | 5.721 | 0 | 5.721
2016-09-16 03:00 | 0 | 0 | 0 | 0.056 | 11.944 | 232 | 12 | 17.1793 | 3.6843 | 0 | 0 | 1.5983 | 15.581 | 3.6843 | 0.37282 | 0 | 5.61 | 1.87 | 13.814 | 13.87 | 4.6582 | 0.7293 | 5.3875 | 0.02184 | 5.4093
2016-09-16 04:00 | 0 | 0 | 0 | 0.537 | 11.463 | 232 | 12 | 17.1793 | 3.6843 | 0 | 0 | 1.4305 | 15.7488 | 3.6843 | 0.36822 | 0 | 5.021 | 1.6737 | 13.1367 | 13.6737 | 4.4706 | 0.65273 | 5.1233 | 0.20943 | 5.3327
2016-09-16 05:00 | 0 | 0 | 0 | 1.666 | 10.334 | 232 | 12 | 17.1793 | 3.6843 | 0 | 0 | 0 | 17.1793 | 3.6843 | 0.329 | 0 | 0 | 0 | 10.334 | 12 | 4.0303 | 0 | 4.0303 | 0.64974 | 4.68
2016-09-16 06:00 | 0 | 0 | 2.877 | 0 | 9.123 | 234.4742 | 12 | 17.1793 | 3.6843 | 0 | 0 | 0 | 17.1793 | 3.6843 | 0.329 | 0 | 0 | 0 | 9.123 | 9.123 | 3.558 | 0 | 3.558 | 0 | 3.558
2016-09-16 07:00 | 0.002 | 0 | 0 | 4.219 | 7.783 | 234.4742 | 12 | 17.1793 | 3.6843 | 0 | 0 | 0 | 17.1793 | 3.6843 | 0.329 | 0 | 0 | 0 | 7.783 | 12.002 | 3.0354 | 0 | 3.0354 | 1.6454 | 4.6808
2016-09-16 08:00 | 0.017 | 0 | 0 | 4.15 | 7.867 | 234.4742 | 12 | 17.1793 | 3.6843 | 0 | 0 | 0 | 17.1793 | 3.6843 | 0.329 | 0 | 0 | 0 | 7.867 | 12.017 | 3.0681 | 0 | 3.0681 | 1.6185 | 4.6866
2016-09-16 09:00 | 0.054 | 0 | 3.984 | 0 | 8.07 | 237.9005 | 12 | 17.1793 | 3.6843 | 0 | 0 | 12.1342 | 5.0452 | 3.6843 | 0.66168 | 72.805 | 0 | 0 | 8.07 | 8.07 | 3.1473 | 0 | 3.1473 | 0 | 3.1473
2016-09-16 10:00 | 0.097 | 0 | 0 | 3.622 | 8.475 | 237.9005 | 12 | 17.1793 | 3.6843 | 0 | 0 | 12.1605 | 5.0188 | 3.6843 | 0.6624 | 72.963 | 0 | 0 | 8.475 | 12.097 | 3.3053 | 0 | 3.3053 | 1.4126 | 4.7178
2016-09-16 11:00 | 0.109 | 0 | 3.314 | 0 | 8.795 | 240.7505 | 12 | 17.1793 | 3.6843 | 0 | 0 | 12.185 | 4.9943 | 3.6843 | 0.66307 | 73.11 | 0 | 0 | 8.795 | 8.795 | 3.4301 | 0 | 3.4301 | 0 | 3.4301
2016-09-16 12:00 | 0.113 | 0 | 2.625 | 0 | 9.488 | 243.008 | 12 | 17.1793 | 3.6843 | 0 | 0 | 13.3212 | 3.8582 | 3.6843 | 0.69422 | 72.361 | 4.426 | 1.4753 | 10.9633 | 10.9633 | 3.7003 | 0.57538 | 4.2757 | 0 | 4.2757
2016-09-16 13:00 | 0.115 | 0 | 2.693 | 0 | 9.422 | 245.324 | 12 | 17.1793 | 3.6843 | 0 | 0 | 14.0685 | 3.1108 | 3.6843 | 0.71471 | 70.701 | 8.02 | 2.6733 | 12.0953 | 12.0953 | 3.6746 | 1.0426 | 4.7172 | 0 | 4.7172
2016-09-16 14:00 | 0.099 | 0 | 2.937 | 0 | 9.162 | 247.8498 | 12 | 17.1793 | 3.6843 | 0 | 0 | 3.2875 | 13.8918 | 3.6843 | 0.41913 | 0 | 11.539 | 3.8463 | 13.0083 | 13.0083 | 3.5732 | 1.5001 | 5.0733 | 0 | 5.0733
2016-09-16 15:00 | 0.086 | 0 | 2.886 | 0 | 9.2 | 250.3318 | 12 | 17.1793 | 3.6843 | 0 | 0 | 15.2308 | 1.9485 | 3.6843 | 0.74658 | 68.119 | 13.61 | 4.5367 | 13.7367 | 13.7367 | 3.588 | 1.7693 | 5.3573 | 0 | 5.3573
2016-09-16 16:00 | 0.066 | 0 | 2.661 | 0 | 9.405 | 252.6202 | 12 | 17.1793 | 3.6843 | 0 | 0 | 15.543 | 1.6363 | 3.6843 | 0.75514 | 67.426 | 15.112 | 5.0373 | 14.4423 | 14.4423 | 3.6679 | 1.9646 | 5.6325 | 0 | 5.6325
2016-09-16 17:00 | 0.039 | 0 | 0 | 2.594 | 9.445 | 252.6202 | 12 | 17.1793 | 3.6843 | 0 | 0 | 11.1745 | 6.0048 | 3.6843 | 0.63537 | 67.047 | 0 | 0 | 9.445 | 12.039 | 3.6835 | 0 | 3.6835 | 1.0117 | 4.6952
2016-09-16 18:00 | 0.01 | 0 | 0 | 1.7 | 10.31 | 252.6202 | 12 | 17.1793 | 3.6843 | 0 | 0 | 11.1662 | 6.0132 | 3.6843 | 0.63514 | 66.997 | 0 | 0 | 10.31 | 12.01 | 4.0209 | 0 | 4.0209 | 0.663 | 4.6839
2016-09-16 19:00 | 0 | 1.567 | 0 | 0 | 16.567 | 250.7981 | 15 | 21.4742 | 4.6053 | 0 | 0 | 11.1852 | 10.289 | 4.6053 | 0.57433 | 67.111 | 0 | 0 | 16.567 | 16.567 | 6.4611 | 0 | 6.4611 | 0 | 6.4611
2016-09-16 20:00 | 0 | 5.952 | 0 | 0 | 20.952 | 243.8772 | 15 | 21.4742 | 4.6053 | 0 | 0 | 0 | 21.4742 | 4.6053 | 0.329 | 0 | 0 | 0 | 20.952 | 20.952 | 8.1713 | 0 | 8.1713 | 0 | 8.1713
2016-09-16 21:00 | 0 | 0 | 0 | 5.594 | 21.406 | 243.8772 | 27 | 38.6535 | 8.2896 | 0 | 0 | 0 | 38.6535 | 8.2896 | 0.329 | 0 | 0 | 0 | 21.406 | 27 | 8.3483 | 0 | 8.3483 | 2.1817 | 10.53
2016-09-16 22:00 | 0 | 5.32 | 0 | 0 | 20.32 | 237.6912 | 15 | 21.4742 | 4.6053 | 0 | 0 | 0 | 21.4742 | 4.6053 | 0.329 | 0 | 0 | 0 | 20.32 | 20.32 | 7.9248 | 0 | 7.9248 | 0 | 7.9248
2016-09-16 23:00 | 0 | 2.741 | 0 | 0 | 17.741 | 234.5039 | 15 | 21.4742 | 4.6053 | 0 | 0 | 0 | 21.4742 | 4.6053 | 0.329 | 0 | 0 | 0 | 17.741 | 17.741 | 6.919 | 0 | 6.919 | 0 | 6.919
2016-09-17 | 0 | 0 | 0 | 0 | 14.866 | 234.5039 | 14.866 | 21.2823 | 4.5642 | 0 | 0 | 2.5372 | 18.7452 | 4.5642 | 0.38515 | 0 | 8.905 | 2.9683 | 17.8343 | 17.8343 | 5.7977 | 1.1577 | 6.9554 | 0 | 6.9554
2016-09-17 01:00 | 0 | 0 | 0 | 0 | 12.902 | 234.5039 | 12.902 | 18.4706 | 3.9612 | 0 | 0 | 2.3315 | 16.1391 | 3.9612 | 0.38845 | 0 | 8.184 | 2.728 | 15.63 | 15.63 | 5.0318 | 1.0639 | 6.0957 | 0 | 6.0957
2016-09-17 02:00 | 0 | 0 | 0 | 0 | 12.066 | 234.5039 | 12.066 | 17.2738 | 3.7045 | 0 | 0 | 2.1047 | 15.1692 | 3.7045 | 0.38639 | 0 | 7.387 | 2.4623 | 14.5283 | 14.5283 | 4.7057 | 0.96031 | 5.6661 | 0 | 5.6661
2016-09-17 03:00 | 0 | 0 | 0 | 0.065 | 11.935 | 234.5039 | 12 | 17.1793 | 3.6843 | 0 | 0 | 1.8367 | 15.3427 | 3.6843 | 0.37936 | 0 | 6.447 | 2.149 | 14.084 | 14.149 | 4.6547 | 0.83811 | 5.4928 | 0.02535 | 5.5181
2016-09-17 04:00 | 0 | 0 | 0 | 0.653 | 11.347 | 234.5039 | 12 | 17.1793 | 3.6843 | 0 | 0 | 1.615 | 15.5643 | 3.6843 | 0.37328 | 0 | 5.668 | 1.8893 | 13.2363 | 13.8893 | 4.4253 | 0.73684 | 5.1622 | 0.25467 | 5.4168
2016-09-17 05:00 | 0 | 0 | 0 | 1.59 | 10.41 | 234.5039 | 12 | 17.1793 | 3.6843 | 0 | 0 | 0 | 17.1793 | 3.6843 | 0.329 | 0 | 0 | 0 | 10.41 | 12 | 4.0599 | 0 | 4.0599 | 0.6201 | 4.68
2016-09-17 06:00 | 0 | 0 | 0 | 2.245 | 9.755 | 234.5039 | 12 | 17.1793 | 3.6843 | 0 | 0 | 0 | 17.1793 | 3.6843 | 0.329 | 0 | 0 | 0 | 9.755 | 12 | 3.8045 | 0 | 3.8045 | 0.87555 | 4.68
2016-09-17 07:00 | 0.003 | 0 | 0 | 3.748 | 8.255 | 234.5039 | 12 | 17.1793 | 3.6843 | 0 | 0 | 0 | 17.1793 | 3.6843 | 0.329 | 0 | 0 | 0 | 8.255 | 12.003 | 3.2195 | 0 | 3.2195 | 1.4617 | 4.6812
2016-09-17 08:00 | 0.027 | 0 | 4.409 | 0 | 7.618 | 238.2957 | 12 | 17.1793 | 3.6843 | 0 | 0 | 0 | 17.1793 | 3.6843 | 0.329 | 0 | 0 | 0 | 7.618 | 7.618 | 2.971 | 0 | 2.971 | 0 | 2.971
2016-09-17 09:00 | 0.06 | 0 | 3.821 | 0 | 8.239 | 241.5817 | 12 | 17.1793 | 3.6843 | 0 | 0 | 12.2132 | 4.9662 | 3.6843 | 0.66384 | 73.279 | 0 | 0 | 8.239 | 8.239 | 3.2132 | 0 | 3.2132 | 0 | 3.2132
2016-09-17 10:00 | 0.08 | 0 | 3.884 | 1.7764e-15 | 8.196 | 244.922 | 12 | 17.1793 | 3.6843 | 0 | 0 | 12.2485 | 4.9308 | 3.6843 | 0.66481 | 73.491 | 0 | 0 | 8.196 | 8.196 | 3.1964 | 0 | 3.1964 | 6.9278e-16 | 3.1964
2016-09-17 11:00 | 0.108 | 0 | 3.781 | 0 | 8.327 | 248.1736 | 12 | 17.1793 | 3.6843 | 0 | 0 | 12.2838 | 4.8955 | 3.6843 | 0.66578 | 73.703 | 0 | 0 | 8.327 | 8.327 | 3.2475 | 0 | 3.2475 | 0 | 3.2475
2016-09-17 12:00 | 0.119 | 0 | 3.153 | 0 | 8.966 | 250.8852 | 12 | 17.1793 | 3.6843 | 0 | 0 | 13.1187 | 4.0607 | 3.6843 | 0.68867 | 72.81 | 3.452 | 1.1507 | 10.1167 | 10.1167 | 3.4967 | 0.44876 | 3.9455 | 0 | 3.9455
2016-09-17 13:00 | 0.114 | 0 | 2.708 | 0 | 9.406 | 253.2141 | 12 | 17.1793 | 3.6843 | 0 | 0 | 14.0113 | 3.168 | 3.6843 | 0.71314 | 70.828 | 7.746 | 2.582 | 11.988 | 11.988 | 3.6683 | 1.007 | 4.6753 | 0 | 4.6753
2016-09-17 14:00 | 0.11 | 0 | 0 | 2.339 | 9.771 | 253.2141 | 12 | 17.1793 | 3.6843 | 0 | 0 | 3.7575 | 13.4218 | 3.6843 | 0.43202 | 0 | 13.189 | 4.3963 | 14.1673 | 16.5063 | 3.8107 | 1.7146 | 5.5253 | 0.91221 | 6.4375
2016-09-17 15:00 | 0.088 | 0 | 2.154 | 1.7764e-15 | 9.934 | 255.0665 | 12 | 17.1793 | 3.6843 | 0 | 0 | 15.6887 | 1.4907 | 3.6843 | 0.75913 | 67.102 | 15.812 | 5.2707 | 15.2047 | 15.2047 | 3.8743 | 2.0556 | 5.9298 | 6.9278e-16 | 5.9298
2016-09-17 16:00 | 0.063 | 0 | 0 | 2.328 | 9.735 | 255.0665 | 12 | 17.1793 | 3.6843 | 0 | 0 | 16.0002 | 1.1792 | 3.6843 | 0.76767 | 66.411 | 17.311 | 5.7703 | 15.5053 | 17.8333 | 3.7967 | 2.2504 | 6.0471 | 0.90792 | 6.955
2016-09-17 17:00 | 0.036 | 0 | 2.561 | 0 | 9.475 | 257.269 | 12 | 17.1793 | 3.6843 | 0 | 0 | 10.9962 | 6.1832 | 3.6843 | 0.63048 | 65.977 | 0 | 0 | 9.475 | 9.475 | 3.6953 | 0 | 3.6953 | 0 | 3.6953
2016-09-17 18:00 | 0.01 | 0 | 0 | 1.378 | 10.632 | 257.269 | 12 | 17.1793 | 3.6843 | 0 | 0 | 10.9725 | 6.2068 | 3.6843 | 0.62983 | 65.835 | 0 | 0 | 10.632 | 12.01 | 4.1465 | 0 | 4.1465 | 0.53742 | 4.6839
2016-09-17 19:00 | 0 | 0.693 | 0 | 0 | 15.693 | 256.4632 | 15 | 21.4742 | 4.6053 | 0 | 0 | 10.9985 | 10.4757 | 4.6053 | 0.57023 | 65.991 | 0 | 0 | 15.693 | 15.693 | 6.1203 | 0 | 6.1203 | 0 | 6.1203
2016-09-17 20:00 | 0 | 5.421 | 0 | 0 | 20.421 | 250.1597 | 15 | 21.4742 | 4.6053 | 0 | 0 | 0 | 21.4742 | 4.6053 | 0.329 | 0 | 0 | 0 | 20.421 | 20.421 | 7.9642 | 0 | 7.9642 | 0 | 7.9642
2016-09-17 21:00 | 0 | 5.31 | 0 | 0 | 20.31 | 243.9853 | 15 | 21.4742 | 4.6053 | 0 | 0 | 0 | 21.4742 | 4.6053 | 0.329 | 0 | 0 | 0 | 20.31 | 20.31 | 7.9209 | 0 | 7.9209 | 0 | 7.9209
2016-09-17 22:00 | 0 | 4.436 | 0 | 0 | 19.436 | 238.8271 | 15 | 21.4742 | 4.6053 | 0 | 0 | 0 | 21.4742 | 4.6053 | 0.329 | 0 | 0 | 0 | 19.436 | 19.436 | 7.58 | 0 | 7.58 | 0 | 7.58
2016-09-17 23:00 | 0 | 2.452 | 0 | 0 | 17.452 | 235.976 | 15 | 21.4742 | 4.6053 | 0 | 0 | 0 | 21.4742 | 4.6053 | 0.329 | 0 | 0 | 0 | 17.452 | 17.452 | 6.8063 | 0 | 6.8063 | 0 | 6.8063
2016-09-18 | 0 | 0 | 0 | 0 | 14.475 | 235.976 | 14.475 | 20.7226 | 4.4441 | 0 | 0 | 2.5552 | 18.1674 | 4.4441 | 0.38708 | 0 | 8.969 | 2.9897 | 17.4647 | 17.4647 | 5.6452 | 1.166 | 6.8112 | 0 | 6.8112
2016-09-18 01:00 | 0 | 0 | 0 | 0 | 13.381 | 235.976 | 13.381 | 19.1564 | 4.1083 | 0 | 0 | 2.3025 | 16.8539 | 4.1083 | 0.38561 | 0 | 8.082 | 2.694 | 16.075 | 16.075 | 5.2186 | 1.0507 | 6.2693 | 0 | 6.2693
2016-09-18 02:00 | 0 | 0 | 0 | 0 | 12.331 | 235.976 | 12.331 | 17.6532 | 3.7859 | 0 | 0 | 2.0848 | 15.5684 | 3.7859 | 0.38462 | 0 | 7.318 | 2.4393 | 14.7703 | 14.7703 | 4.8091 | 0.95134 | 5.7604 | 0 | 5.7604
2016-09-18 03:00 | 0 | 0 | 0 | 0.295 | 11.705 | 235.976 | 12 | 17.1793 | 3.6843 | 0 | 0 | 1.8753 | 15.304 | 3.6843 | 0.38042 | 0 | 6.583 | 2.1943 | 13.8993 | 14.1943 | 4.565 | 0.85579 | 5.4207 | 0.11505 | 5.5358
2016-09-18 04:00 | 0 | 0 | 0 | 1.368 | 10.632 | 235.976 | 12 | 17.1793 | 3.6843 | 0 | 0 | 1.6852 | 15.4942 | 3.6843 | 0.3752 | 0 | 5.915 | 1.9717 | 12.6037 | 13.9717 | 4.1465 | 0.76895 | 4.9154 | 0.53352 | 5.4489
2016-09-18 05:00 | 0 | 0 | 1.983 | 0 | 10.017 | 237.6814 | 12 | 17.1793 | 3.6843 | 0 | 0 | 0 | 17.1793 | 3.6843 | 0.329 | 0 | 0 | 0 | 10.017 | 10.017 | 3.9066 | 0 | 3.9066 | 0 | 3.9066
2016-09-18 06:00 | 0 | 0 | 0 | 3.097 | 8.903 | 237.6814 | 12 | 17.1793 | 3.6843 | 0 | 0 | 0 | 17.1793 | 3.6843 | 0.329 | 0 | 0 | 0 | 8.903 | 12 | 3.4722 | 0 | 3.4722 | 1.2078 | 4.68
2016-09-18 07:00 | 0.004 | 0 | 4.477 | 0 | 7.527 | 241.5316 | 12 | 17.1793 | 3.6843 | 0 | 0 | 0 | 17.1793 | 3.6843 | 0.329 | 0 | 0 | 0 | 7.527 | 7.527 | 2.9355 | 0 | 2.9355 | 0 | 2.9355
2016-09-18 08:00 | 0.028 | 0 | 4.376 | 0 | 7.652 | 245.2949 | 12 | 17.1793 | 3.6843 | 0 | 0 | 0 | 17.1793 | 3.6843 | 0.329 | 0 | 0 | 0 | 7.652 | 7.652 | 2.9843 | 0 | 2.9843 | 0 | 2.9843
2016-09-18 09:00 | 0.07 | 0 | 0 | 3.673 | 8.397 | 245.2949 | 12 | 17.1793 | 3.6843 | 0 | 0 | 12.0903 | 5.089 | 3.6843 | 0.66048 | 72.542 | 0 | 0 | 8.397 | 12.07 | 3.2748 | 0 | 3.2748 | 1.4325 | 4.7073
2016-09-18 10:00 | 0.105 | 0 | 3.748 | 1.7764e-15 | 8.357 | 248.5182 | 12 | 17.1793 | 3.6843 | 0 | 0 | 12.0963 | 5.083 | 3.6843 | 0.66064 | 72.578 | 0 | 0 | 8.357 | 8.357 | 3.2592 | 0 | 3.2592 | 6.9278e-16 | 3.2592
2016-09-18 11:00 | 0.115 | 0 | 0 | 3.721 | 8.394 | 248.5182 | 12 | 17.1793 | 3.6843 | 0 | 0 | 12.0975 | 5.0818 | 3.6843 | 0.66067 | 72.585 | 0 | 0 | 8.394 | 12.115 | 3.2737 | 0 | 3.2737 | 1.4512 | 4.7249
2016-09-18 12:00 | 0.096 | 0 | 0 | 3.559 | 8.537 | 248.5182 | 12 | 17.1793 | 3.6843 | 0 | 0 | 13.4832 | 3.6962 | 3.6843 | 0.69866 | 72.001 | 5.205 | 1.735 | 10.272 | 13.831 | 3.3294 | 0.67665 | 4.0061 | 1.388 | 5.3941
2016-09-18 13:00 | 0.103 | 0 | 3.412 | 0 | 8.691 | 251.4525 | 12 | 17.1793 | 3.6843 | 0 | 0 | 14.2162 | 2.9632 | 3.6843 | 0.71876 | 70.373 | 8.73 | 2.91 | 11.601 | 11.601 | 3.3895 | 1.1349 | 4.5244 | 0 | 4.5244
2016-09-18 14:00 | 0.096 | 0 | 2.5 | 0 | 9.596 | 253.6025 | 12 | 17.1793 | 3.6843 | 0 | 0 | 3.371 | 13.8083 | 3.6843 | 0.42142 | 0 | 11.832 | 3.944 | 13.54 | 13.54 | 3.7424 | 1.5382 | 5.2806 | 0 | 5.2806
2016-09-18 15:00 | 0.076 | 0 | 2.017 | 0 | 10.059 | 255.3372 | 12 | 17.1793 | 3.6843 | 0 | 0 | 15.4505 | 1.7288 | 3.6843 | 0.7526 | 67.632 | 14.667 | 4.889 | 14.948 | 14.948 | 3.923 | 1.9067 | 5.8297 | 0 | 5.8297
2016-09-18 16:00 | 0.072 | 0 | 0.80711 | 0.99989 | 10.265 | 256.0313 | 12 | 17.1793 | 3.6843 | 0 | 0 | 15.8943 | 1.285 | 3.6843 | 0.76477 | 66.646 | 16.801 | 5.6003 | 15.8653 | 16.8652 | 4.0034 | 2.1841 | 6.1875 | 0.38996 | 6.5774
2016-09-18 17:00 | 0.032 | 0 | 1.889 | 0 | 10.143 | 257.6558 | 12 | 17.1793 | 3.6843 | 0 | 0 | 11.0068 | 6.1725 | 3.6843 | 0.63077 | 66.041 | 0 | 0 | 10.143 | 10.143 | 3.9558 | 0 | 3.9558 | 0 | 3.9558
2016-09-18 18:00 | 0.01 | 0 | 0 | 1.09 | 10.92 | 257.6558 | 12 | 17.1793 | 3.6843 | 0 | 0 | 10.961 | 6.2183 | 3.6843 | 0.62951 | 65.766 | 0 | 0 | 10.92 | 12.01 | 4.2588 | 0 | 4.2588 | 0.4251 | 4.6839
2016-09-18 19:00 | 0 | 1.44 | 0 | 0 | 16.44 | 255.9814 | 15 | 21.4742 | 4.6053 | 0 | 0 | 10.9742 | 10.5 | 4.6053 | 0.5697 | 65.845 | 0 | 0 | 16.44 | 16.44 | 6.4116 | 0 | 6.4116 | 0 | 6.4116
2016-09-18 20:00 | 0 | 6.044 | 0 | 0 | 21.044 | 248.9535 | 15 | 21.4742 | 4.6053 | 0 | 0 | 0 | 21.4742 | 4.6053 | 0.329 | 0 | 0 | 0 | 21.044 | 21.044 | 8.2072 | 0 | 8.2072 | 0 | 8.2072
2016-09-18 21:00 | 0 | 5.425 | 0 | 0 | 20.425 | 242.6453 | 15 | 21.4742 | 4.6053 | 0 | 0 | 0 | 21.4742 | 4.6053 | 0.329 | 0 | 0 | 0 | 20.425 | 20.425 | 7.9658 | 0 | 7.9658 | 0 | 7.9658
2016-09-18 22:00 | 0 | 4.971 | 0 | 0 | 19.971 | 236.8651 | 15 | 21.4742 | 4.6053 | 0 | 0 | 0 | 21.4742 | 4.6053 | 0.329 | 0 | 0 | 0 | 19.971 | 19.971 | 7.7887 | 0 | 7.7887 | 0 | 7.7887
2016-09-18 23:00 | 0 | 3.709 | 0 | 0 | 18.709 | 232.5523 | 15 | 21.4742 | 4.6053 | 0 | 0 | 0 | 21.4742 | 4.6053 | 0.329 | 0 | 0 | 0 | 18.709 | 18.709 | 7.2965 | 0 | 7.2965 | 0 | 7.2965
2016-09-19 | 0 | 0.475 | 0 | 0 | 15.475 | 232 | 15 | 21.4742 | 4.6053 | 0 | 0 | 2.4812 | 18.993 | 4.6053 | 0.38342 | 0 | 8.709 | 2.903 | 18.378 | 18.378 | 6.0352 | 1.1322 | 7.1674 | 0 | 7.1674
2016-09-19 01:00 | 0 | 0 | 0 | 0 | 13.491 | 232 | 13.491 | 19.3139 | 4.142 | 0 | 0 | 2.2412 | 17.0727 | 4.142 | 0.38365 | 0 | 7.866 | 2.622 | 16.113 | 16.113 | 5.2615 | 1.0226 | 6.2841 | 0 | 6.2841
2016-09-19 02:00 | 0 | 0 | 0 | 0 | 12.719 | 232 | 12.719 | 18.2087 | 3.905 | 0 | 0 | 2.0292 | 16.1795 | 3.905 | 0.38149 | 0 | 7.122 | 2.374 | 15.093 | 15.093 | 4.9604 | 0.92586 | 5.8863 | 0 | 5.8863
2016-09-19 03:00 | 0 | 0 | 0 | 0 | 12.114 | 232 | 12.114 | 17.3425 | 3.7193 | 0 | 0 | 1.8283 | 15.5142 | 3.7193 | 0.37866 | 0 | 6.418 | 2.1393 | 14.2533 | 14.2533 | 4.7245 | 0.83434 | 5.5588 | 0 | 5.5588
2016-09-19 04:00 | 0 | 0 | 0 | 0.379 | 11.621 | 232 | 12 | 17.1793 | 3.6843 | 0 | 0 | 1.6138 | 15.5655 | 3.6843 | 0.37325 | 0 | 5.664 | 1.888 | 13.509 | 13.888 | 4.5322 | 0.73632 | 5.2685 | 0.14781 | 5.4163
2016-09-19 05:00 | 0 | 0 | 0 | 1.764 | 10.236 | 232 | 12 | 17.1793 | 3.6843 | 0 | 0 | 0 | 17.1793 | 3.6843 | 0.329 | 0 | 0 | 0 | 10.236 | 12 | 3.992 | 0 | 3.992 | 0.68796 | 4.68
2016-09-19 06:00 | 0 | 0 | 0.37391 | 2.0911 | 9.535 | 232.3216 | 12 | 17.1793 | 3.6843 | 0 | 0 | 0 | 17.1793 | 3.6843 | 0.329 | 0 | 0 | 0 | 9.535 | 11.6261 | 3.7186 | 0 | 3.7186 | 0.81553 | 4.5342
2016-09-19 07:00 | 0.003 | 0 | 4.324 | 0 | 7.679 | 236.0402 | 12 | 17.1793 | 3.6843 | 0 | 0 | 0 | 17.1793 | 3.6843 | 0.329 | 0 | 0 | 0 | 7.679 | 7.679 | 2.9948 | 0 | 2.9948 | 0 | 2.9948
2016-09-19 08:00 | 0.019 | 0 | 4.393 | 0 | 7.626 | 239.8182 | 12 | 17.1793 | 3.6843 | 0 | 0 | 0 | 17.1793 | 3.6843 | 0.329 | 0 | 0 | 0 | 7.626 | 7.626 | 2.9741 | 0 | 2.9741 | 0 | 2.9741
2016-09-19 09:00 | 0.032 | 0 | 3.757 | 1.7764e-15 | 8.275 | 243.0492 | 12 | 17.1793 | 3.6843 | 0 | 0 | 12.1577 | 5.0217 | 3.6843 | 0.66232 | 72.946 | 0 | 0 | 8.275 | 8.275 | 3.2273 | 0 | 3.2273 | 6.9278e-16 | 3.2273
2016-09-19 10:00 | 0.059 | 0 | 0 | 3.669 | 8.39 | 243.0492 | 12 | 17.1793 | 3.6843 | 0 | 0 | 12.1938 | 4.9855 | 3.6843 | 0.66331 | 73.163 | 0 | 0 | 8.39 | 12.059 | 3.2721 | 0 | 3.2721 | 1.4309 | 4.703
2016-09-19 11:00 | 0.071 | 0 | 3.353 | 0 | 8.718 | 245.9328 | 12 | 17.1793 | 3.6843 | 0 | 0 | 12.2318 | 4.9475 | 3.6843 | 0.66436 | 73.391 | 0 | 0 | 8.718 | 8.718 | 3.4 | 0 | 3.4 | 0 | 3.4
2016-09-19 12:00 | 0.074 | 0 | 0 | 2.903 | 9.171 | 245.9328 | 12 | 17.1793 | 3.6843 | 0 | 0 | 13.2265 | 3.9528 | 3.6843 | 0.69163 | 72.571 | 3.971 | 1.3237 | 10.4947 | 13.3977 | 3.5767 | 0.51623 | 4.0929 | 1.1322 | 5.2251
2016-09-19 13:00 | 0.075 | 0 | 3.012 | 0 | 9.063 | 248.5231 | 12 | 17.1793 | 3.6843 | 0 | 0 | 14.0817 | 3.0977 | 3.6843 | 0.71507 | 70.672 | 8.084 | 2.6947 | 11.7577 | 11.7577 | 3.5346 | 1.0509 | 4.5855 | 0 | 4.5855
2016-09-19 14:00 | 0.051 | 0 | 0 | 2.479 | 9.572 | 248.5231 | 12 | 17.1793 | 3.6843 | 0 | 0 | 3.6427 | 13.5367 | 3.6843 | 0.42887 | 0 | 12.786 | 4.262 | 13.834 | 16.313 | 3.7331 | 1.6622 | 5.3953 | 0.96681 | 6.3621
2016-09-19 15:00 | 0.024 | 0 | 0 | 2.345 | 9.679 | 248.5231 | 12 | 17.1793 | 3.6843 | 0 | 0 | 15.8285 | 1.3508 | 3.6843 | 0.76296 | 66.792 | 16.485 | 5.495 | 15.174 | 17.519 | 3.7748 | 2.1431 | 5.9179 | 0.91455 | 6.8324
2016-09-19 16:00 | 0.023 | 0 | 0 | 2.142 | 9.881 | 248.5231 | 12 | 17.1793 | 3.6843 | 0 | 0 | 16.3607 | 0.81866 | 3.6843 | 0.77755 | 65.61 | 19.044 | 6.348 | 16.229 | 18.371 | 3.8536 | 2.4757 | 6.3293 | 0.83538 | 7.1647
2016-09-19 17:00 | 0.015 | 0 | 0 | 2.05 | 9.965 | 248.5231 | 12 | 17.1793 | 3.6843 | 0 | 0 | 10.8115 | 6.3678 | 3.6843 | 0.62542 | 64.869 | 0 | 0 | 9.965 | 12.015 | 3.8864 | 0 | 3.8864 | 0.7995 | 4.6858
2016-09-19 18:00 | 0.004 | 0 | 0 | 0.951 | 11.053 | 248.5231 | 12 | 17.1793 | 3.6843 | 0 | 0 | 10.75 | 6.4293 | 3.6843 | 0.62373 | 64.5 | 0 | 0 | 11.053 | 12.004 | 4.3107 | 0 | 4.3107 | 0.37089 | 4.6816
2016-09-19 19:00 | 0 | 2.097 | 0 | 0 | 17.097 | 246.0847 | 15 | 21.4742 | 4.6053 | 0 | 0 | 10.7422 | 10.732 | 4.6053 | 0.56461 | 64.453 | 0 | 0 | 17.097 | 17.097 | 6.6678 | 0 | 6.6678 | 0 | 6.6678
2016-09-19 20:00 | 0 | 0 | 0 | 5.821 | 21.179 | 246.0847 | 27 | 38.6535 | 8.2896 | 0 | 0 | 0 | 38.6535 | 8.2896 | 0.329 | 0 | 0 | 0 | 21.179 | 27 | 8.2598 | 0 | 8.2598 | 2.2702 | 10.53
2016-09-19 21:00 | 0 | 4.916 | 0 | 0 | 19.916 | 240.3684 | 15 | 21.4742 | 4.6053 | 0 | 0 | 0 | 21.4742 | 4.6053 | 0.329 | 0 | 0 | 0 | 19.916 | 19.916 | 7.7672 | 0 | 7.7672 | 0 | 7.7672
2016-09-19 22:00 | 0 | 4.628 | 0 | 0 | 19.628 | 234.9871 | 15 | 21.4742 | 4.6053 | 0 | 0 | 0 | 21.4742 | 4.6053 | 0.329 | 0 | 0 | 0 | 19.628 | 19.628 | 7.6549 | 0 | 7.6549 | 0 | 7.6549
2016-09-19 23:00 | 0 | 2.175 | 0 | 0 | 17.175 | 232.458 | 15 | 21.4742 | 4.6053 | 0 | 0 | 0 | 21.4742 | 4.6053 | 0.329 | 0 | 0 | 0 | 17.175 | 17.175 | 6.6983 | 0 | 6.6983 | 0 | 6.6983
2016-09-20 | 0 | 0 | 0 | 0 | 14.577 | 232.458 | 14.577 | 20.8686 | 4.4755 | 0 | 0 | 3.1287 | 17.7399 | 4.4755 | 0.39961 | 0 | 10.982 | 3.6607 | 18.2377 | 18.2377 | 5.685 | 1.4277 | 7.1127 | 0 | 7.1127
2016-09-20 01:00 | 0 | 0 | 0 | 0 | 13.506 | 232.458 | 13.506 | 19.3353 | 4.1466 | 0 | 0 | 2.752 | 16.5833 | 4.1466 | 0.39604 | 0 | 9.66 | 3.22 | 16.726 | 16.726 | 5.2673 | 1.2558 | 6.5231 | 0 | 6.5231
2016-09-20 02:00 | 0 | 0 | 0 | 0 | 13.173 | 232.458 | 13.173 | 18.8586 | 4.0444 | 0 | 0 | 2.3378 | 16.5208 | 4.0444 | 0.38739 | 0 | 8.206 | 2.7353 | 15.9083 | 15.9083 | 5.1375 | 1.0668 | 6.2043 | 0 | 6.2043
2016-09-20 03:00 | 0 | 0 | 0 | 0 | 12.165 | 232.458 | 12.165 | 17.4155 | 3.7349 | 0 | 0 | 1.9042 | 15.5114 | 3.7349 | 0.3805 | 0 | 6.683 | 2.2277 | 14.3927 | 14.3927 | 4.7443 | 0.86879 | 5.6131 | 0 | 5.6131
2016-09-20 04:00 | 0 | 0 | 0 | 0.869 | 11.131 | 232.458 | 12 | 17.1793 | 3.6843 | 0 | 0 | 1.606 | 15.5733 | 3.6843 | 0.37303 | 0 | 5.637 | 1.879 | 13.01 | 13.879 | 4.3411 | 0.73281 | 5.0739 | 0.33891 | 5.4128
2016-09-20 05:00 | 0 | 0 | 0 | 1.972 | 10.028 | 232.458 | 12 | 17.1793 | 3.6843 | 0 | 0 | 0 | 17.1793 | 3.6843 | 0.329 | 0 | 0 | 0 | 10.028 | 12 | 3.9109 | 0 | 3.9109 | 0.76908 | 4.68
2016-09-20 06:00 | 0 | 0 | 0 | 3.096 | 8.904 | 232.458 | 12 | 17.1793 | 3.6843 | 0 | 0 | 0 | 17.1793 | 3.6843 | 0.329 | 0 | 0 | 0 | 8.904 | 12 | 3.4726 | 0 | 3.4726 | 1.2074 | 4.68
2016-09-20 07:00 | 0.005 | 0 | 0 | 4.106 | 7.899 | 232.458 | 12 | 17.1793 | 3.6843 | 0 | 0 | 0 | 17.1793 | 3.6843 | 0.329 | 0 | 0 | 0 | 7.899 | 12.005 | 3.0806 | 0 | 3.0806 | 1.6013 | 4.6819
2016-09-20 08:00 | 0.05 | 0 | 0 | 4.105 | 7.945 | 232.458 | 12 | 17.1793 | 3.6843 | 0 | 0 | 0 | 17.1793 | 3.6843 | 0.329 | 0 | 0 | 0 | 7.945 | 12.05 | 3.0985 | 0 | 3.0985 | 1.601 | 4.6995
2016-09-20 09:00 | 0.096 | 0 | 3.545 | 0 | 8.551 | 235.5067 | 12 | 17.1793 | 3.6843 | 0 | 0 | 12.2672 | 4.9122 | 3.6843 | 0.66532 | 73.603 | 0 | 0 | 8.551 | 8.551 | 3.3349 | 0 | 3.3349 | 0 | 3.3349
2016-09-20 10:00 | 0.138 | 0 | 3.22 | 0 | 8.918 | 238.2759 | 12 | 17.1793 | 3.6843 | 0 | 0 | 12.2997 | 4.8797 | 3.6843 | 0.66622 | 73.798 | 0 | 0 | 8.918 | 8.918 | 3.478 | 0 | 3.478 | 0 | 3.478
2016-09-20 11:00 | 0.16 | 0 | 3.758 | 0 | 8.402 | 241.5078 | 12 | 17.1793 | 3.6843 | 0 | 0 | 12.3263 | 4.853 | 3.6843 | 0.66695 | 73.958 | 0 | 0 | 8.402 | 8.402 | 3.2768 | 0 | 3.2768 | 0 | 3.2768
2016-09-20 12:00 | 0.174 | 0 | 3.161 | 0 | 9.013 | 244.2262 | 12 | 17.1793 | 3.6843 | 0 | 0 | 12.9828 | 4.1965 | 3.6843 | 0.68495 | 73.112 | 2.799 | 0.933 | 9.946 | 9.946 | 3.5151 | 0.36387 | 3.8789 | 0 | 3.8789
2016-09-20 13:00 | 0.168 | 0 | 2.964 | 0 | 9.204 | 246.7753 | 12 | 17.1793 | 3.6843 | 0 | 0 | 13.9347 | 3.2447 | 3.6843 | 0.71104 | 70.998 | 7.377 | 2.459 | 11.663 | 11.663 | 3.5896 | 0.95901 | 4.5486 | 0 | 4.5486
2016-09-20 14:00 | 0.162 | 0 | 0 | 2.34 | 9.822 | 246.7753 | 12 | 17.1793 | 3.6843 | 0 | 0 | 3.6423 | 13.537 | 3.6843 | 0.42886 | 0 | 12.785 | 4.2617 | 14.0837 | 16.4237 | 3.8306 | 1.6621 | 5.4926 | 0.9126 | 6.4052
2016-09-20 15:00 | 0.144 | 0 | 0 | 2.126 | 10.018 | 246.7753 | 12 | 17.1793 | 3.6843 | 0 | 0 | 15.6985 | 1.4808 | 3.6843 | 0.7594 | 67.081 | 15.86 | 5.2867 | 15.3047 | 17.4307 | 3.907 | 2.0618 | 5.9688 | 0.82914 | 6.798
2016-09-20 16:00 | 0.115 | 0 | 0 | 1.793 | 10.322 | 246.7753 | 12 | 17.1793 | 3.6843 | 0 | 0 | 16.0882 | 1.0912 | 3.6843 | 0.77008 | 66.215 | 17.733 | 5.911 | 16.233 | 18.026 | 4.0256 | 2.3053 | 6.3309 | 0.69927 | 7.0301
2016-09-20 17:00 | 0.069 | 0 | 1.983 | 0 | 10.086 | 248.4806 | 12 | 17.1793 | 3.6843 | 0 | 0 | 10.9348 | 6.2445 | 3.6843 | 0.6288 | 65.609 | 0 | 0 | 10.086 | 10.086 | 3.9335 | 0 | 3.9335 | 0 | 3.9335
2016-09-20 18:00 | 0.014 | 0 | 0 | 0.846 | 11.168 | 248.4806 | 12 | 17.1793 | 3.6843 | 0 | 0 | 10.8735 | 6.3058 | 3.6843 | 0.62712 | 65.241 | 0 | 0 | 11.168 | 12.014 | 4.3555 | 0 | 4.3555 | 0.32994 | 4.6855
2016-09-20 19:00 | 0 | 2.434 | 0 | 0 | 17.434 | 245.6504 | 15 | 21.4742 | 4.6053 | 0 | 0 | 10.8657 | 10.6085 | 4.6053 | 0.56732 | 65.194 | 0 | 0 | 17.434 | 17.434 | 6.7993 | 0 | 6.7993 | 0 | 6.7993
2016-09-20 20:00 | 0 | 0 | 0 | 5.311 | 21.689 | 245.6504 | 27 | 38.6535 | 8.2896 | 0 | 0 | 0 | 38.6535 | 8.2896 | 0.329 | 0 | 0 | 0 | 21.689 | 27 | 8.4587 | 0 | 8.4587 | 2.0713 | 10.53
2016-09-20 21:00 | 0 | 0 | 0 | 4.972 | 22.028 | 245.6504 | 27 | 38.6535 | 8.2896 | 0 | 0 | 0 | 38.6535 | 8.2896 | 0.329 | 0 | 0 | 0 | 22.028 | 27 | 8.5909 | 0 | 8.5909 | 1.9391 | 10.53
2016-09-20 22:00 | 0 | 5.625 | 0 | 0 | 20.625 | 239.1097 | 15 | 21.4742 | 4.6053 | 0 | 0 | 0 | 21.4742 | 4.6053 | 0.329 | 0 | 0 | 0 | 20.625 | 20.625 | 8.0438 | 0 | 8.0438 | 0 | 8.0438
2016-09-20 23:00 | 0 | 3.302 | 0 | 0 | 18.302 | 235.2702 | 15 | 21.4742 | 4.6053 | 0 | 0 | 0 | 21.4742 | 4.6053 | 0.329 | 0 | 0 | 0 | 18.302 | 18.302 | 7.1378 | 0 | 7.1378 | 0 | 7.1378
2016-09-21 | 0 | 1.327 | 0 | 0 | 16.327 | 233.7272 | 15 | 21.4742 | 4.6053 | 0 | 0 | 2.6405 | 18.8337 | 4.6053 | 0.38691 | 0 | 9.268 | 3.0893 | 19.4163 | 19.4163 | 6.3675 | 1.2048 | 7.5724 | 0 | 7.5724
2016-09-21 01:00 | 0 | 0 | 0 | 0 | 14.361 | 233.7272 | 14.361 | 20.5594 | 4.4091 | 0 | 0 | 2.4317 | 18.1277 | 4.4091 | 0.38471 | 0 | 8.535 | 2.845 | 17.206 | 17.206 | 5.6008 | 1.1096 | 6.7103 | 0 | 6.7103
2016-09-21 02:00 | 0 | 0 | 0 | 0 | 13.515 | 233.7272 | 13.515 | 19.3482 | 4.1494 | 0 | 0 | 2.2882 | 17.0601 | 4.1494 | 0.3847 | 0 | 8.032 | 2.6773 | 16.1923 | 16.1923 | 5.2709 | 1.0442 | 6.315 | 0 | 6.315
2016-09-21 03:00 | 0 | 0 | 0 | 0 | 12.254 | 233.7272 | 12.254 | 17.543 | 3.7622 | 0 | 0 | 2.1562 | 15.3868 | 3.7622 | 0.38689 | 0 | 7.568 | 2.5227 | 14.7767 | 14.7767 | 4.7791 | 0.98384 | 5.7629 | 0 | 5.7629
2016-09-21 04:00 | 0 | 0 | 0 | 1.07 | 10.93 | 233.7272 | 12 | 17.1793 | 3.6843 | 0 | 0 | 2.0168 | 15.1625 | 3.6843 | 0.38429 | 0 | 7.079 | 2.3597 | 13.2897 | 14.3597 | 4.2627 | 0.92027 | 5.183 | 0.4173 | 5.6003
2016-09-21 05:00 | 0 | 0 | 2.273 | 0 | 9.727 | 235.6819 | 12 | 17.1793 | 3.6843 | 0 | 0 | 0 | 17.1793 | 3.6843 | 0.329 | 0 | 0 | 0 | 9.727 | 9.727 | 3.7935 | 0 | 3.7935 | 0 | 3.7935
2016-09-21 06:00 | 0 | 0 | 2.935 | 0 | 9.065 | 238.206 | 12 | 17.1793 | 3.6843 | 0 | 0 | 0 | 17.1793 | 3.6843 | 0.329 | 0 | 0 | 0 | 9.065 | 9.065 | 3.5354 | 0 | 3.5354 | 0 | 3.5354
2016-09-21 07:00 | 0.006 | 0 | 0 | 4.138 | 7.868 | 238.206 | 12 | 17.1793 | 3.6843 | 0 | 0 | 0 | 17.1793 | 3.6843 | 0.329 | 0 | 0 | 0 | 7.868 | 12.006 | 3.0685 | 0 | 3.0685 | 1.6138 | 4.6823
2016-09-21 08:00 | 0.049 | 0 | 0 | 4.116 | 7.933 | 238.206 | 12 | 17.1793 | 3.6843 | 0 | 0 | 0 | 17.1793 | 3.6843 | 0.329 | 0 | 0 | 0 | 7.933 | 12.049 | 3.0939 | 0 | 3.0939 | 1.6052 | 4.6991
2016-09-21 09:00 | 0.089 | 0 | 3.216 | 0 | 8.873 | 240.9718 | 12 | 17.1793 | 3.6843 | 0 | 0 | 11.9688 | 5.2105 | 3.6843 | 0.65715 | 71.813 | 0 | 0 | 8.873 | 8.873 | 3.4605 | 0 | 3.4605 | 0 | 3.4605
2016-09-21 10:00 | 0.126 | 0 | 3.412 | 0 | 8.714 | 243.9061 | 12 | 17.1793 | 3.6843 | 0 | 0 | 11.9945 | 5.1848 | 3.6843 | 0.65785 | 71.967 | 0 | 0 | 8.714 | 8.714 | 3.3985 | 0 | 3.3985 | 0 | 3.3985
2016-09-21 11:00 | 0.149 | 0 | 3.519 | 0 | 8.63 | 246.9325 | 12 | 17.1793 | 3.6843 | 0 | 0 | 12.0098 | 5.1695 | 3.6843 | 0.65827 | 72.059 | 0 | 0 | 8.63 | 8.63 | 3.3657 | 0 | 3.3657 | 0 | 3.3657
2016-09-21 12:00 | 0.161 | 0 | 2.99 | 0 | 9.171 | 249.5039 | 12 | 17.1793 | 3.6843 | 0 | 0 | 13.7283 | 3.451 | 3.6843 | 0.70539 | 71.456 | 6.384 | 2.128 | 11.299 | 11.299 | 3.5767 | 0.82992 | 4.4066 | 0 | 4.4066
2016-09-21 13:00 | 0.165 | 0 | 2.958 | 0 | 9.207 | 252.0477 | 12 | 17.1793 | 3.6843 | 0 | 0 | 14.4442 | 2.7352 | 3.6843 | 0.72501 | 69.867 | 9.827 | 3.2757 | 12.4827 | 12.4827 | 3.5907 | 1.2775 | 4.8682 | 0 | 4.8682
2016-09-21 14:00 | 0.154 | 0 | 2.428 | 0 | 9.726 | 254.1358 | 12 | 17.1793 | 3.6843 | 0 | 0 | 3.6298 | 13.5495 | 3.6843 | 0.42852 | 0 | 12.741 | 4.247 | 13.973 | 13.973 | 3.7931 | 1.6563 | 5.4495 | 0 | 5.4495
2016-09-21 15:00 | 0.129 | 0 | 2.159 | 0 | 9.97 | 255.9926 | 12 | 17.1793 | 3.6843 | 0 | 0 | 15.5575 | 1.6218 | 3.6843 | 0.75553 | 67.394 | 15.181 | 5.0603 | 15.0303 | 15.0303 | 3.8883 | 1.9735 | 5.8618 | 0 | 5.8618
2016-09-21 16:00 | 0.094 | 0 | 1.768 | 1.7764e-15 | 10.326 | 257.513 | 12 | 17.1793 | 3.6843 | 0 | 0 | 15.9937 | 1.1857 | 3.6843 | 0.76749 | 66.425 | 17.279 | 5.7597 | 16.0857 | 16.0857 | 4.0271 | 2.2463 | 6.2734 | 6.9278e-16 | 6.2734
2016-09-21 17:00 | 0.055 | 0 | 1.742 | 0 | 10.313 | 259.0112 | 12 | 17.1793 | 3.6843 | 0 | 0 | 10.9465 | 6.2328 | 3.6843 | 0.62912 | 65.679 | 0 | 0 | 10.313 | 10.313 | 4.0221 | 0 | 4.0221 | 0 | 4.0221
2016-09-21 18:00 | 0.016 | 0 | 0 | 0.666 | 11.35 | 259.0112 | 12 | 17.1793 | 3.6843 | 0 | 0 | 10.8645 | 6.3148 | 3.6843 | 0.62687 | 65.187 | 0 | 0 | 11.35 | 12.016 | 4.4265 | 0 | 4.4265 | 0.25974 | 4.6862
2016-09-21 19:00 | 0 | 2.338 | 0 | 0 | 17.338 | 256.2926 | 15 | 21.4742 | 4.6053 | 0 | 0 | 10.8423 | 10.6318 | 4.6053 | 0.56681 | 65.054 | 0 | 0 | 17.338 | 17.338 | 6.7618 | 0 | 6.7618 | 0 | 6.7618
2016-09-21 20:00 | 0 | 0 | 0 | 5.385 | 21.615 | 256.2926 | 27 | 38.6535 | 8.2896 | 0 | 0 | 0 | 38.6535 | 8.2896 | 0.329 | 0 | 0 | 0 | 21.615 | 27 | 8.4299 | 0 | 8.4299 | 2.1002 | 10.53
2016-09-21 21:00 | 0 | 0 | 0 | 4.856 | 22.144 | 256.2926 | 27 | 38.6535 | 8.2896 | 0 | 0 | 0 | 38.6535 | 8.2896 | 0.329 | 0 | 0 | 0 | 22.144 | 27 | 8.6362 | 0 | 8.6362 | 1.8938 | 10.53
2016-09-21 22:00 | 0 | 6.09 | 0 | 0 | 21.09 | 249.2112 | 15 | 21.4742 | 4.6053 | 0 | 0 | 0 | 21.4742 | 4.6053 | 0.329 | 0 | 0 | 0 | 21.09 | 21.09 | 8.2251 | 0 | 8.2251 | 0 | 8.2251
2016-09-21 23:00 | 0 | 3.761 | 0 | 0 | 18.761 | 244.8379 | 15 | 21.4742 | 4.6053 | 0 | 0 | 0 | 21.4742 | 4.6053 | 0.329 | 0 | 0 | 0 | 18.761 | 18.761 | 7.3168 | 0 | 7.3168 | 0 | 7.3168
2016-09-22 | 0 | 1.073 | 0 | 0 | 16.073 | 243.5902 | 15 | 21.4742 | 4.6053 | 0 | 0 | 2.7933 | 18.6808 | 4.6053 | 0.39027 | 0 | 9.805 | 3.2683 | 19.3413 | 19.3413 | 6.2685 | 1.2747 | 7.5431 | 0 | 7.5431
2016-09-22 01:00 | 0 | 0 | 0 | 0 | 13.304 | 243.5902 | 13.304 | 19.0462 | 4.0846 | 0 | 0 | 2.6138 | 16.4323 | 4.0846 | 0.39364 | 0 | 9.174 | 3.058 | 16.362 | 16.362 | 5.1886 | 1.1926 | 6.3812 | 0 | 6.3812
2016-09-22 02:00 | 0 | 0 | 0 | 0 | 12.373 | 243.5902 | 12.373 | 17.7133 | 3.7988 | 0 | 0 | 2.5038 | 15.2095 | 3.7988 | 0.39558 | 0 | 8.789 | 2.9297 | 15.3027 | 15.3027 | 4.8255 | 1.1426 | 5.968 | 0 | 5.968
2016-09-22 03:00 | 0 | 0 | 0 | 0 | 12.163 | 243.5902 | 12.163 | 17.4127 | 3.7343 | 0 | 0 | 2.3877 | 15.025 | 3.7343 | 0.39358 | 0 | 8.381 | 2.7937 | 14.9567 | 14.9567 | 4.7436 | 1.0895 | 5.8331 | 0 | 5.8331
2016-09-22 04:00 | 0 | 0 | 0 | 0.638 | 11.362 | 243.5902 | 12 | 17.1793 | 3.6843 | 0 | 0 | 2.2723 | 14.907 | 3.6843 | 0.3913 | 0 | 7.976 | 2.6587 | 14.0207 | 14.6587 | 4.4312 | 1.0369 | 5.4681 | 0.24882 | 5.7169
2016-09-22 05:00 | 0 | 0 | 0 | 1.515 | 10.485 | 243.5902 | 12 | 17.1793 | 3.6843 | 0 | 0 | 0 | 17.1793 | 3.6843 | 0.329 | 0 | 0 | 0 | 10.485 | 12 | 4.0892 | 0 | 4.0892 | 0.59085 | 4.68
2016-09-22 06:00 | 0 | 0 | 2.703 | 0 | 9.297 | 245.9148 | 12 | 17.1793 | 3.6843 | 0 | 0 | 0 | 17.1793 | 3.6843 | 0.329 | 0 | 0 | 0 | 9.297 | 9.297 | 3.6258 | 0 | 3.6258 | 0 | 3.6258
2016-09-22 07:00 | 0.007 | 0 | 4.379 | 0 | 7.628 | 249.6807 | 12 | 17.1793 | 3.6843 | 0 | 0 | 0 | 17.1793 | 3.6843 | 0.329 | 0 | 0 | 0 | 7.628 | 7.628 | 2.9749 | 0 | 2.9749 | 0 | 2.9749
2016-09-22 08:00 | 0.053 | 0 | 4.323 | 1.7764e-15 | 7.73 | 253.3985 | 12 | 17.1793 | 3.6843 | 0 | 0 | 0 | 17.1793 | 3.6843 | 0.329 | 0 | 0 | 0 | 7.73 | 7.73 | 3.0147 | 0 | 3.0147 | 6.9278e-16 | 3.0147
2016-09-22 09:00 | 0.081 | 0 | 3.497 | 0 | 8.584 | 256.4059 | 12 | 17.1793 | 3.6843 | 0 | 0 | 12.0182 | 5.1612 | 3.6843 | 0.6585 | 72.109 | 0 | 0 | 8.584 | 8.584 | 3.3478 | 0 | 3.3478 | 0 | 3.3478
2016-09-22 10:00 | 0.117 | 0 | 0 | 3.729 | 8.388 | 256.4059 | 12 | 17.1793 | 3.6843 | 0 | 0 | 12.0747 | 5.1047 | 3.6843 | 0.66005 | 72.448 | 0 | 0 | 8.388 | 12.117 | 3.2713 | 0 | 3.2713 | 1.4543 | 4.7256
2016-09-22 11:00 | 0.151 | 0 | 3.327 | 0 | 8.824 | 259.2672 | 12 | 17.1793 | 3.6843 | 0 | 0 | 12.1155 | 5.0638 | 3.6843 | 0.66117 | 72.693 | 0 | 0 | 8.824 | 8.824 | 3.4414 | 0 | 3.4414 | 0 | 3.4414
2016-09-22 12:00 | 0.166 | 0 | 2.933 | 0 | 9.233 | 261.7895 | 12 | 17.1793 | 3.6843 | 0 | 0 | 13.53 | 3.6493 | 3.6843 | 0.69995 | 71.897 | 5.431 | 1.8103 | 11.0433 | 11.0433 | 3.6009 | 0.70603 | 4.3069 | 0 | 4.3069
2016-09-22 13:00 | 0.125 | 0 | 2.603 | 0 | 9.522 | 264.0281 | 12 | 17.1793 | 3.6843 | 0 | 0 | 14.3432 | 2.8362 | 3.6843 | 0.72224 | 70.091 | 9.341 | 3.1137 | 12.6357 | 12.6357 | 3.7136 | 1.2143 | 4.9279 | 0 | 4.9279
2016-09-22 14:00 | 0.1 | 0 | 2.503 | 0 | 9.597 | 266.1807 | 12 | 17.1793 | 3.6843 | 0 | 0 | 3.6063 | 13.573 | 3.6843 | 0.42787 | 0 | 12.658 | 4.2193 | 13.8163 | 13.8163 | 3.7428 | 1.6455 | 5.3884 | 0 | 5.3884
2016-09-22 15:00 | 0.093 | 0 | 2.324 | 0 | 9.769 | 268.1793 | 12 | 17.1793 | 3.6843 | 0 | 0 | 15.5412 | 1.6382 | 3.6843 | 0.75509 | 67.43 | 15.103 | 5.0343 | 14.8033 | 14.8033 | 3.8099 | 1.9634 | 5.7733 | 0 | 5.7733
2016-09-22 16:00 | 0.074 | 0 | 0 | 2.141 | 9.933 | 268.1793 | 12 | 17.1793 | 3.6843 | 0 | 0 | 15.8987 | 1.2807 | 3.6843 | 0.76489 | 66.636 | 16.822 | 5.6073 | 15.5403 | 17.6813 | 3.8739 | 2.1869 | 6.0607 | 0.83499 | 6.8957
2016-09-22 17:00 | 0.047 | 0 | 0 | 2.276 | 9.771 | 268.1793 | 12 | 17.1793 | 3.6843 | 0 | 0 | 11.0198 | 6.1595 | 3.6843 | 0.63113 | 66.119 | 0 | 0 | 9.771 | 12.047 | 3.8107 | 0 | 3.8107 | 0.88764 | 4.6983
2016-09-22 18:00 | 0.01 | 0 | 0 | 1.267 | 10.743 | 268.1793 | 12 | 17.1793 | 3.6843 | 0 | 0 | 10.9913 | 6.188 | 3.6843 | 0.63035 | 65.948 | 0 | 0 | 10.743 | 12.01 | 4.1898 | 0 | 4.1898 | 0.49413 | 4.6839
2016-09-22 19:00 | 0 | 1.22 | 0 | 0 | 16.22 | 266.7607 | 15 | 21.4742 | 4.6053 | 0 | 0 | 11.023 | 10.4512 | 4.6053 | 0.57077 | 66.138 | 0 | 0 | 16.22 | 16.22 | 6.3258 | 0 | 6.3258 | 0 | 6.3258
2016-09-22 20:00 | 0 | 5.483 | 0 | 0 | 20.483 | 260.3852 | 15 | 21.4742 | 4.6053 | 0 | 0 | 0 | 21.4742 | 4.6053 | 0.329 | 0 | 0 | 0 | 20.483 | 20.483 | 7.9884 | 0 | 7.9884 | 0 | 7.9884
2016-09-22 21:00 | 0 | 5.062 | 0 | 0 | 20.062 | 254.4991 | 15 | 21.4742 | 4.6053 | 0 | 0 | 0 | 21.4742 | 4.6053 | 0.329 | 0 | 0 | 0 | 20.062 | 20.062 | 7.8242 | 0 | 7.8242 | 0 | 7.8242
2016-09-22 22:00 | 0 | 4.889 | 0 | 0 | 19.889 | 248.8142 | 15 | 21.4742 | 4.6053 | 0 | 0 | 0 | 21.4742 | 4.6053 | 0.329 | 0 | 0 | 0 | 19.889 | 19.889 | 7.7567 | 0 | 7.7567 | 0 | 7.7567
2016-09-22 23:00 | 0 | 2.809 | 0 | 0 | 17.809 | 245.548 | 15 | 21.4742 | 4.6053 | 0 | 0 | 0 | 21.4742 | 4.6053 | 0.329 | 0 | 0 | 0 | 17.809 | 17.809 | 6.9455 | 0 | 6.9455 | 0 | 6.9455
2016-09-23 | 0 | 0.525 | 0 | 0 | 15.525 | 244.9375 | 15 | 21.4742 | 4.6053 | 0 | 0 | 2.4353 | 19.0388 | 4.6053 | 0.38241 | 0 | 8.548 | 2.8493 | 18.3743 | 18.3743 | 6.0548 | 1.1112 | 7.166 | 0 | 7.166
2016-09-23 01:00 | 0 | 0 | 0 | 0 | 12.933 | 244.9375 | 12.933 | 18.515 | 3.9707 | 0 | 0 | 2.1582 | 16.3569 | 3.9707 | 0.3839 | 0 | 7.575 | 2.525 | 15.458 | 15.458 | 5.0439 | 0.98475 | 6.0286 | 0 | 6.0286
2016-09-23 02:00 | 0 | 0 | 0 | 0.244 | 11.756 | 244.9375 | 12 | 17.1793 | 3.6843 | 0 | 0 | 1.8192 | 15.3602 | 3.6843 | 0.37888 | 0 | 6.385 | 2.1283 | 13.8843 | 14.1283 | 4.5848 | 0.83005 | 5.4149 | 0.09516 | 5.5101
2016-09-23 03:00 | 0 | 0 | 0 | 0.238 | 11.762 | 244.9375 | 12 | 17.1793 | 3.6843 | 0 | 0 | 1.5968 | 15.5825 | 3.6843 | 0.37278 | 0 | 5.605 | 1.8683 | 13.6303 | 13.8683 | 4.5872 | 0.72865 | 5.3158 | 0.09282 | 5.4087
2016-09-23 04:00 | 0 | 0 | 0 | 0.727 | 11.273 | 244.9375 | 12 | 17.1793 | 3.6843 | 0 | 0 | 1.4738 | 15.7055 | 3.6843 | 0.36941 | 0 | 5.173 | 1.7243 | 12.9973 | 13.7243 | 4.3965 | 0.67249 | 5.069 | 0.28353 | 5.3525
2016-09-23 05:00 | 0 | 0 | 0 | 1.869 | 10.131 | 244.9375 | 12 | 17.1793 | 3.6843 | 0 | 0 | 0 | 17.1793 | 3.6843 | 0.329 | 0 | 0 | 0 | 10.131 | 12 | 3.9511 | 0 | 3.9511 | 0.72891 | 4.68
2016-09-23 06:00 | 0 | 0 | 0 | 2.821 | 9.179 | 244.9375 | 12 | 17.1793 | 3.6843 | 0 | 0 | 0 | 17.1793 | 3.6843 | 0.329 | 0 | 0 | 0 | 9.179 | 12 | 3.5798 | 0 | 3.5798 | 1.1002 | 4.68
2016-09-23 07:00 | 0.004 | 0 | 0 | 4.214 | 7.79 | 244.9375 | 12 | 17.1793 | 3.6843 | 0 | 0 | 0 | 17.1793 | 3.6843 | 0.329 | 0 | 0 | 0 | 7.79 | 12.004 | 3.0381 | 0 | 3.0381 | 1.6435 | 4.6816
2016-09-23 08:00 | 0.022 | 0 | 4.494 | 0 | 7.528 | 248.8023 | 12 | 17.1793 | 3.6843 | 0 | 0 | 0 | 17.1793 | 3.6843 | 0.329 | 0 | 0 | 0 | 7.528 | 7.528 | 2.9359 | 0 | 2.9359 | 0 | 2.9359
2016-09-23 09:00 | 0.054 | 0 | 0 | 4.02 | 8.034 | 248.8023 | 12 | 17.1793 | 3.6843 | 0 | 0 | 12.1355 | 5.0438 | 3.6843 | 0.66171 | 72.813 | 0 | 0 | 8.034 | 12.054 | 3.1333 | 0 | 3.1333 | 1.5678 | 4.7011
2016-09-23 10:00 | 0.079 | 0 | 0 | 3.813 | 8.266 | 248.8023 | 12 | 17.1793 | 3.6843 | 0 | 0 | 12.1638 | 5.0155 | 3.6843 | 0.66249 | 72.983 | 0 | 0 | 8.266 | 12.079 | 3.2237 | 0 | 3.2237 | 1.4871 | 4.7108
2016-09-23 11:00 | 0.081 | 0 | 0 | 3.552 | 8.529 | 248.8023 | 12 | 17.1793 | 3.6843 | 0 | 0 | 12.187 | 4.9923 | 3.6843 | 0.66313 | 73.122 | 0 | 0 | 8.529 | 12.081 | 3.3263 | 0 | 3.3263 | 1.3853 | 4.7116
2016-09-23 12:00 | 0.117 | 0 | 0 | 2.84 | 9.277 | 248.8023 | 12 | 17.1793 | 3.6843 | 0 | 0 | 13.2642 | 3.9152 | 3.6843 | 0.69266 | 72.487 | 4.152 | 1.384 | 10.661 | 13.501 | 3.618 | 0.53976 | 4.1578 | 1.1076 | 5.2654
2016-09-23 13:00 | 0.131 | 0 | 0 | 2.414 | 9.717 | 248.8023 | 12 | 17.1793 | 3.6843 | 0 | 0 | 14.0192 | 3.1602 | 3.6843 | 0.71336 | 70.811 | 7.783 | 2.5943 | 12.3113 | 14.7253 | 3.7896 | 1.0118 | 4.8014 | 0.94146 | 5.7429
2016-09-23 14:00 | 0.116 | 0 | 0 | 1.368 | 10.748 | 248.8023 | 12 | 17.1793 | 3.6843 | 0 | 0 | 3.3343 | 13.845 | 3.6843 | 0.42042 | 0 | 11.703 | 3.901 | 14.649 | 16.017 | 4.1917 | 1.5214 | 5.7131 | 0.53352 | 6.2466
2016-09-23 15:00 | 0.088 | 0 | 0 | 1.67 | 10.418 | 248.8023 | 12 | 17.1793 | 3.6843 | 0 | 0 | 15.4375 | 1.7418 | 3.6843 | 0.75224 | 67.66 | 14.604 | 4.868 | 15.286 | 16.956 | 4.063 | 1.8985 | 5.9615 | 0.6513 | 6.6128
2016-09-23 16:00 | 0.037 | 0 | 0 | 2.328 | 9.709 | 248.8023 | 12 | 17.1793 | 3.6843 | 0 | 0 | 15.7997 | 1.3797 | 3.6843 | 0.76217 | 66.856 | 16.346 | 5.4487 | 15.1577 | 17.4857 | 3.7865 | 2.125 | 5.9115 | 0.90792 | 6.8194
2016-09-23 17:00 | 0.015 | 0 | 0 | 2.523 | 9.492 | 248.8023 | 12 | 17.1793 | 3.6843 | 0 | 0 | 11.0645 | 6.1148 | 3.6843 | 0.63235 | 66.387 | 0 | 0 | 9.492 | 12.015 | 3.7019 | 0 | 3.7019 | 0.98397 | 4.6858
2016-09-23 18:00 | 0.002 | 0 | 0 | 1.903 | 10.099 | 248.8023 | 12 | 17.1793 | 3.6843 | 0 | 0 | 11.0382 | 6.1412 | 3.6843 | 0.63163 | 66.229 | 0 | 0 | 10.099 | 12.002 | 3.9386 | 0 | 3.9386 | 0.74217 | 4.6808
2016-09-23 19:00 | 0 | 0.533 | 0 | 0 | 15.533 | 248.1826 | 15 | 21.4742 | 4.6053 | 0 | 0 | 11.0662 | 10.408 | 4.6053 | 0.57172 | 66.397 | 0 | 0 | 15.533 | 15.533 | 6.0579 | 0 | 6.0579 | 0 | 6.0579
2016-09-23 20:00 | 0 | 4.351 | 0 | 0 | 19.351 | 243.1233 | 15 | 21.4742 | 4.6053 | 0 | 0 | 0 | 21.4742 | 4.6053 | 0.329 | 0 | 0 | 0 | 19.351 | 19.351 | 7.5469 | 0 | 7.5469 | 0 | 7.5469
2016-09-23 21:00 | 0 | 3.98 | 0 | 0 | 18.98 | 238.4953 | 15 | 21.4742 | 4.6053 | 0 | 0 | 0 | 21.4742 | 4.6053 | 0.329 | 0 | 0 | 0 | 18.98 | 18.98 | 7.4022 | 0 | 7.4022 | 0 | 7.4022
2016-09-23 22:00 | 0 | 3.403 | 0 | 0 | 18.403 | 234.5384 | 15 | 21.4742 | 4.6053 | 0 | 0 | 0 | 21.4742 | 4.6053 | 0.329 | 0 | 0 | 0 | 18.403 | 18.403 | 7.1772 | 0 | 7.1772 | 0 | 7.1772
2016-09-23 23:00 | 0 | 1.977 | 0 | 0 | 16.977 | 232.2395 | 15 | 21.4742 | 4.6053 | 0 | 0 | 0 | 21.4742 | 4.6053 | 0.329 | 0 | 0 | 0 | 16.977 | 16.977 | 6.621 | 0 | 6.621 | 0 | 6.621
2016-09-24 | 0 | 0.206 | 0 | 0 | 15.206 | 232 | 15 | 21.4742 | 4.6053 | 0 | 0 | 1.4403 | 20.0338 | 4.6053 | 0.36059 | 0 | 5.055 | 1.685 | 16.891 | 16.891 | 5.9303 | 0.65715 | 6.5875 | 0 | 6.5875
2016-09-24 01:00 | 0 | 0 | 0 | 0 | 13.099 | 232 | 13.099 | 18.7527 | 4.0217 | 0 | 0 | 1.2782 | 17.4745 | 4.0217 | 0.3611 | 0 | 4.486 | 1.4953 | 14.5943 | 14.5943 | 5.1086 | 0.58318 | 5.6918 | 0 | 5.6918
2016-09-24 02:00 | 0 | 0 | 0 | 0 | 12.354 | 232 | 12.354 | 17.6861 | 3.7929 | 0 | 0 | 1.2395 | 16.4466 | 3.7929 | 0.36201 | 0 | 4.351 | 1.4503 | 13.8043 | 13.8043 | 4.8181 | 0.56563 | 5.3837 | 0 | 5.3837
2016-09-24 03:00 | 0 | 0 | 0 | 0 | 12.074 | 232 | 12.074 | 17.2853 | 3.707 | 0 | 0 | 1.0565 | 16.2288 | 3.707 | 0.35779 | 0 | 3.708 | 1.236 | 13.31 | 13.31 | 4.7089 | 0.48204 | 5.1909 | 0 | 5.1909
2016-09-24 04:00 | 0 | 0 | 0 | 0.793 | 11.207 | 232 | 12 | 17.1793 | 3.6843 | 0 | 0 | 0.946 | 16.2333 | 3.6843 | 0.35494 | 0 | 3.321 | 1.107 | 12.314 | 13.107 | 4.3707 | 0.43173 | 4.8025 | 0.30927 | 5.1117
2016-09-24 05:00 | 0 | 0 | 0 | 1.449 | 10.551 | 232 | 12 | 17.1793 | 3.6843 | 0 | 0 | 0 | 17.1793 | 3.6843 | 0.329 | 0 | 0 | 0 | 10.551 | 12 | 4.1149 | 0 | 4.1149 | 0.56511 | 4.68
2016-09-24 06:00 | 0 | 0 | 0 | 2.584 | 9.416 | 232 | 12 | 17.1793 | 3.6843 | 0 | 0 | 0 | 17.1793 | 3.6843 | 0.329 | 0 | 0 | 0 | 9.416 | 12 | 3.6722 | 0 | 3.6722 | 1.0078 | 4.68
2016-09-24 07:00 | 0.005 | 0 | 0 | 4.034 | 7.971 | 232 | 12 | 17.1793 | 3.6843 | 0 | 0 | 0 | 17.1793 | 3.6843 | 0.329 | 0 | 0 | 0 | 7.971 | 12.005 | 3.1087 | 0 | 3.1087 | 1.5733 | 4.6819
2016-09-24 08:00 | 0.023 | 0 | 0 | 4.197 | 7.826 | 232 | 12 | 17.1793 | 3.6843 | 0 | 0 | 0 | 17.1793 | 3.6843 | 0.329 | 0 | 0 | 0 | 7.826 | 12.023 | 3.0521 | 0 | 3.0521 | 1.6368 | 4.689
2016-09-24 09:00 | 0.062 | 0 | 0 | 3.496 | 8.566 | 232 | 12 | 17.1793 | 3.6843 | 0 | 0 | 12.362 | 4.8173 | 3.6843 | 0.66792 | 74.172 | 0 | 0 | 8.566 | 12.062 | 3.3407 | 0 | 3.3407 | 1.3634 | 4.7042
2016-09-24 10:00 | 0.09 | 0 | 3.39 | 0 | 8.7 | 234.9154 | 12 | 17.1793 | 3.6843 | 0 | 0 | 12.397 | 4.7823 | 3.6843 | 0.66888 | 74.382 | 0 | 0 | 8.7 | 8.7 | 3.393 | 0 | 3.393 | 0 | 3.393
2016-09-24 11:00 | 0.096 | 0 | 3.242 | 0 | 8.854 | 237.7035 | 12 | 17.1793 | 3.6843 | 0 | 0 | 12.4278 | 4.7515 | 3.6843 | 0.66973 | 74.567 | 0 | 0 | 8.854 | 8.854 | 3.4531 | 0 | 3.4531 | 0 | 3.4531
2016-09-24 12:00 | 0.091 | 0 | 2.872 | 0 | 9.219 | 240.1734 | 12 | 17.1793 | 3.6843 | 0 | 0 | 12.7812 | 4.3982 | 3.6843 | 0.67942 | 73.56 | 1.829 | 0.60967 | 9.8287 | 9.8287 | 3.5954 | 0.23777 | 3.8332 | 0 | 3.8332
2016-09-24 13:00 | 0.1 | 0 | 2.653 | 0 | 9.447 | 242.455 | 12 | 17.1793 | 3.6843 | 0 | 0 | 13.8012 | 3.3782 | 3.6843 | 0.70738 | 71.295 | 6.735 | 2.245 | 11.692 | 11.692 | 3.6843 | 0.87555 | 4.5599 | 0 | 4.5599
2016-09-24 14:00 | 0.082 | 0 | 0 | 1.798 | 10.284 | 242.455 | 12 | 17.1793 | 3.6843 | 0 | 0 | 3.439 | 13.7403 | 3.6843 | 0.42329 | 0 | 12.071 | 4.0237 | 14.3077 | 16.1057 | 4.0108 | 1.5692 | 5.58 | 0.70122 | 6.2812
2016-09-24 15:00 | 0.065 | 0 | 0.055505 | 1.5985 | 10.411 | 242.5028 | 12 | 17.1793 | 3.6843 | 0 | 0 | 15.5112 | 1.6682 | 3.6843 | 0.75426 | 67.497 | 14.959 | 4.9863 | 15.3973 | 16.9958 | 4.0603 | 1.9447 | 6.005 | 0.62341 | 6.6284
2016-09-24 16:00 | 0.044 | 0 | 2.029 | 0 | 10.015 | 244.2477 | 12 | 17.1793 | 3.6843 | 0 | 0 | 15.8975 | 1.2818 | 3.6843 | 0.76486 | 66.639 | 16.816 | 5.6053 | 15.6203 | 15.6203 | 3.9059 | 2.1861 | 6.0919 | 0 | 6.0919
2016-09-24 17:00 | 0.026 | 0 | 2.486 | 0 | 9.54 | 246.3857 | 12 | 17.1793 | 3.6843 | 0 | 0 | 11.0218 | 6.1575 | 3.6843 | 0.63118 | 66.131 | 0 | 0 | 9.54 | 9.54 | 3.7206 | 0 | 3.7206 | 0 | 3.7206
2016-09-24 18:00 | 0.006 | 0 | 1.879 | 0 | 10.127 | 248.0016 | 12 | 17.1793 | 3.6843 | 0 | 0 | 10.9893 | 6.19 | 3.6843 | 0.63029 | 65.936 | 0 | 0 | 10.127 | 10.127 | 3.9495 | 0 | 3.9495 | 0 | 3.9495
2016-09-24 19:00 | 0 | 0.757 | 0 | 0 | 15.757 | 247.1214 | 15 | 21.4742 | 4.6053 | 0 | 0 | 11.0072 | 10.467 | 4.6053 | 0.57042 | 66.043 | 0 | 0 | 15.757 | 15.757 | 6.1452 | 0 | 6.1452 | 0 | 6.1452
2016-09-24 20:00 | 0 | 5.239 | 0 | 0 | 20.239 | 241.0295 | 15 | 21.4742 | 4.6053 | 0 | 0 | 0 | 21.4742 | 4.6053 | 0.329 | 0 | 0 | 0 | 20.239 | 20.239 | 7.8932 | 0 | 7.8932 | 0 | 7.8932
2016-09-24 21:00 | 0 | 0 | 0 | 5.327 | 21.673 | 241.0295 | 27 | 38.6535 | 8.2896 | 0 | 0 | 0 | 38.6535 | 8.2896 | 0.329 | 0 | 0 | 0 | 21.673 | 27 | 8.4525 | 0 | 8.4525 | 2.0775 | 10.53
2016-09-24 22:00 | 0 | 4.456 | 0 | 0 | 19.456 | 235.8481 | 15 | 21.4742 | 4.6053 | 0 | 0 | 0 | 21.4742 | 4.6053 | 0.329 | 0 | 0 | 0 | 19.456 | 19.456 | 7.5878 | 0 | 7.5878 | 0 | 7.5878
2016-09-24 23:00 | 0 | 2.041 | 0 | 0 | 17.041 | 233.4749 | 15 | 21.4742 | 4.6053 | 0 | 0 | 0 | 21.4742 | 4.6053 | 0.329 | 0 | 0 | 0 | 17.041 | 17.041 | 6.646 | 0 | 6.646 | 0 | 6.646
2016-09-25 | 0 | 0 | 0 | 0 | 14.45 | 233.4749 | 14.45 | 20.6868 | 4.4365 | 0 | 0 | 1.8003 | 18.8864 | 4.4365 | 0.36999 | 0 | 6.319 | 2.1063 | 16.5563 | 16.5563 | 5.6355 | 0.82147 | 6.457 | 0 | 6.457
2016-09-25 01:00 | 0 | 0 | 0 | 0 | 12.765 | 233.4749 | 12.765 | 18.2745 | 3.9191 | 0 | 0 | 1.8737 | 16.4008 | 3.9191 | 0.37729 | 0 | 6.577 | 2.1923 | 14.9573 | 14.9573 | 4.9784 | 0.85501 | 5.8334 | 0 | 5.8334
2016-09-25 02:00 | 0 | 0 | 0 | 0 | 12.048 | 233.4749 | 12.048 | 17.248 | 3.699 | 0 | 0 | 1.7403 | 15.5077 | 3.699 | 0.37652 | 0 | 6.108 | 2.036 | 14.084 | 14.084 | 4.6987 | 0.79404 | 5.4928 | 0 | 5.4928
2016-09-25 03:00 | 0 | 0 | 0 | 0.322 | 11.678 | 233.4749 | 12 | 17.1793 | 3.6843 | 0 | 0 | 1.4312 | 15.7482 | 3.6843 | 0.36824 | 0 | 5.023 | 1.6743 | 13.3523 | 13.6743 | 4.5544 | 0.65299 | 5.2074 | 0.12558 | 5.333
2016-09-25 04:00 | 0 | 0 | 0 | 0.319 | 11.681 | 233.4749 | 12 | 17.1793 | 3.6843 | 0 | 0 | 1.1947 | 15.9847 | 3.6843 | 0.36175 | 0 | 4.193 | 1.3977 | 13.0787 | 13.3977 | 4.5556 | 0.54509 | 5.1007 | 0.12441 | 5.2251
2016-09-25 05:00 | 0 | 0 | 0 | 1.588 | 10.412 | 233.4749 | 12 | 17.1793 | 3.6843 | 0 | 0 | 0 | 17.1793 | 3.6843 | 0.329 | 0 | 0 | 0 | 10.412 | 12 | 4.0607 | 0 | 4.0607 | 0.61932 | 4.68
2016-09-25 06:00 | 0 | 0 | 2.862 | 1.7764e-15 | 9.138 | 235.9362 | 12 | 17.1793 | 3.6843 | 0 | 0 | 0 | 17.1793 | 3.6843 | 0.329 | 0 | 0 | 0 | 9.138 | 9.138 | 3.5638 | 0 | 3.5638 | 6.9278e-16 | 3.5638
2016-09-25 07:00 | 0.003 | 0 | 0 | 4.284 | 7.719 | 235.9362 | 12 | 17.1793 | 3.6843 | 0 | 0 | 0 | 17.1793 | 3.6843 | 0.329 | 0 | 0 | 0 | 7.719 | 12.003 | 3.0104 | 0 | 3.0104 | 1.6708 | 4.6812
2016-09-25 08:00 | 0.036 | 0 | 4.336 | 0 | 7.7 | 239.6651 | 12 | 17.1793 | 3.6843 | 0 | 0 | 0 | 17.1793 | 3.6843 | 0.329 | 0 | 0 | 0 | 7.7 | 7.7 | 3.003 | 0 | 3.003 | 0 | 3.003
2016-09-25 09:00 | 0.065 | 0 | 0 | 3.713 | 8.352 | 239.6651 | 12 | 17.1793 | 3.6843 | 0 | 0 | 12.3778 | 4.8015 | 3.6843 | 0.66836 | 74.267 | 0 | 0 | 8.352 | 12.065 | 3.2573 | 0 | 3.2573 | 1.4481 | 4.7054
2016-09-25 10:00 | 0.085 | 0 | 3.815 | 1.7764e-15 | 8.27 | 242.946 | 12 | 17.1793 | 3.6843 | 0 | 0 | 12.4087 | 4.7707 | 3.6843 | 0.6692 | 74.452 | 0 | 0 | 8.27 | 8.27 | 3.2253 | 0 | 3.2253 | 6.9278e-16 | 3.2253
2016-09-25 11:00 | 0.095 | 0 | 3.469 | 0 | 8.626 | 245.9294 | 12 | 17.1793 | 3.6843 | 0 | 0 | 12.4462 | 4.7332 | 3.6843 | 0.67023 | 74.677 | 0 | 0 | 8.626 | 8.626 | 3.3641 | 0 | 3.3641 | 0 | 3.3641
2016-09-25 12:00 | 0.11 | 0 | 2.5 | 0 | 9.61 | 248.0794 | 12 | 17.1793 | 3.6843 | 0 | 0 | 12.6838 | 4.4955 | 3.6843 | 0.67675 | 73.776 | 1.361 | 0.45367 | 10.0637 | 10.0637 | 3.7479 | 0.17693 | 3.9248 | 0 | 3.9248
2016-09-25 13:00 | 0.111 | 0 | 2.378 | 0 | 9.733 | 250.1245 | 12 | 17.1793 | 3.6843 | 0 | 0 | 13.8528 | 3.3265 | 3.6843 | 0.7088 | 71.18 | 6.983 | 2.3277 | 12.0607 | 12.0607 | 3.7959 | 0.90779 | 4.7037 | 0 | 4.7037
2016-09-25 14:00 | 0.114 | 0 | 1.768 | 0 | 10.346 | 251.6449 | 12 | 17.1793 | 3.6843 | 0 | 0 | 3.5662 | 13.6132 | 3.6843 | 0.42677 | 0 | 12.517 | 4.1723 | 14.5183 | 14.5183 | 4.0349 | 1.6272 | 5.6621 | 0 | 5.6621
2016-09-25 15:00 | 0.103 | 0 | 2.132 | 0 | 9.971 | 253.4785 | 12 | 17.1793 | 3.6843 | 0 | 0 | 15.7727 | 1.4067 | 3.6843 | 0.76143 | 66.916 | 16.216 | 5.4053 | 15.3763 | 15.3763 | 3.8887 | 2.1081 | 5.9968 | 0 | 5.9968
2016-09-25 16:00 | 0.073 | 0 | 2.024 | 0 | 10.049 | 255.2191 | 12 | 17.1793 | 3.6843 | 0 | 0 | 16.1733 | 1.006 | 3.6843 | 0.77242 | 66.026 | 18.143 | 6.0477 | 16.0967 | 16.0967 | 3.9191 | 2.3586 | 6.2777 | 0 | 6.2777
2016-09-25 17:00 | 0.043 | 0 | 2.444 | 0 | 9.599 | 257.3209 | 12 | 17.1793 | 3.6843 | 0 | 0 | 10.9308 | 6.2485 | 3.6843 | 0.62869 | 65.585 | 0 | 0 | 9.599 | 9.599 | 3.7436 | 0 | 3.7436 | 0 | 3.7436
2016-09-25 18:00 | 0.01 | 0 | 0 | 1.553 | 10.457 | 257.3209 | 12 | 17.1793 | 3.6843 | 0 | 0 | 10.9087 | 6.2707 | 3.6843 | 0.62808 | 65.452 | 0 | 0 | 10.457 | 12.01 | 4.0782 | 0 | 4.0782 | 0.60567 | 4.6839
2016-09-25 19:00 | 0 | 1.188 | 0 | 0 | 16.188 | 255.9395 | 15 | 21.4742 | 4.6053 | 0 | 0 | 10.9355 | 10.5387 | 4.6053 | 0.56885 | 65.613 | 0 | 0 | 16.188 | 16.188 | 6.3133 | 0 | 6.3133 | 0 | 6.3133
2016-09-25 20:00 | 0 | 5.941 | 0 | 0 | 20.941 | 249.0314 | 15 | 21.4742 | 4.6053 | 0 | 0 | 0 | 21.4742 | 4.6053 | 0.329 | 0 | 0 | 0 | 20.941 | 20.941 | 8.167 | 0 | 8.167 | 0 | 8.167
2016-09-25 21:00 | 0 | 5.477 | 0 | 0 | 20.477 | 242.6628 | 15 | 21.4742 | 4.6053 | 0 | 0 | 0 | 21.4742 | 4.6053 | 0.329 | 0 | 0 | 0 | 20.477 | 20.477 | 7.986 | 0 | 7.986 | 0 | 7.986
2016-09-25 22:00 | 0 | 5.046 | 0 | 0 | 20.046 | 236.7953 | 15 | 21.4742 | 4.6053 | 0 | 0 | 0 | 21.4742 | 4.6053 | 0.329 | 0 | 0 | 0 | 20.046 | 20.046 | 7.8179 | 0 | 7.8179 | 0 | 7.8179
2016-09-25 23:00 | 0 | 3.177 | 0 | 0 | 18.177 | 233.1012 | 15 | 21.4742 | 4.6053 | 0 | 0 | 0 | 21.4742 | 4.6053 | 0.329 | 0 | 0 | 0 | 18.177 | 18.177 | 7.089 | 0 | 7.089 | 0 | 7.089
2016-09-26 | 0 | 0.947 | 0 | 0 | 15.947 | 232 | 15 | 21.4742 | 4.6053 | 0 | 0 | 1.792 | 19.6822 | 4.6053 | 0.3683 | 0 | 6.29 | 2.0967 | 18.0437 | 18.0437 | 6.2193 | 0.8177 | 7.037 | 0 | 7.037
2016-09-26 01:00 | 0 | 0 | 0 | 0 | 13.891 | 232 | 13.891 | 19.8865 | 4.2648 | 0 | 0 | 1.7607 | 18.1258 | 4.2648 | 0.3707 | 0 | 6.18 | 2.06 | 15.951 | 15.951 | 5.4175 | 0.8034 | 6.2209 | 0 | 6.2209
2016-09-26 02:00 | 0 | 0 | 0 | 0 | 12.428 | 232 | 12.428 | 17.7921 | 3.8157 | 0 | 0 | 1.7113 | 16.0807 | 3.8157 | 0.3743 | 0 | 6.007 | 2.0023 | 14.4303 | 14.4303 | 4.8469 | 0.78091 | 5.6278 | 0 | 5.6278
2016-09-26 03:00 | 0 | 0 | 0 | 0.32 | 11.68 | 232 | 12 | 17.1793 | 3.6843 | 0 | 0 | 1.5702 | 15.6092 | 3.6843 | 0.37205 | 0 | 5.511 | 1.837 | 13.517 | 13.837 | 4.5552 | 0.71643 | 5.2716 | 0.1248 | 5.3964
2016-09-26 04:00 | 0 | 0 | 0 | 0.717 | 11.283 | 232 | 12 | 17.1793 | 3.6843 | 0 | 0 | 1.4572 | 15.7222 | 3.6843 | 0.36895 | 0 | 5.115 | 1.705 | 12.988 | 13.705 | 4.4004 | 0.66495 | 5.0653 | 0.27963 | 5.3449
2016-09-26 05:00 | 0 | 0 | 0 | 1.677 | 10.323 | 232 | 12 | 17.1793 | 3.6843 | 0 | 0 | 0 | 17.1793 | 3.6843 | 0.329 | 0 | 0 | 0 | 10.323 | 12 | 4.026 | 0 | 4.026 | 0.65403 | 4.68
2016-09-26 06:00 | 0 | 0 | 0 | 2.831 | 9.169 | 232 | 12 | 17.1793 | 3.6843 | 0 | 0 | 0 | 17.1793 | 3.6843 | 0.329 | 0 | 0 | 0 | 9.169 | 12 | 3.5759 | 0 | 3.5759 | 1.1041 | 4.68
2016-09-26 07:00 | 0.006 | 0 | 4.474 | 0 | 7.532 | 235.8476 | 12 | 17.1793 | 3.6843 | 0 | 0 | 0 | 17.1793 | 3.6843 | 0.329 | 0 | 0 | 0 | 7.532 | 7.532 | 2.9375 | 0 | 2.9375 | 0 | 2.9375
2016-09-26 08:00 | 0.056 | 0 | 4.441 | 0 | 7.615 | 239.6669 | 12 | 17.1793 | 3.6843 | 0 | 0 | 0 | 17.1793 | 3.6843 | 0.329 | 0 | 0 | 0 | 7.615 | 7.615 | 2.9699 | 0 | 2.9699 | 0 | 2.9699
2016-09-26 09:00 | 0.082 | 0 | 0 | 3.668 | 8.414 | 239.6669 | 12 | 17.1793 | 3.6843 | 0 | 0 | 12.1915 | 4.9878 | 3.6843 | 0.66325 | 73.149 | 0 | 0 | 8.414 | 12.082 | 3.2815 | 0 | 3.2815 | 1.4305 | 4.712
2016-09-26 10:00 | 0.111 | 0 | 0 | 3.691 | 8.42 | 239.6669 | 12 | 17.1793 | 3.6843 | 0 | 0 | 12.1932 | 4.9862 | 3.6843 | 0.6633 | 73.159 | 0 | 0 | 8.42 | 12.111 | 3.2838 | 0 | 3.2838 | 1.4395 | 4.7233
2016-09-26 11:00 | 0.14 | 0 | 3.93 | 0 | 8.21 | 243.0467 | 12 | 17.1793 | 3.6843 | 0 | 0 | 12.208 | 4.9713 | 3.6843 | 0.6637 | 73.248 | 0 | 0 | 8.21 | 8.21 | 3.2019 | 0 | 3.2019 | 0 | 3.2019
2016-09-26 12:00 | 0.167 | 0 | 0 | 3.635 | 8.532 | 243.0467 | 12 | 17.1793 | 3.6843 | 0 | 0 | 13.1793 | 4 | 3.6843 | 0.69033 | 72.676 | 3.744 | 1.248 | 9.78 | 13.415 | 3.3275 | 0.48672 | 3.8142 | 1.4176 | 5.2318
2016-09-26 13:00 | 0.173 | 0 | 3.25 | 1.7764e-15 | 8.923 | 245.8417 | 12 | 17.1793 | 3.6843 | 0 | 0 | 14.2132 | 2.9662 | 3.6843 | 0.71868 | 70.38 | 8.716 | 2.9053 | 11.8283 | 11.8283 | 3.48 | 1.1331 | 4.6131 | 6.9278e-16 | 4.6131
2016-09-26 14:00 | 0.17 | 0 | 0 | 1.946 | 10.224 | 245.8417 | 12 | 17.1793 | 3.6843 | 0 | 0 | 3.7267 | 13.4527 | 3.6843 | 0.43117 | 0 | 13.081 | 4.3603 | 14.5843 | 16.5303 | 3.9874 | 1.7005 | 5.6879 | 0.75894 | 6.4468
2016-09-26 15:00 | 0.149 | 0 | 0 | 1.97 | 10.179 | 245.8417 | 12 | 17.1793 | 3.6843 | 0 | 0 | 15.7395 | 1.4398 | 3.6843 | 0.76052 | 66.99 | 16.057 | 5.3523 | 15.5313 | 17.5013 | 3.9698 | 2.0874 | 6.0572 | 0.7683 | 6.8255
2016-09-26 16:00 | 0.12 | 0 | 2.647 | 0 | 9.473 | 248.1181 | 12 | 17.1793 | 3.6843 | 0 | 0 | 16.1275 | 1.0518 | 3.6843 | 0.77116 | 66.128 | 17.923 | 5.9743 | 15.4473 | 15.4473 | 3.6945 | 2.33 | 6.0245 | 0 | 6.0245
2016-09-26 17:00 | 0.076 | 0 | 2.168 | 0.55905 | 9.349 | 249.9826 | 12 | 17.1793 | 3.6843 | 0 | 0 | 10.9455 | 6.2338 | 3.6843 | 0.62909 | 65.673 | 0 | 0 | 9.349 | 9.908 | 3.6461 | 0 | 3.6461 | 0.21803 | 3.8641
2016-09-26 18:00 | 0.015 | 0 | 0 | 2.115 | 9.9 | 249.9826 | 12 | 17.1793 | 3.6843 | 0 | 0 | 10.928 | 6.2513 | 3.6843 | 0.62861 | 65.568 | 0 | 0 | 9.9 | 12.015 | 3.861 | 0 | 3.861 | 0.82485 | 4.6859
2016-09-26 19:00 | 0 | 0.76 | 0 | 0 | 15.76 | 249.0988 | 15 | 21.4742 | 4.6053 | 0 | 0 | 10.9655 | 10.5087 | 4.6053 | 0.56951 | 65.793 | 0 | 0 | 15.76 | 15.76 | 6.1464 | 0 | 6.1464 | 0 | 6.1464
2016-09-26 20:00 | 0 | 5.406 | 0 | 0 | 20.406 | 242.8128 | 15 | 21.4742 | 4.6053 | 0 | 0 | 0 | 21.4742 | 4.6053 | 0.329 | 0 | 0 | 0 | 20.406 | 20.406 | 7.9583 | 0 | 7.9583 | 0 | 7.9583
2016-09-26 21:00 | 0 | 6.11 | 0 | 0 | 21.11 | 235.7081 | 15 | 21.4742 | 4.6053 | 0 | 0 | 0 | 21.4742 | 4.6053 | 0.329 | 0 | 0 | 0 | 21.11 | 21.11 | 8.2329 | 0 | 8.2329 | 0 | 8.2329
2016-09-26 22:00 | 0 | 0 | 0 | 5.782 | 21.218 | 235.7081 | 27 | 38.6535 | 8.2896 | 0 | 0 | 0 | 38.6535 | 8.2896 | 0.329 | 0 | 0 | 0 | 21.218 | 27 | 8.275 | 0 | 8.275 | 2.255 | 10.53
2016-09-26 23:00 | 0 | 2.969 | 0 | 0 | 17.969 | 232.2558 | 15 | 21.4742 | 4.6053 | 0 | 0 | 0 | 21.4742 | 4.6053 | 0.329 | 0 | 0 | 0 | 17.969 | 17.969 | 7.0079 | 0 | 7.0079 | 0 | 7.0079
2016-09-27 | 0 | 0.22 | 0 | 0 | 15.22 | 232 | 15 | 21.4742 | 4.6053 | 0 | 0 | 1.872 | 19.6022 | 4.6053 | 0.37006 | 0 | 6.571 | 2.1903 | 17.4103 | 17.4103 | 5.9358 | 0.85423 | 6.79 | 0 | 6.79
2016-09-27 01:00 | 0 | 0 | 0 | 0 | 12.894 | 232 | 12.894 | 18.4592 | 3.9587 | 0 | 0 | 1.501 | 16.9582 | 3.9587 | 0.3673 | 0 | 5.269 | 1.7563 | 14.6503 | 14.6503 | 5.0287 | 0.68497 | 5.7136 | 0 | 5.7136
2016-09-27 02:00 | 0 | 0 | 0 | 0.142 | 11.858 | 232 | 12 | 17.1793 | 3.6843 | 0 | 0 | 1.2727 | 15.9067 | 3.6843 | 0.36389 | 0 | 4.467 | 1.489 | 13.347 | 13.489 | 4.6246 | 0.58071 | 5.2053 | 0.05538 | 5.2607
2016-09-27 03:00 | 0 | 0 | 0 | 0 | 12.46 | 232 | 12.46 | 17.8379 | 3.8255 | 0 | 0 | 1.1297 | 16.7082 | 3.8255 | 0.35883 | 0 | 3.965 | 1.3217 | 13.7817 | 13.7817 | 4.8594 | 0.51545 | 5.3749 | 0 | 5.3749
2016-09-27 04:00 | 0 | 0 | 0 | 0 | 12.235 | 232 | 12.235 | 17.5158 | 3.7564 | 0 | 0 | 0.9745 | 16.5413 | 3.7564 | 0.3552 | 0 | 3.42 | 1.14 | 13.375 | 13.375 | 4.7717 | 0.4446 | 5.2162 | 0 | 5.2162
2016-09-27 05:00 | 0 | 0 | 0 | 0.942 | 11.058 | 232 | 12 | 17.1793 | 3.6843 | 0 | 0 | 0 | 17.1793 | 3.6843 | 0.329 | 0 | 0 | 0 | 11.058 | 12 | 4.3126 | 0 | 4.3126 | 0.36738 | 4.68
2016-09-27 06:00 | 0 | 0 | 0 | 2.514 | 9.486 | 232 | 12 | 17.1793 | 3.6843 | 0 | 0 | 0 | 17.1793 | 3.6843 | 0.329 | 0 | 0 | 0 | 9.486 | 12 | 3.6995 | 0 | 3.6995 | 0.98046 | 4.68
2016-09-27 07:00 | 0.006 | 0 | 0 | 3.805 | 8.201 | 232 | 12 | 17.1793 | 3.6843 | 0 | 0 | 0 | 17.1793 | 3.6843 | 0.329 | 0 | 0 | 0 | 8.201 | 12.006 | 3.1984 | 0 | 3.1984 | 1.484 | 4.6823
2016-09-27 08:00 | 0.058 | 0 | 4.435 | 0 | 7.623 | 235.8141 | 12 | 17.1793 | 3.6843 | 0 | 0 | 0 | 17.1793 | 3.6843 | 0.329 | 0 | 0 | 0 | 7.623 | 7.623 | 2.973 | 0 | 2.973 | 0 | 2.973
2016-09-27 09:00 | 0.108 | 0 | 4.093 | 0 | 8.015 | 239.3341 | 12 | 17.1793 | 3.6843 | 0 | 0 | 12.3885 | 4.7908 | 3.6843 | 0.66865 | 74.331 | 0 | 0 | 8.015 | 8.015 | 3.1258 | 0 | 3.1258 | 0 | 3.1258
2016-09-27 10:00 | 0.144 | 0 | 3.997 | 0 | 8.147 | 242.7715 | 12 | 17.1793 | 3.6843 | 0 | 0 | 12.4332 | 4.7462 | 3.6843 | 0.66988 | 74.599 | 0 | 0 | 8.147 | 8.147 | 3.1773 | 0 | 3.1773 | 0 | 3.1773
2016-09-27 11:00 | 0.159 | 0 | 2.6616 | 1.1164 | 8.381 | 245.0605 | 12 | 17.1793 | 3.6843 | 0 | 0 | 12.474 | 4.7053 | 3.6843 | 0.671 | 74.844 | 0 | 0 | 8.381 | 9.4974 | 3.2686 | 0 | 3.2686 | 0.4354 | 3.704
2016-09-27 12:00 | 0.172 | 0 | 0 | 3.092 | 9.08 | 245.0605 | 12 | 17.1793 | 3.6843 | 0 | 0 | 12.6812 | 4.4982 | 3.6843 | 0.67668 | 73.782 | 1.348 | 0.44933 | 9.5293 | 12.6213 | 3.5412 | 0.17524 | 3.7164 | 1.2059 | 4.9223
2016-09-27 13:00 | 0.17 | 0 | 0 | 2.708 | 9.462 | 245.0605 | 12 | 17.1793 | 3.6843 | 0 | 0 | 13.739 | 3.4403 | 3.6843 | 0.70568 | 71.433 | 6.436 | 2.1453 | 11.6073 | 14.3153 | 3.6902 | 0.83668 | 4.5269 | 1.0561 | 5.583
2016-09-27 14:00 | 0.154 | 0 | 0 | 2.055 | 10.099 | 245.0605 | 12 | 17.1793 | 3.6843 | 0 | 0 | 3.5013 | 13.678 | 3.6843 | 0.42499 | 0 | 12.289 | 4.0963 | 14.1953 | 16.2503 | 3.9386 | 1.5976 | 5.5362 | 0.80145 | 6.3376
2016-09-27 15:00 | 0.137 | 0 | 0 | 2.038 | 10.099 | 245.0605 | 12 | 17.1793 | 3.6843 | 0 | 0 | 15.7678 | 1.4115 | 3.6843 | 0.7613 | 66.927 | 16.193 | 5.3977 | 15.4967 | 17.5347 | 3.9386 | 2.1051 | 6.0437 | 0.79482 | 6.8385
2016-09-27 16:00 | 0.111 | 0 | 0 | 2.266 | 9.845 | 245.0605 | 12 | 17.1793 | 3.6843 | 0 | 0 | 16.1857 | 0.99366 | 3.6843 | 0.77276 | 65.999 | 18.203 | 6.0677 | 15.9127 | 18.1787 | 3.8396 | 2.3664 | 6.2059 | 0.88374 | 7.0897
2016-09-27 17:00 | 0.071 | 0 | 0 | 1.952 | 10.119 | 245.0605 | 12 | 17.1793 | 3.6843 | 0 | 0 | 10.9228 | 6.2565 | 3.6843 | 0.62847 | 65.537 | 0 | 0 | 10.119 | 12.071 | 3.9464 | 0 | 3.9464 | 0.76128 | 4.7077
2016-09-27 18:00 | 0.016 | 0 | 0 | 1.431 | 10.585 | 245.0605 | 12 | 17.1793 | 3.6843 | 0 | 0 | 10.9008 | 6.2785 | 3.6843 | 0.62786 | 65.405 | 0 | 0 | 10.585 | 12.016 | 4.1282 | 0 | 4.1282 | 0.55809 | 4.6862
2016-09-27 19:00 | 0 | 2.051 | 0 | 0 | 17.051 | 242.6756 | 15 | 21.4742 | 4.6053 | 0 | 0 | 10.9287 | 10.5455 | 4.6053 | 0.5687 | 65.572 | 0 | 0 | 17.051 | 17.051 | 6.6499 | 0 | 6.6499 | 0 | 6.6499
2016-09-27 20:00 | 0 | 0 | 0 | 5.772 | 21.228 | 242.6756 | 27 | 38.6535 | 8.2896 | 0 | 0 | 0 | 38.6535 | 8.2896 | 0.329 | 0 | 0 | 0 | 21.228 | 27 | 8.2789 | 0 | 8.2789 | 2.2511 | 10.53
2016-09-27 21:00 | 0 | 0 | 0 | 5.862 | 21.138 | 242.6756 | 27 | 38.6535 | 8.2896 | 0 | 0 | 0 | 38.6535 | 8.2896 | 0.329 | 0 | 0 | 0 | 21.138 | 27 | 8.2438 | 0 | 8.2438 | 2.2862 | 10.53
2016-09-27 22:00 | 0 | 5.495 | 0 | 0 | 20.495 | 236.286 | 15 | 21.4742 | 4.6053 | 0 | 0 | 0 | 21.4742 | 4.6053 | 0.329 | 0 | 0 | 0 | 20.495 | 20.495 | 7.9931 | 0 | 7.9931 | 0 | 7.9931
2016-09-27 23:00 | 0 | 3.18 | 0 | 0 | 18.18 | 232.5884 | 15 | 21.4742 | 4.6053 | 0 | 0 | 0 | 21.4742 | 4.6053 | 0.329 | 0 | 0 | 0 | 18.18 | 18.18 | 7.0902 | 0 | 7.0902 | 0 | 7.0902
2016-09-28 | 0 | 0.506 | 0 | 0 | 15.506 | 232 | 15 | 21.4742 | 4.6053 | 0 | 0 | 1.9583 | 19.5158 | 4.6053 | 0.37195 | 0 | 6.874 | 2.2913 | 17.7973 | 17.7973 | 6.0473 | 0.89362 | 6.941 | 0 | 6.941
2016-09-28 01:00 | 0 | 0 | 0 | 0 | 12.716 | 232 | 12.716 | 18.2044 | 3.9041 | 0 | 0 | 1.7417 | 16.4627 | 3.9041 | 0.37406 | 0 | 6.114 | 2.038 | 14.754 | 14.754 | 4.9592 | 0.79482 | 5.7541 | 0 | 5.7541
2016-09-28 02:00 | 0 | 0 | 0 | 0 | 12.316 | 232 | 12.316 | 17.6317 | 3.7813 | 0 | 0 | 1.5605 | 16.0712 | 3.7813 | 0.37069 | 0 | 5.477 | 1.8257 | 14.1417 | 14.1417 | 4.8032 | 0.71201 | 5.5153 | 0 | 5.5153
2016-09-28 03:00 | 0 | 0 | 0 | 0 | 12.463 | 232 | 12.463 | 17.8422 | 3.8264 | 0 | 0 | 1.4337 | 16.4085 | 3.8264 | 0.36685 | 0 | 5.032 | 1.6773 | 14.1403 | 14.1403 | 4.8606 | 0.65416 | 5.5147 | 0 | 5.5147
2016-09-28 04:00 | 0 | 0 | 0 | 0.315 | 11.685 | 232 | 12 | 17.1793 | 3.6843 | 0 | 0 | 1.2562 | 15.9232 | 3.6843 | 0.36344 | 0 | 4.409 | 1.4697 | 13.1547 | 13.4697 | 4.5572 | 0.57317 | 5.1303 | 0.12285 | 5.2532
2016-09-28 05:00 | 0 | 0 | 0 | 1.086 | 10.914 | 232 | 12 | 17.1793 | 3.6843 | 0 | 0 | 0 | 17.1793 | 3.6843 | 0.329 | 0 | 0 | 0 | 10.914 | 12 | 4.2565 | 0 | 4.2565 | 0.42354 | 4.68
2016-09-28 06:00 | 0 | 0 | 0 | 2.518 | 9.482 | 232 | 12 | 17.1793 | 3.6843 | 0 | 0 | 0 | 17.1793 | 3.6843 | 0.329 | 0 | 0 | 0 | 9.482 | 12 | 3.698 | 0 | 3.698 | 0.98202 | 4.68
2016-09-28 07:00 | 0.01 | 0 | 4.09 | 0 | 7.92 | 235.5174 | 12 | 17.1793 | 3.6843 | 0 | 0 | 0 | 17.1793 | 3.6843 | 0.329 | 0 | 0 | 0 | 7.92 | 7.92 | 3.0888 | 0 | 3.0888 | 0 | 3.0888
2016-09-28 08:00 | 0.051 | 0 | 0 | 4.226 | 7.825 | 235.5174 | 12 | 17.1793 | 3.6843 | 0 | 0 | 0 | 17.1793 | 3.6843 | 0.329 | 0 | 0 | 0 | 7.825 | 12.051 | 3.0518 | 0 | 3.0518 | 1.6481 | 4.6999
2016-09-28 09:00 | 0.101 | 0 | 3.666 | 1.7764e-15 | 8.435 | 238.6702 | 12 | 17.1793 | 3.6843 | 0 | 0 | 12.2893 | 4.89 | 3.6843 | 0.66593 | 73.736 | 0 | 0 | 8.435 | 8.435 | 3.2896 | 0 | 3.2896 | 6.9278e-16 | 3.2897
2016-09-28 10:00 | 0.133 | 0 | 3.716 | 0 | 8.417 | 241.8659 | 12 | 17.1793 | 3.6843 | 0 | 0 | 12.329 | 4.8503 | 3.6843 | 0.66702 | 73.974 | 0 | 0 | 8.417 | 8.417 | 3.2826 | 0 | 3.2826 | 0 | 3.2826
2016-09-28 11:00 | 0.149 | 0 | 3.6037 | 0.0062834 | 8.539 | 244.9651 | 12 | 17.1793 | 3.6843 | 0 | 0 | 12.3692 | 4.8102 | 3.6843 | 0.66812 | 74.215 | 0 | 0 | 8.539 | 8.5453 | 3.3302 | 0 | 3.3302 | 0.0024505 | 3.3327
2016-09-28 12:00 | 0.158 | 0 | 0 | 2.797 | 9.361 | 244.9651 | 12 | 17.1793 | 3.6843 | 0 | 0 | 12.8728 | 4.3065 | 3.6843 | 0.68193 | 73.356 | 2.27 | 0.75667 | 10.1177 | 12.9147 | 3.6508 | 0.2951 | 3.9459 | 1.0908 | 5.0367
2016-09-28 13:00 | 0.145 | 0 | 0 | 2.656 | 9.489 | 244.9651 | 12 | 17.1793 | 3.6843 | 0 | 0 | 13.8658 | 3.3135 | 3.6843 | 0.70915 | 71.151 | 7.046 | 2.3487 | 11.8377 | 14.4937 | 3.7007 | 0.91598 | 4.6167 | 1.0358 | 5.6525
2016-09-28 14:00 | 0.155 | 0 | 0 | 2.224 | 9.931 | 244.9651 | 12 | 17.1793 | 3.6843 | 0 | 0 | 3.5815 | 13.5978 | 3.6843 | 0.42719 | 0 | 12.571 | 4.1903 | 14.1213 | 16.3453 | 3.8731 | 1.6342 | 5.5073 | 0.86736 | 6.3747
2016-09-28 15:00 | 0.136 | 0 | 0 | 1.708 | 10.428 | 244.9651 | 12 | 17.1793 | 3.6843 | 0 | 0 | 15.7312 | 1.4482 | 3.6843 | 0.7603 | 67.008 | 16.017 | 5.339 | 15.767 | 17.475 | 4.0669 | 2.0822 | 6.1491 | 0.66612 | 6.8152
2016-09-28 16:00 | 0.099 | 0 | 0 | 1.719 | 10.38 | 244.9651 | 12 | 17.1793 | 3.6843 | 0 | 0 | 16.1482 | 1.0312 | 3.6843 | 0.77173 | 66.082 | 18.022 | 6.0073 | 16.3873 | 18.1063 | 4.0482 | 2.3429 | 6.3911 | 0.67041 | 7.0615
2016-09-28 17:00 | 0.071 | 0 | 0 | 1.728 | 10.343 | 244.9651 | 12 | 17.1793 | 3.6843 | 0 | 0 | 10.9255 | 6.2538 | 3.6843 | 0.62854 | 65.553 | 0 | 0 | 10.343 | 12.071 | 4.0338 | 0 | 4.0338 | 0.67392 | 4.7077
2016-09-28 18:00 | 0.017 | 0 | 0 | 0.389 | 11.628 | 244.9651 | 12 | 17.1793 | 3.6843 | 0 | 0 | 10.8887 | 6.2907 | 3.6843 | 0.62753 | 65.332 | 0 | 0 | 11.628 | 12.017 | 4.5349 | 0 | 4.5349 | 0.15171 | 4.6866
2016-09-28 19:00 | 0 | 2.688 | 0 | 0 | 17.688 | 241.8395 | 15 | 21.4742 | 4.6053 | 0 | 0 | 10.901 | 10.5732 | 4.6053 | 0.5681 | 65.406 | 0 | 0 | 17.688 | 17.688 | 6.8983 | 0 | 6.8983 | 0 | 6.8983
2016-09-28 20:00 | 0 | 0 | 0 | 4.917 | 22.083 | 241.8395 | 27 | 38.6535 | 8.2896 | 0 | 0 | 0 | 38.6535 | 8.2896 | 0.329 | 0 | 0 | 0 | 22.083 | 27 | 8.6124 | 0 | 8.6124 | 1.9176 | 10.53
2016-09-28 21:00 | 0 | 0 | 0 | 5.488 | 21.512 | 241.8395 | 27 | 38.6535 | 8.2896 | 0 | 0 | 0 | 38.6535 | 8.2896 | 0.329 | 0 | 0 | 0 | 21.512 | 27 | 8.3897 | 0 | 8.3897 | 2.1403 | 10.53
2016-09-28 22:00 | 0 | 5.142 | 0 | 0 | 20.142 | 235.8605 | 15 | 21.4742 | 4.6053 | 0 | 0 | 0 | 21.4742 | 4.6053 | 0.329 | 0 | 0 | 0 | 20.142 | 20.142 | 7.8554 | 0 | 7.8554 | 0 | 7.8554
2016-09-28 23:00 | 0 | 2.812 | 0 | 0 | 17.812 | 232.5907 | 15 | 21.4742 | 4.6053 | 0 | 0 | 0 | 21.4742 | 4.6053 | 0.329 | 0 | 0 | 0 | 17.812 | 17.812 | 6.9467 | 0 | 6.9467 | 0 | 6.9467
2016-09-29 | 0 | 0.508 | 0 | 0 | 15.508 | 232 | 15 | 21.4742 | 4.6053 | 0 | 0 | 2.1963 | 19.2778 | 4.6053 | 0.37717 | 0 | 7.709 | 2.5697 | 18.0777 | 18.0777 | 6.0481 | 1.0022 | 7.0503 | 0 | 7.0503
2016-09-29 01:00 | 0 | 0 | 0 | 0 | 13.277 | 232 | 13.277 | 19.0075 | 4.0763 | 0 | 0 | 1.9798 | 17.0277 | 4.0763 | 0.37806 | 0 | 6.949 | 2.3163 | 15.5933 | 15.5933 | 5.178 | 0.90337 | 6.0814 | 0 | 6.0814
2016-09-29 02:00 | 0 | 0 | 0 | 0 | 12.55 | 232 | 12.55 | 17.9667 | 3.8531 | 0 | 0 | 1.806 | 16.1607 | 3.8531 | 0.37634 | 0 | 6.339 | 2.113 | 14.663 | 14.663 | 4.8945 | 0.82407 | 5.7186 | 0 | 5.7186
2016-09-29 03:00 | 0 | 0 | 0 | 0.516 | 11.484 | 232 | 12 | 17.1793 | 3.6843 | 0 | 0 | 1.588 | 15.5913 | 3.6843 | 0.37254 | 0 | 5.574 | 1.858 | 13.342 | 13.858 | 4.4788 | 0.72462 | 5.2034 | 0.20124 | 5.4046
2016-09-29 04:00 | 0 | 0 | 0 | 0.495 | 11.505 | 232 | 12 | 17.1793 | 3.6843 | 0 | 0 | 1.4145 | 15.7648 | 3.6843 | 0.36778 | 0 | 4.965 | 1.655 | 13.16 | 13.655 | 4.487 | 0.64545 | 5.1324 | 0.19305 | 5.3254
2016-09-29 05:00 | 0 | 0 | 0 | 1.292 | 10.708 | 232 | 12 | 17.1793 | 3.6843 | 0 | 0 | 0 | 17.1793 | 3.6843 | 0.329 | 0 | 0 | 0 | 10.708 | 12 | 4.1761 | 0 | 4.1761 | 0.50388 | 4.68
2016-09-29 06:00 | 0 | 0 | 0.34875 | 2.0222 | 9.629 | 232.2999 | 12 | 17.1793 | 3.6843 | 0 | 0 | 0 | 17.1793 | 3.6843 | 0.329 | 0 | 0 | 0 | 9.629 | 11.6512 | 3.7553 | 0 | 3.7553 | 0.78868 | 4.544
2016-09-29 07:00 | 0.005 | 0 | 3.862 | 1.7764e-15 | 8.143 | 235.6212 | 12 | 17.1793 | 3.6843 | 0 | 0 | 0 | 17.1793 | 3.6843 | 0.329 | 0 | 0 | 0 | 8.143 | 8.143 | 3.1758 | 0 | 3.1758 | 6.9278e-16 | 3.1758
2016-09-29 08:00 | 0.033 | 0 | 0 | 4.168 | 7.865 | 235.6212 | 12 | 17.1793 | 3.6843 | 0 | 0 | 0 | 17.1793 | 3.6843 | 0.329 | 0 | 0 | 0 | 7.865 | 12.033 | 3.0673 | 0 | 3.0673 | 1.6255 | 4.6929
2016-09-29 09:00 | 0.094 | 0 | 3.85 | 0 | 8.244 | 238.9322 | 12 | 17.1793 | 3.6843 | 0 | 0 | 12.3567 | 4.8227 | 3.6843 | 0.66778 | 74.14 | 0 | 0 | 8.244 | 8.244 | 3.2152 | 0 | 3.2152 | 0 | 3.2152
2016-09-29 10:00 | 0.137 | 0 | 3.956 | 0 | 8.181 | 242.3344 | 12 | 17.1793 | 3.6843 | 0 | 0 | 12.4048 | 4.7745 | 3.6843 | 0.6691 | 74.429 | 0 | 0 | 8.181 | 8.181 | 3.1906 | 0 | 3.1906 | 0 | 3.1906
2016-09-29 11:00 | 0.156 | 0 | 3.336 | 0 | 8.82 | 245.2034 | 12 | 17.1793 | 3.6843 | 0 | 0 | 12.4492 | 4.7302 | 3.6843 | 0.67031 | 74.695 | 0 | 0 | 8.82 | 8.82 | 3.4398 | 0 | 3.4398 | 0 | 3.4398
2016-09-29 12:00 | 0.16 | 0 | 0 | 2.258 | 9.902 | 245.2034 | 12 | 17.1793 | 3.6843 | 0 | 0 | 12.7642 | 4.4152 | 3.6843 | 0.67895 | 73.598 | 1.748 | 0.58267 | 10.4847 | 12.7427 | 3.8618 | 0.22724 | 4.089 | 0.88062 | 4.9696
2016-09-29 13:00 | 0.132 | 0 | 0 | 2.18 | 9.952 | 245.2034 | 12 | 17.1793 | 3.6843 | 0 | 0 | 13.73 | 3.4493 | 3.6843 | 0.70543 | 71.453 | 6.392 | 2.1307 | 12.0827 | 14.2627 | 3.8813 | 0.83096 | 4.7122 | 0.8502 | 5.5624
2016-09-29 14:00 | 0.142 | 0 | 0 | 2.27 | 9.872 | 245.2034 | 12 | 17.1793 | 3.6843 | 0 | 0 | 3.5312 | 13.6482 | 3.6843 | 0.42581 | 0 | 12.394 | 4.1313 | 14.0033 | 16.2733 | 3.8501 | 1.6112 | 5.4613 | 0.8853 | 6.3466
2016-09-29 15:00 | 0.131 | 0 | 0 | 2.432 | 9.699 | 245.2034 | 12 | 17.1793 | 3.6843 | 0 | 0 | 15.7185 | 1.4608 | 3.6843 | 0.75995 | 67.036 | 15.955 | 5.3183 | 15.0173 | 17.4493 | 3.7826 | 2.0741 | 5.8568 | 0.94848 | 6.8052
2016-09-29 16:00 | 0.105 | 0 | 2.769 | 0 | 9.336 | 247.5847 | 12 | 17.1793 | 3.6843 | 0 | 0 | 16.1343 | 1.045 | 3.6843 | 0.77135 | 66.113 | 17.956 | 5.9853 | 15.3213 | 15.3213 | 3.641 | 2.3343 | 5.9753 | 0 | 5.9753
2016-09-29 17:00 | 0.057 | 0 | 0 | 2.676 | 9.381 | 247.5847 | 12 | 17.1793 | 3.6843 | 0 | 0 | 10.9315 | 6.2478 | 3.6843 | 0.62871 | 65.589 | 0 | 0 | 9.381 | 12.057 | 3.6586 | 0 | 3.6586 | 1.0436 | 4.7022
2016-09-29 18:00 | 0.012 | 0 | 0 | 1.343 | 10.669 | 247.5847 | 12 | 17.1793 | 3.6843 | 0 | 0 | 10.8947 | 6.2847 | 3.6843 | 0.6277 | 65.368 | 0 | 0 | 10.669 | 12.012 | 4.1609 | 0 | 4.1609 | 0.52377 | 4.6847
2016-09-29 19:00 | 0 | 1.86 | 0 | 0 | 16.86 | 245.4219 | 15 | 21.4742 | 4.6053 | 0 | 0 | 10.905 | 10.5692 | 4.6053 | 0.56818 | 65.43 | 0 | 0 | 16.86 | 16.86 | 6.5754 | 0 | 6.5754 | 0 | 6.5754
2016-09-29 20:00 | 0 | 0 | 0 | 5.167 | 21.833 | 245.4219 | 27 | 38.6535 | 8.2896 | 0 | 0 | 0 | 38.6535 | 8.2896 | 0.329 | 0 | 0 | 0 | 21.833 | 27 | 8.5149 | 0 | 8.5149 | 2.0151 | 10.53
2016-09-29 21:00 | 0 | 0 | 0 | 5.566 | 21.434 | 245.4219 | 27 | 38.6535 | 8.2896 | 0 | 0 | 0 | 38.6535 | 8.2896 | 0.329 | 0 | 0 | 0 | 21.434 | 27 | 8.3593 | 0 | 8.3593 | 2.1707 | 10.53
2016-09-29 22:00 | 0 | 5.19 | 0 | 0 | 20.19 | 239.387 | 15 | 21.4742 | 4.6053 | 0 | 0 | 0 | 21.4742 | 4.6053 | 0.329 | 0 | 0 | 0 | 20.19 | 20.19 | 7.8741 | 0 | 7.8741 | 0 | 7.8741
2016-09-29 23:00 | 0 | 2.499 | 0 | 0 | 17.499 | 236.4812 | 15 | 21.4742 | 4.6053 | 0 | 0 | 0 | 21.4742 | 4.6053 | 0.329 | 0 | 0 | 0 | 17.499 | 17.499 | 6.8246 | 0 | 6.8246 | 0 | 6.8246
2016-09-30 | 0 | 0 | 0 | 0 | 14.636 | 236.4812 | 14.636 | 20.9531 | 4.4936 | 0 | 0 | 2.4583 | 18.4947 | 4.4936 | 0.38426 | 0 | 8.629 | 2.8763 | 17.5123 | 17.5123 | 5.708 | 1.1218 | 6.8298 | 0 | 6.8298
2016-09-30 01:00 | 0 | 0 | 0 | 0 | 12.533 | 236.4812 | 12.533 | 17.9424 | 3.8479 | 0 | 0 | 2.2695 | 15.6729 | 3.8479 | 0.38858 | 0 | 7.966 | 2.6553 | 15.1883 | 15.1883 | 4.8879 | 1.0356 | 5.9234 | 0 | 5.9234
2016-09-30 02:00 | 0 | 0 | 0 | 0.584 | 11.416 | 236.4812 | 12 | 17.1793 | 3.6843 | 0 | 0 | 2.1287 | 15.0507 | 3.6843 | 0.38736 | 0 | 7.472 | 2.4907 | 13.9067 | 14.4907 | 4.4522 | 0.97136 | 5.4236 | 0.22776 | 5.6514
2016-09-30 03:00 | 0 | 0 | 0 | 1.803 | 10.197 | 236.4812 | 12 | 17.1793 | 3.6843 | 0 | 0 | 1.9787 | 15.2007 | 3.6843 | 0.38325 | 0 | 6.945 | 2.315 | 12.512 | 14.315 | 3.9768 | 0.90285 | 4.8797 | 0.70317 | 5.5828
2016-09-30 04:00 | 0 | 0 | 0 | 1.813 | 10.187 | 236.4812 | 12 | 17.1793 | 3.6843 | 0 | 0 | 1.8335 | 15.3458 | 3.6843 | 0.37927 | 0 | 6.436 | 2.1453 | 12.3323 | 14.1453 | 3.9729 | 0.83668 | 4.8096 | 0.70707 | 5.5167
2016-09-30 05:00 | 0 | 0 | 0 | 2.156 | 9.844 | 236.4812 | 12 | 17.1793 | 3.6843 | 0 | 0 | 0 | 17.1793 | 3.6843 | 0.329 | 0 | 0 | 0 | 9.844 | 12 | 3.8392 | 0 | 3.8392 | 0.84084 | 4.68
2016-09-30 06:00 | 0 | 0 | 0 | 2.556 | 9.444 | 236.4812 | 12 | 17.1793 | 3.6843 | 0 | 0 | 0 | 17.1793 | 3.6843 | 0.329 | 0 | 0 | 0 | 9.444 | 12 | 3.6832 | 0 | 3.6832 | 0.99684 | 4.68
2016-09-30 07:00 | 0.006 | 0 | 0 | 3.979 | 8.027 | 236.4812 | 12 | 17.1793 | 3.6843 | 0 | 0 | 0 | 17.1793 | 3.6843 | 0.329 | 0 | 0 | 0 | 8.027 | 12.006 | 3.1305 | 0 | 3.1305 | 1.5518 | 4.6823
2016-09-30 08:00 | 0.031 | 0 | 0 | 3.964 | 8.067 | 236.4812 | 12 | 17.1793 | 3.6843 | 0 | 0 | 0 | 17.1793 | 3.6843 | 0.329 | 0 | 0 | 0 | 8.067 | 12.031 | 3.1461 | 0 | 3.1461 | 1.546 | 4.6921
2016-09-30 09:00 | 0.068 | 0 | 0 | 3.212 | 8.856 | 236.4812 | 12 | 17.1793 | 3.6843 | 0 | 0 | 12.0383 | 5.141 | 3.6843 | 0.65905 | 72.23 | 0 | 0 | 8.856 | 12.068 | 3.4538 | 0 | 3.4538 | 1.2527 | 4.7065
2016-09-30 10:00 | 0.105 | 0 | 3.342 | 0 | 8.763 | 239.3553 | 12 | 17.1793 | 3.6843 | 0 | 0 | 12.076 | 5.1033 | 3.6843 | 0.66008 | 72.456 | 0 | 0 | 8.763 | 8.763 | 3.4176 | 0 | 3.4176 | 0 | 3.4176
2016-09-30 11:00 | 0.126 | 0 | 2.786 | 0 | 9.34 | 241.7513 | 12 | 17.1793 | 3.6843 | 0 | 0 | 12.114 | 5.0653 | 3.6843 | 0.66113 | 72.684 | 0 | 0 | 9.34 | 9.34 | 3.6426 | 0 | 3.6426 | 0 | 3.6426
2016-09-30 12:00 | 0.153 | 0 | 2.33 | 0 | 9.823 | 243.7551 | 12 | 17.1793 | 3.6843 | 0 | 0 | 13.4495 | 3.7298 | 3.6843 | 0.69774 | 72.076 | 5.043 | 1.681 | 11.504 | 11.504 | 3.831 | 0.65559 | 4.4866 | 0 | 4.4866
2016-09-30 13:00 | 0.138 | 0 | 2.693 | 0 | 9.445 | 246.0711 | 12 | 17.1793 | 3.6843 | 0 | 0 | 14.2107 | 2.9687 | 3.6843 | 0.71861 | 70.385 | 8.704 | 2.9013 | 12.3463 | 12.3463 | 3.6835 | 1.1315 | 4.8151 | 0 | 4.8151
2016-09-30 14:00 | 0.12 | 0 | 2.516 | 0 | 9.604 | 248.2348 | 12 | 17.1793 | 3.6843 | 0 | 0 | 3.3627 | 13.8167 | 3.6843 | 0.42119 | 0 | 11.803 | 3.9343 | 13.5383 | 13.5383 | 3.7456 | 1.5344 | 5.2799 | 0 | 5.2799
2016-09-30 15:00 | 0.087 | 0 | 2.52 | 0 | 9.567 | 250.402 | 12 | 17.1793 | 3.6843 | 0 | 0 | 15.4113 | 1.768 | 3.6843 | 0.75153 | 67.719 | 14.478 | 4.826 | 14.393 | 14.393 | 3.7311 | 1.8821 | 5.6133 | 0 | 5.6133
2016-09-30 16:00 | 0.061 | 0 | 2.5 | 0 | 9.561 | 252.552 | 12 | 17.1793 | 3.6843 | 0 | 0 | 15.8455 | 1.3338 | 3.6843 | 0.76343 | 66.754 | 16.566 | 5.522 | 15.083 | 15.083 | 3.7288 | 2.1536 | 5.8824 | 0 | 5.8824
2016-09-30 17:00 | 0.045 | 0 | 2.493 | 0 | 9.552 | 254.696 | 12 | 17.1793 | 3.6843 | 0 | 0 | 11.0273 | 6.152 | 3.6843 | 0.63133 | 66.164 | 0 | 0 | 9.552 | 9.552 | 3.7253 | 0 | 3.7253 | 0 | 3.7253
2016-09-30 18:00 | 0.007 | 0 | 0 | 1.336 | 10.671 | 254.696 | 12 | 17.1793 | 3.6843 | 0 | 0 | 10.9838 | 6.1955 | 3.6843 | 0.63014 | 65.903 | 0 | 0 | 10.671 | 12.007 | 4.1617 | 0 | 4.1617 | 0.52104 | 4.6827
2016-09-30 19:00 | 0 | 2.526 | 0 | 0 | 17.526 | 251.7588 | 15 | 21.4742 | 4.6053 | 0 | 0 | 10.9887 | 10.4855 | 4.6053 | 0.57002 | 65.932 | 0 | 0 | 17.526 | 17.526 | 6.8351 | 0 | 6.8351 | 0 | 6.8351
2016-09-30 20:00 | 0 | 0 | 0 | 4.808 | 22.192 | 251.7588 | 27 | 38.6535 | 8.2896 | 0 | 0 | 0 | 38.6535 | 8.2896 | 0.329 | 0 | 0 | 0 | 22.192 | 27 | 8.6549 | 0 | 8.6549 | 1.8751 | 10.53
2016-09-30 21:00 | 0 | 0 | 0 | 5.795 | 21.205 | 251.7588 | 27 | 38.6535 | 8.2896 | 0 | 0 | 0 | 38.6535 | 8.2896 | 0.329 | 0 | 0 | 0 | 21.205 | 27 | 8.2699 | 0 | 8.2699 | 2.2601 | 10.53
2016-09-30 22:00 | 0 | 5.589 | 0 | 0 | 20.589 | 245.26 | 15 | 21.4742 | 4.6053 | 0 | 0 | 0 | 21.4742 | 4.6053 | 0.329 | 0 | 0 | 0 | 20.589 | 20.589 | 8.0297 | 0 | 8.0297 | 0 | 8.0297
2016-09-30 23:00 | 0 | 3.006 | 0 | 0 | 18.006 | 241.7646 | 15 | 21.4742 | 4.6053 | 0 | 0 | 0 | 21.4742 | 4.6053 | 0.329 | 0 | 0 | 0 | 18.006 | 18.006 | 7.0223 | 0 | 7.0223 | 0 | 7.0223
2016-10-01 | 0 | 0.687 | 0 | 0 | 15.687 | 240.9658 | 15 | 21.4742 | 4.6053 | 0 | 0 | 2.4727 | 19.0015 | 4.6053 | 0.38323 | 0 | 8.679 | 2.893 | 18.58 | 18.58 | 6.1179 | 1.1283 | 7.2462 | 0 | 7.2462
2016-10-01 01:00 | 0 | 0 | 0 | 0 | 14.657 | 240.9658 | 14.657 | 20.9831 | 4.5 | 0 | 0 | 2.2348 | 18.7483 | 4.5 | 0.37916 | 0 | 7.844 | 2.6147 | 17.2717 | 17.2717 | 5.7162 | 1.0197 | 6.736 | 0 | 6.736
2016-10-01 02:00 | 0 | 0 | 0 | 0 | 13.911 | 240.9658 | 13.911 | 19.9151 | 4.271 | 0 | 0 | 2.0708 | 17.8443 | 4.271 | 0.37798 | 0 | 7.268 | 2.4227 | 16.3337 | 16.3337 | 5.4253 | 0.94484 | 6.3701 | 0 | 6.3701
2016-10-01 03:00 | 0 | 0 | 0 | 0 | 12.034 | 240.9658 | 12.034 | 17.228 | 3.6947 | 0 | 0 | 1.9537 | 15.2743 | 3.6947 | 0.38241 | 0 | 6.858 | 2.286 | 14.32 | 14.32 | 4.6933 | 0.89154 | 5.5848 | 0 | 5.5848
2016-10-01 04:00 | 0 | 0 | 0 | 0.841 | 11.159 | 240.9658 | 12 | 17.1793 | 3.6843 | 0 | 0 | 1.8562 | 15.3232 | 3.6843 | 0.37989 | 0 | 6.515 | 2.1717 | 13.3307 | 14.1717 | 4.352 | 0.84695 | 5.199 | 0.32799 | 5.527
2016-10-01 05:00 | 0 | 0 | 0 | 1.506 | 10.494 | 240.9658 | 12 | 17.1793 | 3.6843 | 0 | 0 | 0 | 17.1793 | 3.6843 | 0.329 | 0 | 0 | 0 | 10.494 | 12 | 4.0927 | 0 | 4.0927 | 0.58734 | 4.68
2016-10-01 06:00 | 0 | 0 | 0 | 2.438 | 9.562 | 240.9658 | 12 | 17.1793 | 3.6843 | 0 | 0 | 0 | 17.1793 | 3.6843 | 0.329 | 0 | 0 | 0 | 9.562 | 12 | 3.7292 | 0 | 3.7292 | 0.95082 | 4.68
2016-10-01 07:00 | 0.003 | 0 | 3.545 | 0 | 8.458 | 244.0145 | 12 | 17.1793 | 3.6843 | 0 | 0 | 0 | 17.1793 | 3.6843 | 0.329 | 0 | 0 | 0 | 8.458 | 8.458 | 3.2986 | 0 | 3.2986 | 0 | 3.2986
2016-10-01 08:00 | 0.017 | 0 | 0 | 3.235 | 8.782 | 244.0145 | 12 | 17.1793 | 3.6843 | 0 | 0 | 0 | 17.1793 | 3.6843 | 0.329 | 0 | 0 | 0 | 8.782 | 12.017 | 3.425 | 0 | 3.425 | 1.2616 | 4.6866
2016-10-01 09:00 | 0.048 | 0 | 2.665 | 0 | 9.383 | 246.3064 | 12 | 17.1793 | 3.6843 | 0 | 0 | 12.0677 | 5.1117 | 3.6843 | 0.65986 | 72.406 | 0 | 0 | 9.383 | 9.383 | 3.6594 | 0 | 3.6594 | 0 | 3.6594
2016-10-01 10:00 | 0.074 | 0 | 0 | 2.175 | 9.899 | 246.3064 | 12 | 17.1793 | 3.6843 | 0 | 0 | 12.0917 | 5.0877 | 3.6843 | 0.66051 | 72.55 | 0 | 0 | 9.899 | 12.074 | 3.8606 | 0 | 3.8606 | 0.84825 | 4.7089
2016-10-01 11:00 | 0.075 | 0 | 1.284 | 0 | 10.791 | 247.4106 | 12 | 17.1793 | 3.6843 | 0 | 0 | 12.1123 | 5.067 | 3.6843 | 0.66108 | 72.674 | 0 | 0 | 10.791 | 10.791 | 4.2085 | 0 | 4.2085 | 0 | 4.2085
2016-10-01 12:00 | 0.111 | 0 | 0 | 0.658 | 11.453 | 247.4106 | 12 | 17.1793 | 3.6843 | 0 | 0 | 13.5205 | 3.6588 | 3.6843 | 0.69969 | 71.918 | 5.385 | 1.795 | 13.248 | 13.906 | 4.4667 | 0.70005 | 5.1667 | 0.25662 | 5.4233
2016-10-01 13:00 | 0.089 | 0 | 0 | 1.329 | 10.76 | 247.4106 | 12 | 17.1793 | 3.6843 | 0 | 0 | 14.2975 | 2.8818 | 3.6843 | 0.72099 | 70.192 | 9.122 | 3.0407 | 13.8007 | 15.1297 | 4.1964 | 1.1859 | 5.3823 | 0.51831 | 5.9006
2016-10-01 14:00 | 0.122 | 0 | 0 | 0.799 | 11.323 | 247.4106 | 12 | 17.1793 | 3.6843 | 0 | 0 | 3.5373 | 13.642 | 3.6843 | 0.42598 | 0 | 12.416 | 4.1387 | 15.4617 | 16.2607 | 4.416 | 1.6141 | 6.0301 | 0.31161 | 6.3417
2016-10-01 15:00 | 0.087 | 0 | 0 | 0.644 | 11.443 | 247.4106 | 12 | 17.1793 | 3.6843 | 0 | 0 | 15.5368 | 1.6425 | 3.6843 | 0.75497 | 67.44 | 15.082 | 5.0273 | 16.4703 | 17.1143 | 4.4628 | 1.9607 | 6.4234 | 0.25116 | 6.6746
2016-10-01 16:00 | 0.057 | 0 | 0 | 0.206 | 11.851 | 247.4106 | 12 | 17.1793 | 3.6843 | 0 | 0 | 15.8913 | 1.288 | 3.6843 | 0.76469 | 66.652 | 16.787 | 5.5957 | 17.4467 | 17.6527 | 4.6219 | 2.1823 | 6.8042 | 0.08034 | 6.8845
2016-10-01 17:00 | 0.061 | 0 | 0 | 0.041 | 12.02 | 247.4106 | 12 | 17.1793 | 3.6843 | 0 | 0 | 11.0328 | 6.1465 | 3.6843 | 0.63148 | 66.197 | 0 | 0 | 12.02 | 12.061 | 4.6878 | 0 | 4.6878 | 0.01599 | 4.7038
2016-10-01 18:00 | 0.014 | 0 | 0 | 0 | 12.966 | 247.4106 | 12.952 | 18.5422 | 3.9765 | 0 | 0 | 11.0055 | 7.5367 | 3.9765 | 0.60856 | 66.033 | 0 | 0 | 12.966 | 12.966 | 5.0567 | 0 | 5.0567 | 0 | 5.0567
2016-10-01 19:00 | 0 | 3.03 | 0 | 0 | 18.03 | 243.8874 | 15 | 21.4742 | 4.6053 | 0 | 0 | 11.0205 | 10.4537 | 4.6053 | 0.57072 | 66.123 | 0 | 0 | 18.03 | 18.03 | 7.0317 | 0 | 7.0317 | 0 | 7.0317
2016-10-01 20:00 | 0 | 0 | 3.654 | 0 | 23.346 | 247.0298 | 27 | 38.6535 | 8.2896 | 0 | 0 | 0 | 38.6535 | 8.2896 | 0.329 | 0 | 0 | 0 | 23.346 | 23.346 | 9.1049 | 0 | 9.1049 | 0 | 9.1049
2016-10-01 21:00 | 0 | 0 | 4.121 | 0 | 22.879 | 250.5739 | 27 | 38.6535 | 8.2896 | 0 | 0 | 0 | 38.6535 | 8.2896 | 0.329 | 0 | 0 | 0 | 22.879 | 22.879 | 8.9228 | 0 | 8.9228 | 0 | 8.9228
2016-10-01 22:00 | 0 | 0 | 0 | 5.277 | 21.723 | 250.5739 | 27 | 38.6535 | 8.2896 | 0 | 0 | 0 | 38.6535 | 8.2896 | 0.329 | 0 | 0 | 0 | 21.723 | 27 | 8.472 | 0 | 8.472 | 2.058 | 10.53
2016-10-01 23:00 | 0 | 4.24 | 0 | 0 | 19.24 | 245.6436 | 15 | 21.4742 | 4.6053 | 0 | 0 | 0 | 21.4742 | 4.6053 | 0.329 | 0 | 0 | 0 | 19.24 | 19.24 | 7.5036 | 0 | 7.5036 | 0 | 7.5036
2016-10-02 | 0 | 0.911 | 0 | 0 | 15.911 | 244.5843 | 15 | 21.4742 | 4.6053 | 0 | 0 | 2.4503 | 19.0238 | 4.6053 | 0.38274 | 0 | 8.6 | 2.8667 | 18.7777 | 18.7777 | 6.2053 | 1.118 | 7.3233 | 0 | 7.3233
2016-10-02 01:00 | 0 | 0 | 0 | 0 | 14.349 | 244.5843 | 14.349 | 20.5422 | 4.4055 | 0 | 0 | 2.205 | 18.3372 | 4.4055 | 0.37956 | 0 | 7.74 | 2.58 | 16.929 | 16.929 | 5.5961 | 1.0062 | 6.6023 | 0 | 6.6023
2016-10-02 02:00 | 0 | 0 | 0 | 0 | 12.849 | 244.5843 | 12.849 | 18.3948 | 3.9449 | 0 | 0 | 2.0462 | 16.3486 | 3.9449 | 0.38139 | 0 | 7.182 | 2.394 | 15.243 | 15.243 | 5.0111 | 0.93366 | 5.9448 | 0 | 5.9448
2016-10-02 03:00 | 0 | 0 | 0 | 0.131 | 11.869 | 244.5843 | 12 | 17.1793 | 3.6843 | 0 | 0 | 1.8998 | 15.2795 | 3.6843 | 0.38109 | 0 | 6.668 | 2.2227 | 14.0917 | 14.2227 | 4.6289 | 0.86684 | 5.4958 | 0.05109 | 5.5468
2016-10-02 04:00 | 0 | 0 | 0 | 1.142 | 10.858 | 244.5843 | 12 | 17.1793 | 3.6843 | 0 | 0 | 1.829 | 15.3503 | 3.6843 | 0.37915 | 0 | 6.42 | 2.14 | 12.998 | 14.14 | 4.2346 | 0.8346 | 5.0692 | 0.44538 | 5.5146
2016-10-02 05:00 | 0 | 0 | 0 | 1.91 | 10.09 | 244.5843 | 12 | 17.1793 | 3.6843 | 0 | 0 | 0 | 17.1793 | 3.6843 | 0.329 | 0 | 0 | 0 | 10.09 | 12 | 3.9351 | 0 | 3.9351 | 0.7449 | 4.68
2016-10-02 06:00 | 0 | 0 | 2.105 | 0 | 9.895 | 246.3946 | 12 | 17.1793 | 3.6843 | 0 | 0 | 0 | 17.1793 | 3.6843 | 0.329 | 0 | 0 | 0 | 9.895 | 9.895 | 3.859 | 0 | 3.859 | 0 | 3.859
2016-10-02 07:00 | 0.01 | 0 | 3.607 | 0 | 8.403 | 249.4967 | 12 | 17.1793 | 3.6843 | 0 | 0 | 0 | 17.1793 | 3.6843 | 0.329 | 0 | 0 | 0 | 8.403 | 8.403 | 3.2772 | 0 | 3.2772 | 0 | 3.2772
2016-10-02 08:00 | 0.045 | 0 | 3.339 | 0 | 8.706 | 252.3682 | 12 | 17.1793 | 3.6843 | 0 | 0 | 0 | 17.1793 | 3.6843 | 0.329 | 0 | 0 | 0 | 8.706 | 8.706 | 3.3953 | 0 | 3.3953 | 0 | 3.3953
2016-10-02 09:00 | 0.096 | 0 | 0 | 3.162 | 8.934 | 252.3682 | 12 | 17.1793 | 3.6843 | 0 | 0 | 12.0582 | 5.1212 | 3.6843 | 0.65959 | 72.349 | 0 | 0 | 8.934 | 12.096 | 3.4843 | 0 | 3.4843 | 1.2332 | 4.7174
2016-10-02 10:00 | 0.125 | 0 | 0 | 2.03 | 10.095 | 252.3682 | 12 | 17.1793 | 3.6843 | 0 | 0 | 12.0902 | 5.0892 | 3.6843 | 0.66047 | 72.541 | 0 | 0 | 10.095 | 12.125 | 3.9371 | 0 | 3.9371 | 0.7917 | 4.7288
2016-10-02 11:00 | 0.15 | 0 | 0 | 1.377 | 10.773 | 252.3682 | 12 | 17.1793 | 3.6843 | 0 | 0 | 12.1177 | 5.0617 | 3.6843 | 0.66123 | 72.706 | 0 | 0 | 10.773 | 12.15 | 4.2015 | 0 | 4.2015 | 0.53703 | 4.7385
2016-10-02 12:00 | 0.155 | 0 | 0 | 0.103 | 12.052 | 252.3682 | 12 | 17.1793 | 3.6843 | 0 | 0 | 13.4457 | 3.7337 | 3.6843 | 0.69764 | 72.084 | 5.025 | 1.675 | 13.727 | 13.83 | 4.7003 | 0.65325 | 5.3535 | 0.04017 | 5.3937
2016-10-02 13:00 | 0.151 | 0 | 0 | 0.583 | 11.568 | 252.3682 | 12 | 17.1793 | 3.6843 | 0 | 0 | 14.1957 | 2.9837 | 3.6843 | 0.7182 | 70.419 | 8.632 | 2.8773 | 14.4453 | 15.0283 | 4.5115 | 1.1222 | 5.6337 | 0.22737 | 5.861
2016-10-02 14:00 | 0.123 | 0 | 0 | 0.561 | 11.562 | 252.3682 | 12 | 17.1793 | 3.6843 | 0 | 0 | 3.3645 | 13.8148 | 3.6843 | 0.42124 | 0 | 11.809 | 3.9363 | 15.4983 | 16.0593 | 4.5092 | 1.5352 | 6.0443 | 0.21879 | 6.2631
2016-10-02 15:00 | 0.112 | 0 | 0 | 0.231 | 11.881 | 252.3682 | 12 | 17.1793 | 3.6843 | 0 | 0 | 15.3658 | 1.8135 | 3.6843 | 0.75028 | 67.819 | 14.26 | 4.7533 | 16.6343 | 16.8653 | 4.6336 | 1.8538 | 6.4874 | 0.09009 | 6.5775
2016-10-02 16:00 | 0.091 | 0 | 0 | 0 | 12.162 | 252.3682 | 12.071 | 17.281 | 3.7061 | 0 | 0 | 15.7407 | 1.5403 | 3.7061 | 0.75802 | 66.987 | 16.062 | 5.354 | 17.516 | 17.516 | 4.7432 | 2.0881 | 6.8312 | 0 | 6.8312
2016-10-02 17:00 | 0.053 | 0 | 0 | 0.276 | 11.777 | 252.3682 | 12 | 17.1793 | 3.6843 | 0 | 0 | 11.0742 | 6.1052 | 3.6843 | 0.63262 | 66.445 | 0 | 0 | 11.777 | 12.053 | 4.593 | 0 | 4.593 | 0.10764 | 4.7007
2016-10-02 18:00 | 0.016 | 0 | 0 | 0 | 12.771 | 252.3682 | 12.755 | 18.2602 | 3.9161 | 0 | 0 | 11.0337 | 7.2265 | 3.9161 | 0.6136 | 66.202 | 0 | 0 | 12.771 | 12.771 | 4.9807 | 0 | 4.9807 | 0 | 4.9807
2016-10-02 19:00 | 0 | 3.217 | 0 | 0 | 18.217 | 248.6275 | 15 | 21.4742 | 4.6053 | 0 | 0 | 11.0453 | 10.4288 | 4.6053 | 0.57126 | 66.272 | 0 | 0 | 18.217 | 18.217 | 7.1046 | 0 | 7.1046 | 0 | 7.1046
2016-10-02 20:00 | 0 | 0 | 0 | 4.527 | 22.473 | 248.6275 | 27 | 38.6535 | 8.2896 | 0 | 0 | 0 | 38.6535 | 8.2896 | 0.329 | 0 | 0 | 0 | 22.473 | 27 | 8.7645 | 0 | 8.7645 | 1.7655 | 10.53
2016-10-02 21:00 | 0 | 0 | 0 | 4.575 | 22.425 | 248.6275 | 27 | 38.6535 | 8.2896 | 0 | 0 | 0 | 38.6535 | 8.2896 | 0.329 | 0 | 0 | 0 | 22.425 | 27 | 8.7458 | 0 | 8.7458 | 1.7843 | 10.53
2016-10-02 22:00 | 0 | 0 | 0 | 5.78 | 21.22 | 248.6275 | 27 | 38.6535 | 8.2896 | 0 | 0 | 0 | 38.6535 | 8.2896 | 0.329 | 0 | 0 | 0 | 21.22 | 27 | 8.2758 | 0 | 8.2758 | 2.2542 | 10.53
2016-10-02 23:00 | 0 | 3.657 | 0 | 0 | 18.657 | 244.3752 | 15 | 21.4742 | 4.6053 | 0 | 0 | 0 | 21.4742 | 4.6053 | 0.329 | 0 | 0 | 0 | 18.657 | 18.657 | 7.2762 | 0 | 7.2762 | 0 | 7.2762
2016-10-03 | 0 | 1.221 | 0 | 0 | 16.221 | 242.9554 | 15 | 21.4742 | 4.6053 | 0 | 0 | 2.3358 | 19.1383 | 4.6053 | 0.38023 | 0 | 8.199 | 2.733 | 18.954 | 18.954 | 6.3262 | 1.0659 | 7.3921 | 0 | 7.3921
2016-10-03 01:00 | 0 | 0.126 | 0 | 0 | 15.126 | 242.8089 | 15 | 21.4742 | 4.6053 | 0 | 0 | 2.1167 | 19.3575 | 4.6053 | 0.37543 | 0 | 7.429 | 2.4763 | 17.6023 | 17.6023 | 5.8991 | 0.96577 | 6.8649 | 0 | 6.8649
2016-10-03 02:00 | 0 | 0 | 0 | 0 | 13.636 | 242.8089 | 13.636 | 19.5214 | 4.1865 | 0 | 0 | 1.9672 | 17.5543 | 4.1865 | 0.37646 | 0 | 6.905 | 2.3017 | 15.9377 | 15.9377 | 5.318 | 0.89765 | 6.2157 | 0 | 6.2157
2016-10-03 03:00 | 0 | 0 | 0 | 0.223 | 11.777 | 242.8089 | 12 | 17.1793 | 3.6843 | 0 | 0 | 1.8502 | 15.3292 | 3.6843 | 0.37973 | 0 | 6.494 | 2.1647 | 13.9417 | 14.1647 | 4.593 | 0.84422 | 5.4372 | 0.08697 | 5.5242
2016-10-03 04:00 | 0 | 0 | 0 | 1.358 | 10.642 | 242.8089 | 12 | 17.1793 | 3.6843 | 0 | 0 | 1.7427 | 15.4367 | 3.6843 | 0.37678 | 0 | 6.117 | 2.039 | 12.681 | 14.039 | 4.1504 | 0.79521 | 4.9456 | 0.52962 | 5.4752
2016-10-03 05:00 | 0 | 0 | 0 | 1.855 | 10.145 | 242.8089 | 12 | 17.1793 | 3.6843 | 0 | 0 | 0 | 17.1793 | 3.6843 | 0.329 | 0 | 0 | 0 | 10.145 | 12 | 3.9566 | 0 | 3.9566 | 0.72345 | 4.68
2016-10-03 06:00 | 0 | 0 | 2.41 | 1.7764e-15 | 9.59 | 244.8815 | 12 | 17.1793 | 3.6843 | 0 | 0 | 0 | 17.1793 | 3.6843 | 0.329 | 0 | 0 | 0 | 9.59 | 9.59 | 3.7401 | 0 | 3.7401 | 6.9278e-16 | 3.7401
2016-10-03 07:00 | 0.008 | 0 | 3.265 | 0 | 8.743 | 247.6894 | 12 | 17.1793 | 3.6843 | 0 | 0 | 0 | 17.1793 | 3.6843 | 0.329 | 0 | 0 | 0 | 8.743 | 8.743 | 3.4098 | 0 | 3.4098 | 0 | 3.4098
2016-10-03 08:00 | 0.056 | 0 | 2.895 | 0 | 9.161 | 250.1791 | 12 | 17.1793 | 3.6843 | 0 | 0 | 0 | 17.1793 | 3.6843 | 0.329 | 0 | 0 | 0 | 9.161 | 9.161 | 3.5728 | 0 | 3.5728 | 0 | 3.5728
2016-10-03 09:00 | 0.089 | 0 | 2.527 | 0 | 9.562 | 252.3523 | 12 | 17.1793 | 3.6843 | 0 | 0 | 12.0167 | 5.1627 | 3.6843 | 0.65846 | 72.1 | 0 | 0 | 9.562 | 9.562 | 3.7292 | 0 | 3.7292 | 0 | 3.7292
2016-10-03 10:00 | 0.134 | 0 | 2.236 | 1.7764e-15 | 9.898 | 254.2753 | 12 | 17.1793 | 3.6843 | 0 | 0 | 12.0173 | 5.162 | 3.6843 | 0.65848 | 72.104 | 0 | 0 | 9.898 | 9.898 | 3.8602 | 0 | 3.8602 | 6.9278e-16 | 3.8602
2016-10-03 11:00 | 0.142 | 0 | 0 | 1.822 | 10.32 | 254.2753 | 12 | 17.1793 | 3.6843 | 0 | 0 | 12.0548 | 5.1245 | 3.6843 | 0.6595 | 72.329 | 0 | 0 | 10.32 | 12.142 | 4.0248 | 0 | 4.0248 | 0.71058 | 4.7354
2016-10-03 12:00 | 0.142 | 0 | 0 | 1.384 | 10.758 | 254.2753 | 12 | 17.1793 | 3.6843 | 0 | 0 | 13.398 | 3.7813 | 3.6843 | 0.69633 | 72.19 | 4.796 | 1.5987 | 12.3567 | 13.7407 | 4.1956 | 0.62348 | 4.8191 | 0.53976 | 5.3589
2016-10-03 13:00 | 0.116 | 0 | 1.475 | 0 | 10.641 | 255.5438 | 12 | 17.1793 | 3.6843 | 0 | 0 | 13.7675 | 3.4118 | 3.6843 | 0.70646 | 71.37 | 6.573 | 2.191 | 12.832 | 12.832 | 4.15 | 0.85449 | 5.0045 | 0 | 5.0045
2016-10-03 14:00 | 0.113 | 0 | 1.632 | 0 | 10.481 | 256.9473 | 12 | 17.1793 | 3.6843 | 0 | 0 | 2.2805 | 14.8988 | 3.6843 | 0.39152 | 0 | 8.004 | 2.668 | 13.149 | 13.149 | 4.0876 | 1.0405 | 5.1281 | 0 | 5.1281
2016-10-03 15:00 | 0.134 | 0 | 0 | 1.132 | 11.002 | 256.9473 | 12 | 17.1793 | 3.6843 | 0 | 0 | 14.376 | 2.8033 | 3.6843 | 0.72314 | 70.018 | 9.499 | 3.1663 | 14.1683 | 15.3003 | 4.2908 | 1.2349 | 5.5257 | 0.44148 | 5.9671
2016-10-03 16:00 | 0.083 | 0 | 0 | 0.487 | 11.596 | 256.9473 | 12 | 17.1793 | 3.6843 | 0 | 0 | 14.7393 | 2.44 | 3.6843 | 0.7331 | 69.211 | 11.246 | 3.7487 | 15.3447 | 15.8317 | 4.5224 | 1.462 | 5.9844 | 0.18993 | 6.1744
2016-10-03 17:00 | 0.031 | 0 | 0 | 0.35 | 11.681 | 256.9473 | 12 | 17.1793 | 3.6843 | 0 | 0 | 11.4423 | 5.737 | 3.6843 | 0.64271 | 68.654 | 0 | 0 | 11.681 | 12.031 | 4.5556 | 0 | 4.5556 | 0.1365 | 4.6921
2016-10-03 18:00 | 0.01 | 0 | 0 | 0 | 12.016 | 256.9473 | 12.006 | 17.1879 | 3.6861 | 0 | 0 | 11.3637 | 5.8243 | 3.6861 | 0.6404 | 68.182 | 0 | 0 | 12.016 | 12.016 | 4.6862 | 0 | 4.6862 | 0 | 4.6862
2016-10-03 19:00 | 0 | 1.201 | 0 | 0 | 16.201 | 255.5508 | 15 | 21.4742 | 4.6053 | 0 | 0 | 11.364 | 10.1102 | 4.6053 | 0.57825 | 68.184 | 0 | 0 | 16.201 | 16.201 | 6.3184 | 0 | 6.3184 | 0 | 6.3184
2016-10-03 20:00 | 0 | 0 | 0 | 5.761 | 21.239 | 255.5508 | 27 | 38.6535 | 8.2896 | 0 | 0 | 0 | 38.6535 | 8.2896 | 0.329 | 0 | 0 | 0 | 21.239 | 27 | 8.2832 | 0 | 8.2832 | 2.2468 | 10.53
2016-10-03 21:00 | 0 | 0 | 5.183 | 0 | 21.817 | 260.0082 | 27 | 38.6535 | 8.2896 | 0 | 0 | 0 | 38.6535 | 8.2896 | 0.329 | 0 | 0 | 0 | 21.817 | 21.817 | 8.5086 | 0 | 8.5086 | 0 | 8.5086
2016-10-03 22:00 | 0 | 6.107 | 0 | 0 | 21.107 | 252.907 | 15 | 21.4742 | 4.6053 | 0 | 0 | 0 | 21.4742 | 4.6053 | 0.329 | 0 | 0 | 0 | 21.107 | 21.107 | 8.2317 | 0 | 8.2317 | 0 | 8.2317
2016-10-03 23:00 | 0 | 3.941 | 0 | 0 | 18.941 | 248.3244 | 15 | 21.4742 | 4.6053 | 0 | 0 | 0 | 21.4742 | 4.6053 | 0.329 | 0 | 0 | 0 | 18.941 | 18.941 | 7.387 | 0 | 7.387 | 0 | 7.387
2016-10-04 | 0 | 1.722 | 0 | 0 | 16.722 | 246.3221 | 15 | 21.4742 | 4.6053 | 0 | 0 | 2.0912 | 19.383 | 4.6053 | 0.37487 | 0 | 7.34 | 2.4467 | 19.1687 | 19.1687 | 6.5216 | 0.9542 | 7.4758 | 0 | 7.4758
2016-10-04 01:00 | 0 | 0 | 0 | 0 | 14.565 | 246.3221 | 14.565 | 20.8514 | 4.4718 | 0 | 0 | 1.936 | 18.9154 | 4.4718 | 0.37273 | 0 | 6.795 | 2.265 | 16.83 | 16.83 | 5.6803 | 0.88335 | 6.5637 | 0 | 6.5637
2016-10-04 02:00 | 0 | 0 | 0 | 0 | 13.266 | 246.3221 | 13.266 | 18.9918 | 4.0729 | 0 | 0 | 1.8403 | 17.1514 | 4.0729 | 0.37464 | 0 | 6.46 | 2.1533 | 15.4193 | 15.4193 | 5.1737 | 0.8398 | 6.0135 | 0 | 6.0135
2016-10-04 03:00 | 0 | 0 | 0 | 0.228 | 11.772 | 246.3221 | 12 | 17.1793 | 3.6843 | 0 | 0 | 1.6903 | 15.489 | 3.6843 | 0.37534 | 0 | 5.933 | 1.9777 | 13.7497 | 13.9777 | 4.5911 | 0.77129 | 5.3624 | 0.08892 | 5.4513
2016-10-04 04:00 | 0 | 0 | 1.439 | 0 | 10.561 | 247.5597 | 12 | 17.1793 | 3.6843 | 0 | 0 | 1.5123 | 15.667 | 3.6843 | 0.37046 | 0 | 5.308 | 1.7693 | 12.3303 | 12.3303 | 4.1188 | 0.69004 | 4.8088 | 0 | 4.8088
2016-10-04 05:00 | 0 | 0 | 1.865 | 0 | 10.135 | 249.1636 | 12 | 17.1793 | 3.6843 | 0 | 0 | 0 | 17.1793 | 3.6843 | 0.329 | 0 | 0 | 0 | 10.135 | 10.135 | 3.9527 | 0 | 3.9527 | 0 | 3.9527
2016-10-04 06:00 | 0 | 0 | 2.996 | 0 | 9.004 | 251.7401 | 12 | 17.1793 | 3.6843 | 0 | 0 | 0 | 17.1793 | 3.6843 | 0.329 | 0 | 0 | 0 | 9.004 | 9.004 | 3.5116 | 0 | 3.5116 | 0 | 3.5116
2016-10-04 07:00 | 0.004 | 0 | 3.908 | 0 | 8.096 | 255.101 | 12 | 17.1793 | 3.6843 | 0 | 0 | 0 | 17.1793 | 3.6843 | 0.329 | 0 | 0 | 0 | 8.096 | 8.096 | 3.1574 | 0 | 3.1574 | 0 | 3.1574
2016-10-04 08:00 | 0.025 | 0 | 3.525 | 0 | 8.5 | 258.1325 | 12 | 17.1793 | 3.6843 | 0 | 0 | 0 | 17.1793 | 3.6843 | 0.329 | 0 | 0 | 0 | 8.5 | 8.5 | 3.315 | 0 | 3.315 | 0 | 3.315
2016-10-04 09:00 | 0.048 | 0 | 3.375 | 0 | 8.673 | 261.035 | 12 | 17.1793 | 3.6843 | 0 | 0 | 12.1117 | 5.0677 | 3.6843 | 0.66106 | 72.67 | 0 | 0 | 8.673 | 8.673 | 3.3825 | 0 | 3.3825 | 0 | 3.3825
2016-10-04 10:00 | 0.044 | 0 | 0 | 2.791 | 9.253 | 261.035 | 12 | 17.1793 | 3.6843 | 0 | 0 | 12.116 | 5.0633 | 3.6843 | 0.66118 | 72.696 | 0 | 0 | 9.253 | 12.044 | 3.6087 | 0 | 3.6087 | 1.0885 | 4.6972
2016-10-04 11:00 | 0.061 | 0 | 0 | 2.011 | 10.05 | 261.035 | 12 | 17.1793 | 3.6843 | 0 | 0 | 12.1195 | 5.0598 | 3.6843 | 0.66128 | 72.717 | 0 | 0 | 10.05 | 12.061 | 3.9195 | 0 | 3.9195 | 0.78429 | 4.7038
2016-10-04 12:00 | 0.062 | 0 | 0 | 1.212 | 10.85 | 261.035 | 12 | 17.1793 | 3.6843 | 0 | 0 | 13.4498 | 3.7295 | 3.6843 | 0.69775 | 72.075 | 5.045 | 1.6817 | 12.5317 | 13.7437 | 4.2315 | 0.65585 | 4.8873 | 0.47268 | 5.36
2016-10-04 13:00 | 0.052 | 0 | 0 | 1.121 | 10.931 | 261.035 | 12 | 17.1793 | 3.6843 | 0 | 0 | 14.1223 | 3.057 | 3.6843 | 0.71619 | 70.581 | 8.279 | 2.7597 | 13.6907 | 14.8117 | 4.2631 | 1.0763 | 5.3394 | 0.43719 | 5.7766
2016-10-04 14:00 | 0.048 | 0 | 1.216 | 0 | 10.832 | 262.0808 | 12 | 17.1793 | 3.6843 | 0 | 0 | 3.0905 | 14.0888 | 3.6843 | 0.41373 | 0 | 10.848 | 3.616 | 14.448 | 14.448 | 4.2245 | 1.4102 | 5.6347 | 0 | 5.6347
2016-10-04 15:00 | 0.056 | 0 | 0 | 1.1 | 10.956 | 262.0808 | 12 | 17.1793 | 3.6843 | 0 | 0 | 15.0518 | 2.1275 | 3.6843 | 0.74167 | 68.517 | 12.75 | 4.25 | 15.206 | 16.306 | 4.2728 | 1.6575 | 5.9303 | 0.429 | 6.3593
2016-10-04 16:00 | 0.037 | 0 | 0 | 0.922 | 11.115 | 262.0808 | 12 | 17.1793 | 3.6843 | 0 | 0 | 15.2335 | 1.9458 | 3.6843 | 0.74665 | 68.113 | 13.623 | 4.541 | 15.656 | 16.578 | 4.3349 | 1.771 | 6.1058 | 0.35958 | 6.4654
2016-10-04 17:00 | 0.019 | 0 | 0 | 0.967 | 11.052 | 262.0808 | 12 | 17.1793 | 3.6843 | 0 | 0 | 11.3248 | 5.8545 | 3.6843 | 0.63949 | 67.949 | 0 | 0 | 11.052 | 12.019 | 4.3103 | 0 | 4.3103 | 0.37713 | 4.6874
2016-10-04 18:00 | 0.005 | 0 | 0 | 0.515 | 11.49 | 262.0808 | 12 | 17.1793 | 3.6843 | 0 | 0 | 11.3397 | 5.8397 | 3.6843 | 0.6399 | 68.038 | 0 | 0 | 11.49 | 12.005 | 4.4811 | 0 | 4.4811 | 0.20085 | 4.682
2016-10-04 19:00 | 0 | 1.422 | 0 | 0 | 16.422 | 260.4273 | 15 | 21.4742 | 4.6053 | 0 | 0 | 11.3765 | 10.0977 | 4.6053 | 0.57852 | 68.259 | 0 | 0 | 16.422 | 16.422 | 6.4046 | 0 | 6.4046 | 0 | 6.4046
2016-10-04 20:00 | 0 | 0 | 0 | 5.354 | 21.646 | 260.4273 | 27 | 38.6535 | 8.2896 | 0 | 0 | 0 | 38.6535 | 8.2896 | 0.329 | 0 | 0 | 0 | 21.646 | 27 | 8.4419 | 0 | 8.4419 | 2.0881 | 10.53
2016-10-04 21:00 | 0 | 0 | 0 | 4.483 | 22.517 | 260.4273 | 27 | 38.6535 | 8.2896 | 0 | 0 | 0 | 38.6535 | 8.2896 | 0.329 | 0 | 0 | 0 | 22.517 | 27 | 8.7816 | 0 | 8.7816 | 1.7484 | 10.53
2016-10-04 22:00 | 0 | 0 | 0 | 4.59 | 22.41 | 260.4273 | 27 | 38.6535 | 8.2896 | 0 | 0 | 0 | 38.6535 | 8.2896 | 0.329 | 0 | 0 | 0 | 22.41 | 27 | 8.7399 | 0 | 8.7399 | 1.7901 | 10.53
2016-10-04 23:00 | 0 | 4.87 | 0 | 0 | 19.87 | 254.7645 | 15 | 21.4742 | 4.6053 | 0 | 0 | 0 | 21.4742 | 4.6053 | 0.329 | 0 | 0 | 0 | 19.87 | 19.87 | 7.7493 | 0 | 7.7493 | 0 | 7.7493
2016-10-05 | 0 | 2.853 | 0 | 0 | 17.853 | 251.447 | 15 | 21.4742 | 4.6053 | 0 | 0 | 1.9623 | 19.5118 | 4.6053 | 0.37204 | 0 | 6.888 | 2.296 | 20.149 | 20.149 | 6.9627 | 0.89544 | 7.8581 | 0 | 7.8581
2016-10-05 01:00 | 0 | 0.47 | 0 | 0 | 15.47 | 250.9005 | 15 | 21.4742 | 4.6053 | 0 | 0 | 1.7383 | 19.7358 | 4.6053 | 0.36713 | 0 | 6.101 | 2.0337 | 17.5037 | 17.5037 | 6.0333 | 0.79313 | 6.8264 | 0 | 6.8264
2016-10-05 02:00 | 0 | 0 | 0 | 0 | 14.17 | 250.9005 | 14.17 | 20.2859 | 4.3505 | 0 | 0 | 1.5318 | 18.7541 | 4.3505 | 0.36457 | 0 | 5.377 | 1.7923 | 15.9623 | 15.9623 | 5.5263 | 0.69901 | 6.2253 | 0 | 6.2253
2016-10-05 03:00 | 0 | 0 | 0 | 0 | 12.609 | 250.9005 | 12.609 | 18.0512 | 3.8712 | 0 | 0 | 1.3513 | 16.6998 | 3.8712 | 0.36426 | 0 | 4.743 | 1.581 | 14.19 | 14.19 | 4.9175 | 0.61659 | 5.5341 | 0 | 5.5341
2016-10-05 04:00 | 0 | 0 | 0 | 0.499 | 11.501 | 250.9005 | 12 | 17.1793 | 3.6843 | 0 | 0 | 1.286 | 15.8933 | 3.6843 | 0.36426 | 0 | 4.514 | 1.5047 | 13.0057 | 13.5047 | 4.4854 | 0.58682 | 5.0722 | 0.19461 | 5.2668
2016-10-05 05:00 | 0 | 0 | 0 | 1.571 | 10.429 | 250.9005 | 12 | 17.1793 | 3.6843 | 0 | 0 | 0 | 17.1793 | 3.6843 | 0.329 | 0 | 0 | 0 | 10.429 | 12 | 4.0673 | 0 | 4.0673 | 0.61269 | 4.68
2016-10-05 06:00 | 0 | 0 | 0 | 2.561 | 9.439 | 250.9005 | 12 | 17.1793 | 3.6843 | 0 | 0 | 0 | 17.1793 | 3.6843 | 0.329 | 0 | 0 | 0 | 9.439 | 12 | 3.6812 | 0 | 3.6812 | 0.99879 | 4.68
2016-10-05 07:00 | 0.006 | 0 | 3.775 | 0 | 8.231 | 254.147 | 12 | 17.1793 | 3.6843 | 0 | 0 | 0 | 17.1793 | 3.6843 | 0.329 | 0 | 0 | 0 | 8.231 | 8.231 | 3.2101 | 0 | 3.2101 | 0 | 3.2101
2016-10-05 08:00 | 0.033 | 0 | 3.335 | 0 | 8.698 | 257.0151 | 12 | 17.1793 | 3.6843 | 0 | 0 | 0 | 17.1793 | 3.6843 | 0.329 | 0 | 0 | 0 | 8.698 | 8.698 | 3.3922 | 0 | 3.3922 | 0 | 3.3922
2016-10-05 09:00 | 0.091 | 0 | 3.118 | 0 | 8.973 | 259.6966 | 12 | 17.1793 | 3.6843 | 0 | 0 | 12.2297 | 4.9497 | 3.6843 | 0.6643 | 73.378 | 0 | 0 | 8.973 | 8.973 | 3.4995 | 0 | 3.4995 | 0 | 3.4995
2016-10-05 10:00 | 0.091 | 0 | 1.912 | 0 | 10.179 | 261.3409 | 12 | 17.1793 | 3.6843 | 0 | 0 | 12.2678 | 4.9115 | 3.6843 | 0.66534 | 73.607 | 0 | 0 | 10.179 | 10.179 | 3.9698 | 0 | 3.9698 | 0 | 3.9698
2016-10-05 11:00 | 0.134 | 0 | 1.27 | 0 | 10.864 | 262.4331 | 12 | 17.1793 | 3.6843 | 0 | 0 | 12.308 | 4.8713 | 3.6843 | 0.66644 | 73.848 | 0 | 0 | 10.864 | 10.864 | 4.237 | 0 | 4.237 | 0 | 4.237
2016-10-05 12:00 | 0.148 | 0 | 0 | 0.027 | 12.121 | 262.4331 | 12 | 17.1793 | 3.6843 | 0 | 0 | 13.0157 | 4.1637 | 3.6843 | 0.68585 | 73.039 | 2.957 | 0.98567 | 13.1067 | 13.1337 | 4.7272 | 0.38441 | 5.1116 | 0.01053 | 5.1221
2016-10-05 13:00 | 0.106 | 0 | 0 | 0.62 | 11.486 | 262.4331 | 12 | 17.1793 | 3.6843 | 0 | 0 | 13.7265 | 3.4528 | 3.6843 | 0.70533 | 71.461 | 6.375 | 2.125 | 13.611 | 14.231 | 4.4795 | 0.82875 | 5.3083 | 0.2418 | 5.5501
2016-10-05 14:00 | 0.106 | 0 | 0 | 0.947 | 11.159 | 262.4331 | 12 | 17.1793 | 3.6843 | 0 | 0 | 2.8688 | 14.3105 | 3.6843 | 0.40765 | 0 | 10.069 | 3.3563 | 14.5153 | 15.4623 | 4.352 | 1.309 | 5.661 | 0.36933 | 6.0303
2016-10-05 15:00 | 0.109 | 0 | 0 | 0.637 | 11.472 | 262.4331 | 12 | 17.1793 | 3.6843 | 0 | 0 | 15.0788 | 2.1005 | 3.6843 | 0.74241 | 68.457 | 12.879 | 4.293 | 15.765 | 16.402 | 4.4741 | 1.6743 | 6.1484 | 0.24843 | 6.3968
2016-10-05 16:00 | 0.102 | 0 | 0 | 1.082 | 11.02 | 262.4331 | 12 | 17.1793 | 3.6843 | 0 | 0 | 15.4425 | 1.7368 | 3.6843 | 0.75238 | 67.649 | 14.628 | 4.876 | 15.896 | 16.978 | 4.2978 | 1.9016 | 6.1994 | 0.42198 | 6.6214
2016-10-05 17:00 | 0.039 | 0 | 0 | 0.769 | 11.27 | 262.4331 | 12 | 17.1793 | 3.6843 | 0 | 0 | 11.2247 | 5.9547 | 3.6843 | 0.63674 | 67.348 | 0 | 0 | 11.27 | 12.039 | 4.3953 | 0 | 4.3953 | 0.29991 | 4.6952
2016-10-05 18:00 | 0.012 | 0 | 0 | 0 | 12.367 | 262.4331 | 12.355 | 17.6876 | 3.7933 | 0 | 0 | 11.2355 | 6.4521 | 3.7933 | 0.62819 | 67.413 | 0 | 0 | 12.367 | 12.367 | 4.8231 | 0 | 4.8231 | 0 | 4.8231
2016-10-05 19:00 | 0 | 1.552 | 0 | 0 | 16.552 | 260.6285 | 15 | 21.4742 | 4.6053 | 0 | 0 | 11.2843 | 10.1898 | 4.6053 | 0.5765 | 67.706 | 0 | 0 | 16.552 | 16.552 | 6.4553 | 0 | 6.4553 | 0 | 6.4553
2016-10-05 20:00 | 0 | 0 | 0 | 5.654 | 21.346 | 260.6285 | 27 | 38.6535 | 8.2896 | 0 | 0 | 0 | 38.6535 | 8.2896 | 0.329 | 0 | 0 | 0 | 21.346 | 27 | 8.3249 | 0 | 8.3249 | 2.2051 | 10.53
2016-10-05 21:00 | 0 | 0 | 0 | 5.757 | 21.243 | 260.6285 | 27 | 38.6535 | 8.2896 | 0 | 0 | 0 | 38.6535 | 8.2896 | 0.329 | 0 | 0 | 0 | 21.243 | 27 | 8.2848 | 0 | 8.2848 | 2.2452 | 10.53
2016-10-05 22:00 | 0 | 5.335 | 0 | 0 | 20.335 | 254.425 | 15 | 21.4742 | 4.6053 | 0 | 0 | 0 | 21.4742 | 4.6053 | 0.329 | 0 | 0 | 0 | 20.335 | 20.335 | 7.9307 | 0 | 7.9307 | 0 | 7.9307
2016-10-05 23:00 | 0 | 3.627 | 0 | 0 | 18.627 | 250.2075 | 15 | 21.4742 | 4.6053 | 0 | 0 | 0 | 21.4742 | 4.6053 | 0.329 | 0 | 0 | 0 | 18.627 | 18.627 | 7.2645 | 0 | 7.2645 | 0 | 7.2645
2016-10-06 | 0 | 1.583 | 0 | 0 | 16.583 | 248.3668 | 15 | 21.4742 | 4.6053 | 0 | 0 | 1.8992 | 19.575 | 4.6053 | 0.37066 | 0 | 6.666 | 2.222 | 18.805 | 18.805 | 6.4674 | 0.86658 | 7.3339 | 0 | 7.3339
2016-10-06 01:00 | 0 | 0.373 | 0 | 0 | 15.373 | 247.9331 | 15 | 21.4742 | 4.6053 | 0 | 0 | 1.6875 | 19.7867 | 4.6053 | 0.36601 | 0 | 5.923 | 1.9743 | 17.3473 | 17.3473 | 5.9955 | 0.76999 | 6.7655 | 0 | 6.7655
2016-10-06 02:00 | 0 | 0 | 0 | 0 | 13.925 | 247.9331 | 13.925 | 19.9352 | 4.2753 | 0 | 0 | 1.4775 | 18.4577 | 4.2753 | 0.36391 | 0 | 5.186 | 1.7287 | 15.6537 | 15.6537 | 5.4308 | 0.67418 | 6.1049 | 0 | 6.1049
2016-10-06 03:00 | 0 | 0 | 0 | 0 | 12.306 | 247.9331 | 12.306 | 17.6174 | 3.7782 | 0 | 0 | 1.3103 | 16.3071 | 3.7782 | 0.36403 | 0 | 4.599 | 1.533 | 13.839 | 13.839 | 4.7993 | 0.59787 | 5.3972 | 0 | 5.3972
2016-10-06 04:00 | 0 | 0 | 0 | 0.625 | 11.375 | 247.9331 | 12 | 17.1793 | 3.6843 | 0 | 0 | 1.1608 | 16.0185 | 3.6843 | 0.36083 | 0 | 4.075 | 1.3583 | 12.7333 | 13.3583 | 4.4363 | 0.52975 | 4.966 | 0.24375 | 5.2098
2016-10-06 05:00 | 0 | 0 | 1.844 | 0 | 10.156 | 249.519 | 12 | 17.1793 | 3.6843 | 0 | 0 | 0 | 17.1793 | 3.6843 | 0.329 | 0 | 0 | 0 | 10.156 | 10.156 | 3.9608 | 0 | 3.9608 | 0 | 3.9608
2016-10-06 06:00 | 0 | 0 | 0 | 2.071 | 9.929 | 249.519 | 12 | 17.1793 | 3.6843 | 0 | 0 | 0 | 17.1793 | 3.6843 | 0.329 | 0 | 0 | 0 | 9.929 | 12 | 3.8723 | 0 | 3.8723 | 0.80769 | 4.68
2016-10-06 07:00 | 0.008 | 0 | 0 | 3.258 | 8.75 | 249.519 | 12 | 17.1793 | 3.6843 | 0 | 0 | 0 | 17.1793 | 3.6843 | 0.329 | 0 | 0 | 0 | 8.75 | 12.008 | 3.4125 | 0 | 3.4125 | 1.2706 | 4.6831
2016-10-06 08:00 | 0.042 | 0 | 0 | 3.158 | 8.884 | 249.519 | 12 | 17.1793 | 3.6843 | 0 | 0 | 0 | 17.1793 | 3.6843 | 0.329 | 0 | 0 | 0 | 8.884 | 12.042 | 3.4648 | 0 | 3.4648 | 1.2316 | 4.6964
2016-10-06 09:00 | 0.08 | 0 | 0 | 2.694 | 9.386 | 249.519 | 12 | 17.1793 | 3.6843 | 0 | 0 | 12.235 | 4.9443 | 3.6843 | 0.66444 | 73.41 | 0 | 0 | 9.386 | 12.08 | 3.6605 | 0 | 3.6605 | 1.0507 | 4.7112
2016-10-06 10:00 | 0.136 | 0 | 0 | 1.601 | 10.535 | 249.519 | 12 | 17.1793 | 3.6843 | 0 | 0 | 12.2583 | 4.921 | 3.6843 | 0.66508 | 73.55 | 0 | 0 | 10.535 | 12.136 | 4.1086 | 0 | 4.1086 | 0.62439 | 4.733
2016-10-06 11:00 | 0.152 | 0 | 1.357 | 0 | 10.795 | 250.686 | 12 | 17.1793 | 3.6843 | 0 | 0 | 12.2718 | 4.9075 | 3.6843 | 0.66545 | 73.631 | 0 | 0 | 10.795 | 10.795 | 4.21 | 0 | 4.21 | 0 | 4.21
2016-10-06 12:00 | 0.151 | 0 | 0 | 0.594 | 11.557 | 250.686 | 12 | 17.1793 | 3.6843 | 0 | 0 | 13.0502 | 4.1292 | 3.6843 | 0.68679 | 72.963 | 3.123 | 1.041 | 12.598 | 13.192 | 4.5072 | 0.40599 | 4.9132 | 0.23166 | 5.1449
2016-10-06 13:00 | 0.149 | 0 | 0 | 0.872 | 11.277 | 250.686 | 12 | 17.1793 | 3.6843 | 0 | 0 | 13.7652 | 3.4142 | 3.6843 | 0.70639 | 71.375 | 6.562 | 2.1873 | 13.4643 | 14.3363 | 4.398 | 0.85306 | 5.2511 | 0.34008 | 5.5912
2016-10-06 14:00 | 0.133 | 0 | 0 | 0.995 | 11.138 | 250.686 | 12 | 17.1793 | 3.6843 | 0 | 0 | 2.8217 | 14.3577 | 3.6843 | 0.40636 | 0 | 9.904 | 3.3013 | 14.4393 | 15.4343 | 4.3438 | 1.2875 | 5.6313 | 0.38805 | 6.0194
2016-10-06 15:00 | 0.108 | 0 | 0 | 0.731 | 11.377 | 250.686 | 12 | 17.1793 | 3.6843 | 0 | 0 | 14.9995 | 2.1798 | 3.6843 | 0.74024 | 68.633 | 12.498 | 4.166 | 15.543 | 16.274 | 4.437 | 1.6247 | 6.0618 | 0.28509 | 6.3469
2016-10-06 16:00 | 0.079 | 0 | 0 | 0.541 | 11.538 | 250.686 | 12 | 17.1793 | 3.6843 | 0 | 0 | 15.3453 | 1.834 | 3.6843 | 0.74972 | 67.865 | 14.161 | 4.7203 | 16.2583 | 16.7993 | 4.4998 | 1.8409 | 6.3407 | 0.21099 | 6.5517
2016-10-06 17:00 | 0.048 | 0 | 1.509 | 0 | 10.539 | 251.9837 | 12 | 17.1793 | 3.6843 | 0 | 0 | 11.2338 | 5.9455 | 3.6843 | 0.63699 | 67.403 | 0 | 0 | 10.539 | 10.539 | 4.1102 | 0 | 4.1102 | 0 | 4.1102
2016-10-06 18:00 | 0.008 | 0 | 0 | 0.634 | 11.374 | 251.9837 | 12 | 17.1793 | 3.6843 | 0 | 0 | 11.2058 | 5.9735 | 3.6843 | 0.63623 | 67.235 | 0 | 0 | 11.374 | 12.008 | 4.4359 | 0 | 4.4359 | 0.24726 | 4.6831
2016-10-06 19:00 | 0 | 0.028 | 0 | 0 | 15.028 | 251.9512 | 15 | 21.4742 | 4.6053 | 0 | 0 | 11.2185 | 10.2557 | 4.6053 | 0.57506 | 67.311 | 0 | 0 | 15.028 | 15.028 | 5.8609 | 0 | 5.8609 | 0 | 5.8609
2016-10-06 20:00 | 0 | 5.539 | 0 | 0 | 20.539 | 245.5105 | 15 | 21.4742 | 4.6053 | 0 | 0 | 0 | 21.4742 | 4.6053 | 0.329 | 0 | 0 | 0 | 20.539 | 20.539 | 8.0102 | 0 | 8.0102 | 0 | 8.0102
2016-10-06 21:00 | 0 | 0 | 0 | 5.24 | 21.76 | 245.5105 | 27 | 38.6535 | 8.2896 | 0 | 0 | 0 | 38.6535 | 8.2896 | 0.329 | 0 | 0 | 0 | 21.76 | 27 | 8.4864 | 0 | 8.4864 | 2.0436 | 10.53
2016-10-06 22:00 | 0 | 6.103 | 0 | 0 | 21.103 | 238.414 | 15 | 21.4742 | 4.6053 | 0 | 0 | 0 | 21.4742 | 4.6053 | 0.329 | 0 | 0 | 0 | 21.103 | 21.103 | 8.2302 | 0 | 8.2302 | 0 | 8.2302
2016-10-06 23:00 | 0 | 4.031 | 0 | 0 | 19.031 | 233.7267 | 15 | 21.4742 | 4.6053 | 0 | 0 | 0 | 21.4742 | 4.6053 | 0.329 | 0 | 0 | 0 | 19.031 | 19.031 | 7.4221 | 0 | 7.4221 | 0 | 7.4221
2016-10-07 | 0 | 1.485 | 0 | 0 | 16.485 | 232 | 15 | 21.4742 | 4.6053 | 0 | 0 | 1.8743 | 19.5998 | 4.6053 | 0.37011 | 0 | 6.579 | 2.193 | 18.678 | 18.678 | 6.4291 | 0.85527 | 7.2844 | 0 | 7.2844
2016-10-07 01:00 | 0 | 0 | 0 | 0 | 14.557 | 232 | 14.557 | 20.84 | 4.4693 | 0 | 0 | 1.6285 | 19.2115 | 4.4693 | 0.36581 | 0 | 5.716 | 1.9053 | 16.4623 | 16.4623 | 5.6772 | 0.74308 | 6.4203 | 0 | 6.4203
2016-10-07 02:00 | 0 | 0 | 0 | 0 | 12.944 | 232 | 12.944 | 18.5308 | 3.9741 | 0 | 0 | 1.4157 | 17.1151 | 3.9741 | 0.36498 | 0 | 4.969 | 1.6563 | 14.6003 | 14.6003 | 5.0482 | 0.64597 | 5.6941 | 0 | 5.6941
2016-10-07 03:00 | 0 | 0 | 0 | 0.266 | 11.734 | 232 | 12 | 17.1793 | 3.6843 | 0 | 0 | 1.2343 | 15.945 | 3.6843 | 0.36284 | 0 | 4.332 | 1.444 | 13.178 | 13.444 | 4.5763 | 0.56316 | 5.1394 | 0.10374 | 5.2432
2016-10-07 04:00 | 0 | 0 | 0 | 1.195 | 10.805 | 232 | 12 | 17.1793 | 3.6843 | 0 | 0 | 1.1328 | 16.0465 | 3.6843 | 0.36006 | 0 | 3.976 | 1.3253 | 12.1303 | 13.3253 | 4.2139 | 0.51688 | 4.7308 | 0.46605 | 5.1969
2016-10-07 05:00 | 0 | 0 | 0 | 2.078 | 9.922 | 232 | 12 | 17.1793 | 3.6843 | 0 | 0 | 0 | 17.1793 | 3.6843 | 0.329 | 0 | 0 | 0 | 9.922 | 12 | 3.8696 | 0 | 3.8696 | 0.81042 | 4.68
2016-10-07 06:00 | 0 | 0 | 0 | 2.632 | 9.368 | 232 | 12 | 17.1793 | 3.6843 | 0 | 0 | 0 | 17.1793 | 3.6843 | 0.329 | 0 | 0 | 0 | 9.368 | 12 | 3.6535 | 0 | 3.6535 | 1.0265 | 4.68
2016-10-07 07:00 | 0.01 | 0 | 0 | 3.636 | 8.374 | 232 | 12 | 17.1793 | 3.6843 | 0 | 0 | 0 | 17.1793 | 3.6843 | 0.329 | 0 | 0 | 0 | 8.374 | 12.01 | 3.2659 | 0 | 3.2659 | 1.418 | 4.6839
2016-10-07 08:00 | 0.064 | 0 | 3.067 | 0 | 8.997 | 234.6376 | 12 | 17.1793 | 3.6843 | 0 | 0 | 0 | 17.1793 | 3.6843 | 0.329 | 0 | 0 | 0 | 8.997 | 8.997 | 3.5088 | 0 | 3.5088 | 0 | 3.5088
2016-10-07 09:00 | 0.114 | 0 | 2.644 | 0 | 9.47 | 236.9115 | 12 | 17.1793 | 3.6843 | 0 | 0 | 12.2143 | 4.965 | 3.6843 | 0.66388 | 73.286 | 0 | 0 | 9.47 | 9.47 | 3.6933 | 0 | 3.6933 | 0 | 3.6933
2016-10-07 10:00 | 0.149 | 0 | 0 | 1.913 | 10.236 | 236.9115 | 12 | 17.1793 | 3.6843 | 0 | 0 | 12.2262 | 4.9532 | 3.6843 | 0.6642 | 73.357 | 0 | 0 | 10.236 | 12.149 | 3.992 | 0 | 3.992 | 0.74607 | 4.7381
2016-10-07 11:00 | 0.169 | 0 | 0 | 1.63 | 10.539 | 236.9115 | 12 | 17.1793 | 3.6843 | 0 | 0 | 12.2548 | 4.9245 | 3.6843 | 0.66499 | 73.529 | 0 | 0 | 10.539 | 12.169 | 4.1102 | 0 | 4.1102 | 0.6357 | 4.7459
2016-10-07 12:00 | 0.171 | 0 | 0 | 1.046 | 11.125 | 236.9115 | 12 | 17.1793 | 3.6843 | 0 | 0 | 13.0862 | 4.0932 | 3.6843 | 0.68778 | 72.883 | 3.296 | 1.0987 | 12.2237 | 13.2697 | 4.3388 | 0.42848 | 4.7672 | 0.40794 | 5.1752
2016-10-07 13:00 | 0.159 | 0 | 0 | 1.452 | 10.707 | 236.9115 | 12 | 17.1793 | 3.6843 | 0 | 0 | 13.4642 | 3.7152 | 3.6843 | 0.69814 | 72.043 | 5.114 | 1.7047 | 12.4117 | 13.8637 | 4.1757 | 0.66482 | 4.8406 | 0.56628 | 5.4068
2016-10-07 14:00 | 0.158 | 0 | 0 | 1.449 | 10.709 | 236.9115 | 12 | 17.1793 | 3.6843 | 0 | 0 | 1.8183 | 15.361 | 3.6843 | 0.37885 | 0 | 6.382 | 2.1273 | 12.8363 | 14.2853 | 4.1765 | 0.82966 | 5.0062 | 0.56511 | 5.5713
2016-10-07 15:00 | 0.122 | 0 | 0 | 1.062 | 11.06 | 236.9115 | 12 | 17.1793 | 3.6843 | 0 | 0 | 13.9363 | 3.243 | 3.6843 | 0.71109 | 70.994 | 7.385 | 2.4617 | 13.5217 | 14.5837 | 4.3134 | 0.96005 | 5.2735 | 0.41418 | 5.6876
2016-10-07 16:00 | 0.085 | 0 | 1.269 | 1.7764e-15 | 10.816 | 238.0028 | 12 | 17.1793 | 3.6843 | 0 | 0 | 14.1118 | 3.0675 | 3.6843 | 0.7159 | 70.605 | 8.229 | 2.743 | 13.559 | 13.559 | 4.2182 | 1.0698 | 5.288 | 6.9278e-16 | 5.288
2016-10-07 17:00 | 0.05 | 0 | 0 | 1.638 | 10.412 | 238.0028 | 12 | 17.1793 | 3.6843 | 0 | 0 | 11.5993 | 5.58 | 3.6843 | 0.64702 | 69.596 | 0 | 0 | 10.412 | 12.05 | 4.0607 | 0 | 4.0607 | 0.63882 | 4.6995
2016-10-07 18:00 | 0.011 | 0 | 0 | 0.343 | 11.668 | 238.0028 | 12 | 17.1793 | 3.6843 | 0 | 0 | 11.3207 | 5.8587 | 3.6843 | 0.63937 | 67.924 | 0 | 0 | 11.668 | 12.011 | 4.5505 | 0 | 4.5505 | 0.13377 | 4.6843
2016-10-07 19:00 | 0 | 1.39 | 0 | 0 | 16.39 | 236.3865 | 15 | 21.4742 | 4.6053 | 0 | 0 | 11.2127 | 10.2615 | 4.6053 | 0.57493 | 67.276 | 0 | 0 | 16.39 | 16.39 | 6.3921 | 0 | 6.3921 | 0 | 6.3921
2016-10-07 20:00 | 0 | 0 | 0 | 5.729 | 21.271 | 236.3865 | 27 | 38.6535 | 8.2896 | 0 | 0 | 0 | 38.6535 | 8.2896 | 0.329 | 0 | 0 | 0 | 21.271 | 27 | 8.2957 | 0 | 8.2957 | 2.2343 | 10.53
2016-10-07 21:00 | 0 | 0 | 3.1755 | 2.2675 | 21.557 | 239.1174 | 27 | 38.6535 | 8.2896 | 0 | 0 | 0 | 38.6535 | 8.2896 | 0.329 | 0 | 0 | 0 | 21.557 | 23.8245 | 8.4072 | 0 | 8.4072 | 0.88433 | 9.2916
2016-10-07 22:00 | 0 | 0 | 0 | 5.372 | 21.628 | 239.1174 | 27 | 38.6535 | 8.2896 | 0 | 0 | 0 | 38.6535 | 8.2896 | 0.329 | 0 | 0 | 0 | 21.628 | 27 | 8.4349 | 0 | 8.4349 | 2.0951 | 10.53
2016-10-07 23:00 | 0 | 4.12 | 0 | 0 | 19.12 | 234.3267 | 15 | 21.4742 | 4.6053 | 0 | 0 | 0 | 21.4742 | 4.6053 | 0.329 | 0 | 0 | 0 | 19.12 | 19.12 | 7.4568 | 0 | 7.4568 | 0 | 7.4568
2016-10-08 | 0 | 1.552 | 0 | 0 | 16.552 | 232.5221 | 15 | 21.4742 | 4.6053 | 0 | 0 | 1.9392 | 19.535 | 4.6053 | 0.37153 | 0 | 6.806 | 2.2687 | 18.8207 | 18.8207 | 6.4553 | 0.88478 | 7.3401 | 0 | 7.3401
2016-10-08 01:00 | 0 | 0.449 | 0 | 0 | 15.449 | 232 | 15 | 21.4742 | 4.6053 | 0 | 0 | 1.6075 | 19.8667 | 4.6053 | 0.36426 | 0 | 5.642 | 1.8807 | 17.3297 | 17.3297 | 6.0251 | 0.73346 | 6.7586 | 0 | 6.7586
2016-10-08 02:00 | 0 | 0 | 0 | 0 | 13.303 | 232 | 13.303 | 19.0447 | 4.0843 | 0 | 0 | 1.3358 | 17.7089 | 4.0843 | 0.36204 | 0 | 4.689 | 1.563 | 14.866 | 14.866 | 5.1882 | 0.60957 | 5.7977 | 0 | 5.7977
2016-10-08 03:00 | 0 | 0 | 0 | 0.261 | 11.739 | 232 | 12 | 17.1793 | 3.6843 | 0 | 0 | 1.1198 | 16.0595 | 3.6843 | 0.3597 | 0 | 3.931 | 1.3103 | 13.0493 | 13.3103 | 4.5782 | 0.51103 | 5.0892 | 0.10179 | 5.191
2016-10-08 04:00 | 0 | 0 | 0 | 1.13 | 10.87 | 232 | 12 | 17.1793 | 3.6843 | 0 | 0 | 0.94683 | 16.2325 | 3.6843 | 0.35496 | 0 | 3.324 | 1.108 | 11.978 | 13.108 | 4.2393 | 0.43212 | 4.6714 | 0.4407 | 5.1121
2016-10-08 05:00 | 0 | 0 | 2.2 | 0 | 9.8 | 233.892 | 12 | 17.1793 | 3.6843 | 0 | 0 | 0 | 17.1793 | 3.6843 | 0.329 | 0 | 0 | 0 | 9.8 | 9.8 | 3.822 | 0 | 3.822 | 0 | 3.822
2016-10-08 06:00 | 0 | 0 | 2.972 | 0 | 9.028 | 236.4479 | 12 | 17.1793 | 3.6843 | 0 | 0 | 0 | 17.1793 | 3.6843 | 0.329 | 0 | 0 | 0 | 9.028 | 9.028 | 3.5209 | 0 | 3.5209 | 0 | 3.5209
2016-10-08 07:00 | 0.012 | 0 | 4.071 | 1.7764e-15 | 7.941 | 239.949 | 12 | 17.1793 | 3.6843 | 0 | 0 | 0 | 17.1793 | 3.6843 | 0.329 | 0 | 0 | 0 | 7.941 | 7.941 | 3.097 | 0 | 3.097 | 6.9278e-16 | 3.097
2016-10-08 08:00 | 0.053 | 0 | 3.583 | 0 | 8.47 | 243.0304 | 12 | 17.1793 | 3.6843 | 0 | 0 | 0 | 17.1793 | 3.6843 | 0.329 | 0 | 0 | 0 | 8.47 | 8.47 | 3.3033 | 0 | 3.3033 | 0 | 3.3033
2016-10-08 09:00 | 0.095 | 0 | 3.113 | 0 | 8.982 | 245.7075 | 12 | 17.1793 | 3.6843 | 0 | 0 | 12.2787 | 4.9007 | 3.6843 | 0.66564 | 73.672 | 0 | 0 | 8.982 | 8.982 | 3.503 | 0 | 3.503 | 0 | 3.503
2016-10-08 10:00 | 0.113 | 0 | 0 | 2.165 | 9.948 | 245.7075 | 12 | 17.1793 | 3.6843 | 0 | 0 | 12.3348 | 4.8445 | 3.6843 | 0.66718 | 74.009 | 0 | 0 | 9.948 | 12.113 | 3.8797 | 0 | 3.8797 | 0.84435 | 4.7241
2016-10-08 11:00 | 0.156 | 0 | 0 | 1.91 | 10.246 | 245.7075 | 12 | 17.1793 | 3.6843 | 0 | 0 | 12.3797 | 4.7997 | 3.6843 | 0.66841 | 74.278 | 0 | 0 | 10.246 | 12.156 | 3.9959 | 0 | 3.9959 | 0.7449 | 4.7408
2016-10-08 12:00 | 0.176 | 0 | 1.235 | 0 | 10.941 | 246.7696 | 12 | 17.1793 | 3.6843 | 0 | 0 | 12.9087 | 4.2707 | 3.6843 | 0.68291 | 73.277 | 2.443 | 0.81433 | 11.7553 | 11.7553 | 4.267 | 0.31759 | 4.5846 | 0 | 4.5846
2016-10-08 13:00 | 0.16 | 0 | 1.281 | 0 | 10.879 | 247.8713 | 12 | 17.1793 | 3.6843 | 0 | 0 | 13.8623 | 3.317 | 3.6843 | 0.70906 | 71.159 | 7.029 | 2.343 | 13.222 | 13.222 | 4.2428 | 0.91377 | 5.1566 | 0 | 5.1566
2016-10-08 14:00 | 0.142 | 0 | 0 | 1.008 | 11.134 | 247.8713 | 12 | 17.1793 | 3.6843 | 0 | 0 | 3.5033 | 13.676 | 3.6843 | 0.42505 | 0 | 12.296 | 4.0987 | 15.2327 | 16.2407 | 4.3423 | 1.5985 | 5.9407 | 0.39312 | 6.3339
2016-10-08 15:00 | 0.132 | 0 | 0 | 0.668 | 11.464 | 247.8713 | 12 | 17.1793 | 3.6843 | 0 | 0 | 15.5675 | 1.6118 | 3.6843 | 0.75581 | 67.372 | 15.229 | 5.0763 | 16.5403 | 17.2083 | 4.471 | 1.9798 | 6.4507 | 0.26052 | 6.7112
2016-10-08 16:00 | 0.116 | 0 | 1.24 | 0 | 10.876 | 248.9377 | 12 | 17.1793 | 3.6843 | 0 | 0 | 15.9377 | 1.2417 | 3.6843 | 0.76596 | 66.55 | 17.009 | 5.6697 | 16.5457 | 16.5457 | 4.2416 | 2.2112 | 6.4528 | 0 | 6.4528
2016-10-08 17:00 | 0.06 | 0 | 1.2907 | 0.38833 | 10.381 | 250.0477 | 12 | 17.1793 | 3.6843 | 0 | 0 | 11.0133 | 6.166 | 3.6843 | 0.63095 | 66.08 | 0 | 0 | 10.381 | 10.7693 | 4.0486 | 0 | 4.0486 | 0.15145 | 4.2
2016-10-08 18:00 | 0.01 | 0 | 0 | 0.814 | 11.196 | 250.0477 | 12 | 17.1793 | 3.6843 | 0 | 0 | 10.9852 | 6.1942 | 3.6843 | 0.63018 | 65.911 | 0 | 0 | 11.196 | 12.01 | 4.3664 | 0 | 4.3664 | 0.31746 | 4.6839
2016-10-08 19:00 | 0 | 0.992 | 0 | 0 | 15.992 | 248.8942 | 15 | 21.4742 | 4.6053 | 0 | 0 | 11.0023 | 10.4718 | 4.6053 | 0.57032 | 66.014 | 0 | 0 | 15.992 | 15.992 | 6.2369 | 0 | 6.2369 | 0 | 6.2369
2016-10-08 20:00 | 0 | 6.069 | 0 | 0 | 21.069 | 241.8372 | 15 | 21.4742 | 4.6053 | 0 | 0 | 0 | 21.4742 | 4.6053 | 0.329 | 0 | 0 | 0 | 21.069 | 21.069 | 8.2169 | 0 | 8.2169 | 0 | 8.2169
2016-10-08 21:00 | 0 | 0 | 0 | 4.987 | 22.013 | 241.8372 | 27 | 38.6535 | 8.2896 | 0 | 0 | 0 | 38.6535 | 8.2896 | 0.329 | 0 | 0 | 0 | 22.013 | 27 | 8.5851 | 0 | 8.5851 | 1.9449 | 10.53
2016-10-08 22:00 | 0 | 6.021 | 0 | 0 | 21.021 | 234.836 | 15 | 21.4742 | 4.6053 | 0 | 0 | 0 | 21.4742 | 4.6053 | 0.329 | 0 | 0 | 0 | 21.021 | 21.021 | 8.1982 | 0 | 8.1982 | 0 | 8.1982
2016-10-08 23:00 | 0 | 2.439 | 0 | 0 | 17.439 | 232 | 15 | 21.4742 | 4.6053 | 0 | 0 | 0 | 21.4742 | 4.6053 | 0.329 | 0 | 0 | 0 | 17.439 | 17.439 | 6.8012 | 0 | 6.8012 | 0 | 6.8012
2016-10-09 | 0 | 0 | 0 | 0 | 14.481 | 232 | 14.481 | 20.7312 | 4.446 | 0 | 0 | 2.3463 | 18.3848 | 4.446 | 0.38231 | 0 | 8.236 | 2.7453 | 17.2263 | 17.2263 | 5.6476 | 1.0707 | 6.7183 | 0 | 6.7183
2016-10-09 01:00 | 0 | 0 | 0 | 0 | 13.397 | 232 | 13.397 | 19.1793 | 4.1132 | 0 | 0 | 2.0802 | 17.0991 | 4.1132 | 0.38008 | 0 | 7.302 | 2.434 | 15.831 | 15.831 | 5.2248 | 0.94926 | 6.1741 | 0 | 6.1741
2016-10-09 02:00 | 0 | 0 | 0 | 0 | 12.426 | 232 | 12.426 | 17.7892 | 3.8151 | 0 | 0 | 1.8582 | 15.931 | 3.8151 | 0.3782 | 0 | 6.522 | 2.174 | 14.6 | 14.6 | 4.8461 | 0.84786 | 5.694 | 0 | 5.694
2016-10-09 03:00 | 0 | 0 | 0 | 0.314 | 11.686 | 232 | 12 | 17.1793 | 3.6843 | 0 | 0 | 1.6612 | 15.5182 | 3.6843 | 0.37454 | 0 | 5.831 | 1.9437 | 13.6297 | 13.9437 | 4.5575 | 0.75803 | 5.3156 | 0.12246 | 5.438
2016-10-09 04:00 | 0 | 0 | 0 | 1.755 | 10.245 | 232 | 12 | 17.1793 | 3.6843 | 0 | 0 | 1.4575 | 15.7218 | 3.6843 | 0.36896 | 0 | 5.116 | 1.7053 | 11.9503 | 13.7053 | 3.9956 | 0.66508 | 4.6606 | 0.68445 | 5.3451
2016-10-09 05:00 | 0 | 0 | 2.507 | 0 | 9.493 | 234.156 | 12 | 17.1793 | 3.6843 | 0 | 0 | 0 | 17.1793 | 3.6843 | 0.329 | 0 | 0 | 0 | 9.493 | 9.493 | 3.7023 | 0 | 3.7023 | 0 | 3.7023
2016-10-09 06:00 | 0 | 0 | 3.245 | 0 | 8.755 | 236.9467 | 12 | 17.1793 | 3.6843 | 0 | 0 | 0 | 17.1793 | 3.6843 | 0.329 | 0 | 0 | 0 | 8.755 | 8.755 | 3.4144 | 0 | 3.4144 | 0 | 3.4144
2016-10-09 07:00 | 0.009 | 0 | 0 | 4.119 | 7.89 | 236.9467 | 12 | 17.1793 | 3.6843 | 0 | 0 | 0 | 17.1793 | 3.6843 | 0.329 | 0 | 0 | 0 | 7.89 | 12.009 | 3.0771 | 0 | 3.0771 | 1.6064 | 4.6835
2016-10-09 08:00 | 0.047 | 0 | 3.383 | 0 | 8.664 | 239.8561 | 12 | 17.1793 | 3.6843 | 0 | 0 | 0 | 17.1793 | 3.6843 | 0.329 | 0 | 0 | 0 | 8.664 | 8.664 | 3.379 | 0 | 3.379 | 0 | 3.379
2016-10-09 09:00 | 0.079 | 0 | 3.319 | 0 | 8.76 | 242.7104 | 12 | 17.1793 | 3.6843 | 0 | 0 | 12.3063 | 4.873 | 3.6843 | 0.6664 | 73.838 | 0 | 0 | 8.76 | 8.76 | 3.4164 | 0 | 3.4164 | 0 | 3.4164
2016-10-09 10:00 | 0.108 | 0 | 0 | 2.518 | 9.59 | 242.7104 | 12 | 17.1793 | 3.6843 | 0 | 0 | 12.2765 | 4.9028 | 3.6843 | 0.66558 | 73.659 | 0 | 0 | 9.59 | 12.108 | 3.7401 | 0 | 3.7401 | 0.98202 | 4.7221
2016-10-09 11:00 | 0.128 | 0 | 0 | 2.014 | 10.114 | 242.7104 | 12 | 17.1793 | 3.6843 | 0 | 0 | 12.2195 | 4.9598 | 3.6843 | 0.66402 | 73.317 | 0 | 0 | 10.114 | 12.128 | 3.9445 | 0 | 3.9445 | 0.78546 | 4.7299
2016-10-09 12:00 | 0.165 | 0 | 0 | 1.123 | 11.042 | 242.7104 | 12 | 17.1793 | 3.6843 | 0 | 0 | 13.0493 | 4.13 | 3.6843 | 0.68677 | 72.964 | 3.119 | 1.0397 | 12.0817 | 13.2047 | 4.3064 | 0.40547 | 4.7119 | 0.43797 | 5.1498
2016-10-09 13:00 | 0.175 | 0 | 0 | 1.378 | 10.797 | 242.7104 | 12 | 17.1793 | 3.6843 | 0 | 0 | 13.4045 | 3.7748 | 3.6843 | 0.69651 | 72.176 | 4.827 | 1.609 | 12.406 | 13.784 | 4.2108 | 0.62751 | 4.8383 | 0.53742 | 5.3758
2016-10-09 14:00 | 0.147 | 0 | 0 | 0.855 | 11.292 | 242.7104 | 12 | 17.1793 | 3.6843 | 0 | 0 | 1.9503 | 15.229 | 3.6843 | 0.38247 | 0 | 6.845 | 2.2817 | 13.5737 | 14.4287 | 4.4039 | 0.88985 | 5.2937 | 0.33345 | 5.6272
2016-10-09 15:00 | 0.115 | 0 | 0 | 1.076 | 11.039 | 242.7104 | 12 | 17.1793 | 3.6843 | 0 | 0 | 14.4987 | 2.6807 | 3.6843 | 0.72651 | 69.745 | 10.09 | 3.3633 | 14.4023 | 15.4783 | 4.3052 | 1.3117 | 5.6169 | 0.41964 | 6.0366
2016-10-09 16:00 | 0.074 | 0 | 0 | 0.9 | 11.174 | 242.7104 | 12 | 17.1793 | 3.6843 | 0 | 0 | 15.2412 | 1.9382 | 3.6843 | 0.74686 | 68.097 | 13.66 | 4.5533 | 15.7273 | 16.6273 | 4.3579 | 1.7758 | 6.1337 | 0.351 | 6.4847
2016-10-09 17:00 | 0.037 | 0 | 0 | 1.156 | 10.881 | 242.7104 | 12 | 17.1793 | 3.6843 | 0 | 0 | 11.21 | 5.9693 | 3.6843 | 0.63634 | 67.26 | 0 | 0 | 10.881 | 12.037 | 4.2436 | 0 | 4.2436 | 0.45084 | 4.6944
2016-10-09 18:00 | 0.013 | 0 | 0 | 0.067 | 11.946 | 242.7104 | 12 | 17.1793 | 3.6843 | 0 | 0 | 11.1647 | 6.0147 | 3.6843 | 0.6351 | 66.988 | 0 | 0 | 11.946 | 12.013 | 4.6589 | 0 | 4.6589 | 0.02613 | 4.6851
2016-10-09 19:00 | 0 | 2.052 | 0 | 0 | 17.052 | 240.3244 | 15 | 21.4742 | 4.6053 | 0 | 0 | 11.2003 | 10.2738 | 4.6053 | 0.57466 | 67.202 | 0 | 0 | 17.052 | 17.052 | 6.6503 | 0 | 6.6503 | 0 | 6.6503
2016-10-09 20:00 | 0 | 0 | 0 | 5.686 | 21.314 | 240.3244 | 27 | 38.6535 | 8.2896 | 0 | 0 | 0 | 38.6535 | 8.2896 | 0.329 | 0 | 0 | 0 | 21.314 | 27 | 8.3125 | 0 | 8.3125 | 2.2175 | 10.53
2016-10-09 21:00 | 0 | 0 | 3.969 | 0 | 23.031 | 243.7377 | 27 | 38.6535 | 8.2896 | 0 | 0 | 0 | 38.6535 | 8.2896 | 0.329 | 0 | 0 | 0 | 23.031 | 23.031 | 8.9821 | 0 | 8.9821 | 0 | 8.9821
2016-10-09 22:00 | 0 | 0 | 0 | 5.602 | 21.398 | 243.7377 | 27 | 38.6535 | 8.2896 | 0 | 0 | 0 | 38.6535 | 8.2896 | 0.329 | 0 | 0 | 0 | 21.398 | 27 | 8.3452 | 0 | 8.3452 | 2.1848 | 10.53
2016-10-09 23:00 | 0 | 3.489 | 0 | 0 | 18.489 | 239.6808 | 15 | 21.4742 | 4.6053 | 0 | 0 | 0 | 21.4742 | 4.6053 | 0.329 | 0 | 0 | 0 | 18.489 | 18.489 | 7.2107 | 0 | 7.2107 | 0 | 7.2107
2016-10-10 | 0 | 0.119 | 0 | 0 | 15.119 | 239.5424 | 15 | 21.4742 | 4.6053 | 0 | 0 | 2.0188 | 19.4553 | 4.6053 | 0.37328 | 0 | 7.086 | 2.362 | 17.481 | 17.481 | 5.8964 | 0.92118 | 6.8176 | 0 | 6.8176
2016-10-10 01:00 | 0 | 0 | 0 | 0 | 13.508 | 239.5424 | 13.508 | 19.3382 | 4.1472 | 0 | 0 | 1.7578 | 17.5804 | 4.1472 | 0.37181 | 0 | 6.17 | 2.0567 | 15.5647 | 15.5647 | 5.2681 | 0.8021 | 6.0702 | 0 | 6.0702
2016-10-10 02:00 | 0 | 0 | 0 | 0 | 13.278 | 239.5424 | 13.278 | 19.0089 | 4.0766 | 0 | 0 | 1.6223 | 17.3866 | 4.0766 | 0.3692 | 0 | 5.695 | 1.8983 | 15.1763 | 15.1763 | 5.1784 | 0.74035 | 5.9188 | 0 | 5.9188
2016-10-10 03:00 | 0 | 0 | 0 | 0.487 | 11.513 | 239.5424 | 12 | 17.1793 | 3.6843 | 0 | 0 | 1.625 | 15.5543 | 3.6843 | 0.37355 | 0 | 5.704 | 1.9013 | 13.4143 | 13.9013 | 4.4901 | 0.74152 | 5.2316 | 0.18993 | 5.4215
2016-10-10 04:00 | 0 | 0 | 1.254 | 0 | 10.746 | 240.6208 | 12 | 17.1793 | 3.6843 | 0 | 0 | 1.7675 | 15.4118 | 3.6843 | 0.37746 | 0 | 6.204 | 2.068 | 12.814 | 12.814 | 4.1909 | 0.80652 | 4.9975 | 0 | 4.9975
2016-10-10 05:00 | 0 | 0 | 0 | 2.148 | 9.852 | 240.6208 | 12 | 17.1793 | 3.6843 | 0 | 0 | 0 | 17.1793 | 3.6843 | 0.329 | 0 | 0 | 0 | 9.852 | 12 | 3.8423 | 0 | 3.8423 | 0.83772 | 4.68
2016-10-10 06:00 | 0 | 0 | 2.786 | 0 | 9.214 | 243.0168 | 12 | 17.1793 | 3.6843 | 0 | 0 | 0 | 17.1793 | 3.6843 | 0.329 | 0 | 0 | 0 | 9.214 | 9.214 | 3.5935 | 0 | 3.5935 | 0 | 3.5935
2016-10-10 07:00 | 0.006 | 0 | 1.196 | 2.897 | 7.913 | 244.0453 | 12 | 17.1793 | 3.6843 | 0 | 0 | 0 | 17.1793 | 3.6843 | 0.329 | 0 | 0 | 0 | 7.913 | 10.81 | 3.0861 | 0 | 3.0861 | 1.1298 | 4.2159
2016-10-10 08:00 | 0.048 | 0 | 0 | 3.355 | 8.693 | 244.0453 | 12 | 17.1793 | 3.6843 | 0 | 0 | 0 | 17.1793 | 3.6843 | 0.329 | 0 | 0 | 0 | 8.693 | 12.048 | 3.3903 | 0 | 3.3903 | 1.3085 | 4.6987
2016-10-10 09:00 | 0.09 | 0 | 0 | 3.169 | 8.921 | 244.0453 | 12 | 17.1793 | 3.6843 | 0 | 0 | 12.0765 | 5.1028 | 3.6843 | 0.6601 | 72.459 | 0 | 0 | 8.921 | 12.09 | 3.4792 | 0 | 3.4792 | 1.2359 | 4.7151
2016-10-10 10:00 | 0.138 | 0 | 0 | 2.58 | 9.558 | 244.0453 | 12 | 17.1793 | 3.6843 | 0 | 0 | 12.101 | 5.0783 | 3.6843 | 0.66077 | 72.606 | 0 | 0 | 9.558 | 12.138 | 3.7276 | 0 | 3.7276 | 1.0062 | 4.7338
2016-10-10 11:00 | 0.157 | 0 | 0 | 1.862 | 10.295 | 244.0453 | 12 | 17.1793 | 3.6843 | 0 | 0 | 12.1375 | 5.0418 | 3.6843 | 0.66177 | 72.825 | 0 | 0 | 10.295 | 12.157 | 4.015 | 0 | 4.015 | 0.72618 | 4.7412
2016-10-10 12:00 | 0.165 | 0 | 0 | 0.845 | 11.32 | 244.0453 | 12 | 17.1793 | 3.6843 | 0 | 0 | 13.1668 | 4.0125 | 3.6843 | 0.68999 | 72.704 | 3.684 | 1.228 | 12.548 | 13.393 | 4.4148 | 0.47892 | 4.8937 | 0.32955 | 5.2233
2016-10-10 13:00 | 0.164 | 0 | 0 | 1.438 | 10.726 | 244.0453 | 12 | 17.1793 | 3.6843 | 0 | 0 | 13.2278 | 3.9515 | 3.6843 | 0.69166 | 72.568 | 3.977 | 1.3257 | 12.0517 | 13.4897 | 4.1831 | 0.51701 | 4.7002 | 0.56082 | 5.261
2016-10-10 14:00 | 0.136 | 0 | 0 | 1.032 | 11.104 | 244.0453 | 12 | 17.1793 | 3.6843 | 0 | 0 | 1.536 | 15.6433 | 3.6843 | 0.37111 | 0 | 5.392 | 1.7973 | 12.9013 | 13.9333 | 4.3306 | 0.70096 | 5.0315 | 0.40248 | 5.434
2016-10-10 15:00 | 0.055 | 0 | 0 | 0.713 | 11.342 | 244.0453 | 12 | 17.1793 | 3.6843 | 0 | 0 | 13.9907 | 3.1887 | 3.6843 | 0.71258 | 70.874 | 7.646 | 2.5487 | 13.8907 | 14.6037 | 4.4234 | 0.99398 | 5.4174 | 0.27807 | 5.6954
2016-10-10 16:00 | 0.039 | 0 | 0 | 1.063 | 10.976 | 244.0453 | 12 | 17.1793 | 3.6843 | 0 | 0 | 14.5048 | 2.6745 | 3.6843 | 0.72667 | 69.732 | 10.119 | 3.373 | 14.349 | 15.412 | 4.2806 | 1.3155 | 5.5961 | 0.41457 | 6.0107
2016-10-10 17:00 | 0.041 | 0 | 0 | 1.369 | 10.672 | 244.0453 | 12 | 17.1793 | 3.6843 | 0 | 0 | 11.4843 | 5.695 | 3.6843 | 0.64386 | 68.906 | 0 | 0 | 10.672 | 12.041 | 4.1621 | 0 | 4.1621 | 0.53391 | 4.696
2016-10-10 18:00 | 0.012 | 0 | 0 | 0.335 | 11.677 | 244.0453 | 12 | 17.1793 | 3.6843 | 0 | 0 | 11.4882 | 5.6912 | 3.6843 | 0.64397 | 68.929 | 0 | 0 | 11.677 | 12.012 | 4.554 | 0 | 4.554 | 0.13065 | 4.6847
2016-10-10 19:00 | 0 | 1.228 | 0 | 0 | 16.228 | 242.6174 | 15 | 21.4742 | 4.6053 | 0 | 0 | 11.5425 | 9.9317 | 4.6053 | 0.58217 | 69.255 | 0 | 0 | 16.228 | 16.228 | 6.3289 | 0 | 6.3289 | 0 | 6.3289
2016-10-10 20:00 | 0 | 0 | 0 | 5.412 | 21.588 | 242.6174 | 27 | 38.6535 | 8.2896 | 0 | 0 | 0 | 38.6535 | 8.2896 | 0.329 | 0 | 0 | 0 | 21.588 | 27 | 8.4193 | 0 | 8.4193 | 2.1107 | 10.53
2016-10-10 21:00 | 0 | 0 | 0 | 5.03 | 21.97 | 242.6174 | 27 | 38.6535 | 8.2896 | 0 | 0 | 0 | 38.6535 | 8.2896 | 0.329 | 0 | 0 | 0 | 21.97 | 27 | 8.5683 | 0 | 8.5683 | 1.9617 | 10.53
2016-10-10 22:00 | 0 | 5.349 | 0 | 0 | 20.349 | 236.3977 | 15 | 21.4742 | 4.6053 | 0 | 0 | 0 | 21.4742 | 4.6053 | 0.329 | 0 | 0 | 0 | 20.349 | 20.349 | 7.9361 | 0 | 7.9361 | 0 | 7.9361
2016-10-10 23:00 | 0 | 3.255 | 0 | 0 | 18.255 | 232.6128 | 15 | 21.4742 | 4.6053 | 0 | 0 | 0 | 21.4742 | 4.6053 | 0.329 | 0 | 0 | 0 | 18.255 | 18.255 | 7.1194 | 0 | 7.1194 | 0 | 7.1194
2016-10-11 | 0 | 0.527 | 0 | 0 | 15.527 | 232 | 15 | 21.4742 | 4.6053 | 0 | 0 | 1.6728 | 19.8013 | 4.6053 | 0.36569 | 0 | 5.872 | 1.9573 | 17.4843 | 17.4843 | 6.0555 | 0.76336 | 6.8189 | 0 | 6.8189
2016-10-11 01:00 | 0 | 0 | 0 | 0 | 13.646 | 232 | 13.646 | 19.5358 | 4.1896 | 0 | 0 | 1.6938 | 17.8419 | 4.1896 | 0.36984 | 0 | 5.945 | 1.9817 | 15.6277 | 15.6277 | 5.3219 | 0.77285 | 6.0948 | 0 | 6.0948
2016-10-11 02:00 | 0 | 0 | 0 | 0 | 12.639 | 232 | 12.639 | 18.0941 | 3.8804 | 0 | 0 | 1.4897 | 16.6045 | 3.8804 | 0.36778 | 0 | 5.228 | 1.7427 | 14.3817 | 14.3817 | 4.9292 | 0.67964 | 5.6089 | 0 | 5.6089
2016-10-11 03:00 | 0 | 0 | 0 | 0.296 | 11.704 | 232 | 12 | 17.1793 | 3.6843 | 0 | 0 | 1.3037 | 15.8757 | 3.6843 | 0.36474 | 0 | 4.576 | 1.5253 | 13.2293 | 13.5253 | 4.5646 | 0.59488 | 5.1594 | 0.11544 | 5.2749
2016-10-11 04:00 | 0 | 0 | 0 | 1.037 | 10.963 | 232 | 12 | 17.1793 | 3.6843 | 0 | 0 | 1.1127 | 16.0667 | 3.6843 | 0.35951 | 0 | 3.906 | 1.302 | 12.265 | 13.302 | 4.2756 | 0.50778 | 4.7834 | 0.40443 | 5.1878
2016-10-11 05:00 | 0 | 0 | 0 | 2.306 | 9.694 | 232 | 12 | 17.1793 | 3.6843 | 0 | 0 | 0 | 17.1793 | 3.6843 | 0.329 | 0 | 0 | 0 | 9.694 | 12 | 3.7807 | 0 | 3.7807 | 0.89934 | 4.68
2016-10-11 06:00 | 0 | 0 | 0 | 2.564 | 9.436 | 232 | 12 | 17.1793 | 3.6843 | 0 | 0 | 0 | 17.1793 | 3.6843 | 0.329 | 0 | 0 | 0 | 9.436 | 12 | 3.68 | 0 | 3.68 | 0.99996 | 4.68
2016-10-11 07:00 | 0.008 | 0 | 0 | 3.677 | 8.331 | 232 | 12 | 17.1793 | 3.6843 | 0 | 0 | 0 | 17.1793 | 3.6843 | 0.329 | 0 | 0 | 0 | 8.331 | 12.008 | 3.2491 | 0 | 3.2491 | 1.434 | 4.6831
2016-10-11 08:00 | 0.038 | 0 | 0 | 2.857 | 9.181 | 232 | 12 | 17.1793 | 3.6843 | 0 | 0 | 0 | 17.1793 | 3.6843 | 0.329 | 0 | 0 | 0 | 9.181 | 12.038 | 3.5806 | 0 | 3.5806 | 1.1142 | 4.6948
2016-10-11 09:00 | 0.075 | 0 | 0 | 2.105 | 9.97 | 232 | 12 | 17.1793 | 3.6843 | 0 | 0 | 12.1583 | 5.021 | 3.6843 | 0.66234 | 72.95 | 0 | 0 | 9.97 | 12.075 | 3.8883 | 0 | 3.8883 | 0.82095 | 4.7092
2016-10-11 10:00 | 0.126 | 0 | 0 | 1.637 | 10.489 | 232 | 12 | 17.1793 | 3.6843 | 0 | 0 | 12.1772 | 5.0022 | 3.6843 | 0.66286 | 73.063 | 0 | 0 | 10.489 | 12.126 | 4.0907 | 0 | 4.0907 | 0.63843 | 4.7291
2016-10-11 11:00 | 0.153 | 0 | 0 | 1.742 | 10.411 | 232 | 12 | 17.1793 | 3.6843 | 0 | 0 | 12.2138 | 4.9655 | 3.6843 | 0.66386 | 73.283 | 0 | 0 | 10.411 | 12.153 | 4.0603 | 0 | 4.0603 | 0.67938 | 4.7397
2016-10-11 12:00 | 0.148 | 0 | 0 | 1.276 | 10.872 | 232 | 12 | 17.1793 | 3.6843 | 0 | 0 | 13.0247 | 4.1547 | 3.6843 | 0.68609 | 73.019 | 3 | 1 | 11.872 | 13.148 | 4.2401 | 0.39 | 4.6301 | 0.49764 | 5.1277
2016-10-11 13:00 | 0.124 | 0 | 0 | 1.596 | 10.528 | 232 | 12 | 17.1793 | 3.6843 | 0 | 0 | 13.3407 | 3.8387 | 3.6843 | 0.69476 | 72.318 | 4.52 | 1.5067 | 12.0347 | 13.6307 | 4.1059 | 0.5876 | 4.6935 | 0.62244 | 5.316
2016-10-11 14:00 | 0.12 | 0 | 0.60288 | 0.74412 | 10.773 | 232.5185 | 12 | 17.1793 | 3.6843 | 0 | 0 | 1.7487 | 15.4307 | 3.6843 | 0.37694 | 0 | 6.138 | 2.046 | 12.819 | 13.5631 | 4.2015 | 0.79794 | 4.9994 | 0.29021 | 5.2896
2016-10-11 15:00 | 0.112 | 0 | 0 | 1.086 | 11.026 | 232.5185 | 12 | 17.1793 | 3.6843 | 0 | 0 | 14.1215 | 3.0578 | 3.6843 | 0.71616 | 70.583 | 8.275 | 2.7583 | 13.7843 | 14.8703 | 4.3001 | 1.0757 | 5.3759 | 0.42354 | 5.7994
2016-10-11 16:00 | 0.088 | 0 | 0 | 0.91 | 11.178 | 232.5185 | 12 | 17.1793 | 3.6843 | 0 | 0 | 14.447 | 2.7323 | 3.6843 | 0.72509 | 69.86 | 9.841 | 3.2803 | 14.4583 | 15.3683 | 4.3594 | 1.2793 | 5.6388 | 0.3549 | 5.9936
2016-10-11 17:00 | 0.042 | 0 | 1.432 | 0 | 10.61 | 233.75 | 12 | 17.1793 | 3.6843 | 0 | 0 | 11.6173 | 5.562 | 3.6843 | 0.64751 | 69.704 | 0 | 0 | 10.61 | 10.61 | 4.1379 | 0 | 4.1379 | 0 | 4.1379
2016-10-11 18:00 | 0.012 | 0 | 0 | 0.301 | 11.711 | 233.75 | 12 | 17.1793 | 3.6843 | 0 | 0 | 11.6375 | 5.5418 | 3.6843 | 0.64806 | 69.825 | 0 | 0 | 11.711 | 12.012 | 4.5673 | 0 | 4.5673 | 0.11739 | 4.6847
2016-10-11 19:00 | 0 | 1.505 | 0 | 0 | 16.505 | 232 | 15 | 21.4742 | 4.6053 | 0 | 0 | 11.6422 | 9.832 | 4.6053 | 0.58435 | 69.853 | 0 | 0 | 16.505 | 16.505 | 6.437 | 0 | 6.437 | 0 | 6.437
2016-10-11 20:00 | 0 | 0 | 4.463 | 0 | 22.537 | 235.8382 | 27 | 38.6535 | 8.2896 | 0 | 0 | 0 | 38.6535 | 8.2896 | 0.329 | 0 | 0 | 0 | 22.537 | 22.537 | 8.7894 | 0 | 8.7894 | 0 | 8.7894
2016-10-11 21:00 | 0 | 0 | 0 | 3.138 | 23.862 | 235.8382 | 27 | 38.6535 | 8.2896 | 0 | 0 | 0 | 38.6535 | 8.2896 | 0.329 | 0 | 0 | 0 | 23.862 | 27 | 9.3062 | 0 | 9.3062 | 1.2238 | 10.53
2016-10-11 22:00 | 0 | 0 | 4.219 | 3.5527e-15 | 22.781 | 239.4665 | 27 | 38.6535 | 8.2896 | 0 | 0 | 0 | 38.6535 | 8.2896 | 0.329 | 0 | 0 | 0 | 22.781 | 22.781 | 8.8846 | 0 | 8.8846 | 1.3856e-15 | 8.8846
2016-10-11 23:00 | 0 | 4.034 | 0 | 0 | 19.034 | 234.7758 | 15 | 21.4742 | 4.6053 | 0 | 0 | 0 | 21.4742 | 4.6053 | 0.329 | 0 | 0 | 0 | 19.034 | 19.034 | 7.4233 | 0 | 7.4233 | 0 | 7.4233
2016-10-12 | 0 | 1.057 | 0 | 0 | 16.057 | 233.5468 | 15 | 21.4742 | 4.6053 | 0 | 0 | 1.084 | 20.3902 | 4.6053 | 0.35278 | 0 | 3.805 | 1.2683 | 17.3253 | 17.3253 | 6.2622 | 0.49465 | 6.7569 | 0 | 6.7569
2016-10-12 01:00 | 0 | 0 | 0 | 0 | 13.82 | 233.5468 | 13.82 | 19.7849 | 4.243 | 0 | 0 | 0.7905 | 18.9944 | 4.243 | 0.34782 | 0 | 2.775 | 0.925 | 14.745 | 14.745 | 5.3898 | 0.36075 | 5.7505 | 0 | 5.7505
2016-10-12 02:00 | 0 | 0 | 0 | 0 | 12.269 | 233.5468 | 12.269 | 17.5644 | 3.7668 | 0 | 0 | 0.6245 | 16.9399 | 3.7668 | 0.34575 | 0 | 2.192 | 0.73067 | 12.9997 | 12.9997 | 4.7849 | 0.28496 | 5.0699 | 0 | 5.0699
2016-10-12 03:00 | 0 | 0 | 0 | 1.147 | 10.853 | 233.5468 | 12 | 17.1793 | 3.6843 | 0 | 0 | 0.3965 | 16.7828 | 3.6843 | 0.33987 | 0 | 1.391 | 0.46367 | 11.3167 | 12.4637 | 4.2327 | 0.18083 | 4.4135 | 0.44733 | 4.8608
2016-10-12 04:00 | 0 | 0 | 0 | 1.63 | 10.37 | 233.5468 | 12 | 17.1793 | 3.6843 | 0 | 0 | 0.197 | 16.9823 | 3.6843 | 0.3344 | 0 | 0.692 | 0.23067 | 10.6007 | 12.2307 | 4.0443 | 0.08996 | 4.1343 | 0.6357 | 4.77
2016-10-12 05:00 | 0 | 0 | 2.297 | 0 | 9.703 | 235.5222 | 12 | 17.1793 | 3.6843 | 0 | 0 | 0 | 17.1793 | 3.6843 | 0.329 | 0 | 0 | 0 | 9.703 | 9.703 | 3.7842 | 0 | 3.7842 | 0 | 3.7842
2016-10-12 06:00 | 0 | 0 | 2.499 | 0 | 9.501 | 237.6713 | 12 | 17.1793 | 3.6843 | 0 | 0 | 0 | 17.1793 | 3.6843 | 0.329 | 0 | 0 | 0 | 9.501 | 9.501 | 3.7054 | 0 | 3.7054 | 0 | 3.7054
2016-10-12 07:00 | 0.011 | 0 | 3.518 | 0 | 8.493 | 240.6968 | 12 | 17.1793 | 3.6843 | 0 | 0 | 0 | 17.1793 | 3.6843 | 0.329 | 0 | 0 | 0 | 8.493 | 8.493 | 3.3123 | 0 | 3.3123 | 0 | 3.3123
2016-10-12 08:00 | 0.058 | 0 | 2.998 | 0 | 9.06 | 243.2751 | 12 | 17.1793 | 3.6843 | 0 | 0 | 0 | 17.1793 | 3.6843 | 0.329 | 0 | 0 | 0 | 9.06 | 9.06 | 3.5334 | 0 | 3.5334 | 0 | 3.5334
2016-10-12 09:00 | 0.105 | 0 | 2.685 | 0 | 9.42 | 245.5842 | 12 | 17.1793 | 3.6843 | 0 | 0 | 12.4817 | 4.6977 | 3.6843 | 0.67121 | 74.89 | 0 | 0 | 9.42 | 9.42 | 3.6738 | 0 | 3.6738 | 0 | 3.6738
2016-10-12 10:00 | 0.144 | 0 | 2.059 | 0 | 10.085 | 247.3549 | 12 | 17.1793 | 3.6843 | 0 | 0 | 12.52 | 4.6593 | 3.6843 | 0.67226 | 75.12 | 0 | 0 | 10.085 | 10.085 | 3.9331 | 0 | 3.9331 | 0 | 3.9331
2016-10-12 11:00 | 0.159 | 0 | 0 | 1.728 | 10.431 | 247.3549 | 12 | 17.1793 | 3.6843 | 0 | 0 | 12.5658 | 4.6135 | 3.6843 | 0.67351 | 75.395 | 0 | 0 | 10.431 | 12.159 | 4.0681 | 0 | 4.0681 | 0.67392 | 4.742
2016-10-12 12:00 | 0.157 | 0 | 0 | 0.518 | 11.639 | 247.3549 | 12 | 17.1793 | 3.6843 | 0 | 0 | 12.4612 | 4.7182 | 3.6843 | 0.67064 | 74.271 | 0.29 | 0.096667 | 11.7357 | 12.2537 | 4.5392 | 0.0377 | 4.5769 | 0.20202 | 4.7789
2016-10-12 13:00 | 0.162 | 0 | 0 | 0.789 | 11.373 | 247.3549 | 12 | 17.1793 | 3.6843 | 0 | 0 | 13.2025 | 3.9768 | 3.6843 | 0.69097 | 72.624 | 3.855 | 1.285 | 12.658 | 13.447 | 4.4355 | 0.50115 | 4.9366 | 0.30771 | 5.2443
2016-10-12 14:00 | 0.14 | 0 | 0 | 0.929 | 11.211 | 247.3549 | 12 | 17.1793 | 3.6843 | 0 | 0 | 2.3917 | 14.7877 | 3.6843 | 0.39457 | 0 | 8.395 | 2.7983 | 14.0093 | 14.9383 | 4.3723 | 1.0914 | 5.4636 | 0.36231 | 5.826
2016-10-12 15:00 | 0.112 | 0 | 1.288 | 0 | 10.824 | 248.4626 | 12 | 17.1793 | 3.6843 | 0 | 0 | 14.8647 | 2.3147 | 3.6843 | 0.73654 | 68.933 | 11.849 | 3.9497 | 14.7737 | 14.7737 | 4.2214 | 1.5404 | 5.7617 | 0 | 5.7617
2016-10-12 16:00 | 0.109 | 0 | 0 | 1.111 | 10.998 | 248.4626 | 12 | 17.1793 | 3.6843 | 0 | 0 | 15.2612 | 1.9182 | 3.6843 | 0.74741 | 68.052 | 13.756 | 4.5853 | 15.5833 | 16.6943 | 4.2892 | 1.7883 | 6.0775 | 0.43329 | 6.5108
2016-10-12 17:00 | 0.059 | 0 | 0 | 1.032 | 11.027 | 248.4626 | 12 | 17.1793 | 3.6843 | 0 | 0 | 11.2537 | 5.9257 | 3.6843 | 0.63754 | 67.522 | 0 | 0 | 11.027 | 12.059 | 4.3005 | 0 | 4.3005 | 0.40248 | 4.703
2016-10-12 18:00 | 0.01 | 0 | 0 | 0.13 | 11.88 | 248.4626 | 12 | 17.1793 | 3.6843 | 0 | 0 | 11.2058 | 5.9735 | 3.6843 | 0.63623 | 67.235 | 0 | 0 | 11.88 | 12.01 | 4.6332 | 0 | 4.6332 | 0.0507 | 4.6839
2016-10-12 19:00 | 0 | 1.544 | 0 | 0 | 16.544 | 246.6672 | 15 | 21.4742 | 4.6053 | 0 | 0 | 11.197 | 10.2772 | 4.6053 | 0.57459 | 67.182 | 0 | 0 | 16.544 | 16.544 | 6.4522 | 0 | 6.4522 | 0 | 6.4522
2016-10-12 20:00 | 0 | 0 | 0.64605 | 4.965 | 21.389 | 247.2228 | 27 | 38.6535 | 8.2896 | 0 | 0 | 0 | 38.6535 | 8.2896 | 0.329 | 0 | 0 | 0 | 21.389 | 26.354 | 8.3417 | 0 | 8.3417 | 1.9363 | 10.278
2016-10-12 21:00 | 0 | 0 | 0 | 5.151 | 21.849 | 247.2228 | 27 | 38.6535 | 8.2896 | 0 | 0 | 0 | 38.6535 | 8.2896 | 0.329 | 0 | 0 | 0 | 21.849 | 27 | 8.5211 | 0 | 8.5211 | 2.0089 | 10.53
2016-10-12 22:00 | 0 | 0 | 5.836 | 0 | 21.164 | 252.2418 | 27 | 38.6535 | 8.2896 | 0 | 0 | 0 | 38.6535 | 8.2896 | 0.329 | 0 | 0 | 0 | 21.164 | 21.164 | 8.254 | 0 | 8.254 | 0 | 8.254
2016-10-12 23:00 | 0 | 3.626 | 0 | 0 | 18.626 | 248.0255 | 15 | 21.4742 | 4.6053 | 0 | 0 | 0 | 21.4742 | 4.6053 | 0.329 | 0 | 0 | 0 | 18.626 | 18.626 | 7.2641 | 0 | 7.2641 | 0 | 7.2641
2016-10-13 | 0 | 0.705 | 0 | 0 | 15.705 | 247.2058 | 15 | 21.4742 | 4.6053 | 0 | 0 | 1.2582 | 20.216 | 4.6053 | 0.3566 | 0 | 4.416 | 1.472 | 17.177 | 17.177 | 6.125 | 0.57408 | 6.699 | 0 | 6.699
2016-10-13 01:00 | 0 | 0 | 0 | 0 | 14.115 | 247.2058 | 14.115 | 20.2072 | 4.3336 | 0 | 0 | 0.93433 | 19.2729 | 4.3336 | 0.35078 | 0 | 3.279 | 1.093 | 15.208 | 15.208 | 5.5049 | 0.42627 | 5.9311 | 0 | 5.9311
2016-10-13 02:00 | 0 | 0 | 0 | 0 | 12.405 | 247.2058 | 12.405 | 17.7591 | 3.8086 | 0 | 0 | 0.3695 | 17.3896 | 3.8086 | 0.3388 | 0 | 1.297 | 0.43233 | 12.8373 | 12.8373 | 4.838 | 0.16861 | 5.0066 | 0 | 5.0066
2016-10-13 03:00 | 0 | 0 | 0 | 0.792 | 11.208 | 247.2058 | 12 | 17.1793 | 3.6843 | 0 | 0 | -0.060833 | 17.2402 | 3.6843 | 0.32733 | 0 | -0.213 | -0.071 | 11.137 | 11.929 | 4.3711 | -0.02769 | 4.3434 | 0.30888 | 4.6523
2016-10-13 04:00 | 0 | 0 | 1.654 | 0 | 10.346 | 248.6282 | 12 | 17.1793 | 3.6843 | 0 | 0 | -0.44467 | 17.624 | 3.6843 | 0.31681 | 0 | -1.561 | -0.52033 | 9.8257 | 9.8257 | 4.0349 | -0.20293 | 3.832 | 0 | 3.832
2016-10-13 05:00 | 0 | 0 | 2.301 | 0 | 9.699 | 250.6071 | 12 | 17.1793 | 3.6843 | 0 | 0 | 0 | 17.1793 | 3.6843 | 0.329 | 0 | 0 | 0 | 9.699 | 9.699 | 3.7826 | 0 | 3.7826 | 0 | 3.7826
2016-10-13 06:00 | 0 | 0 | 2.514 | 0 | 9.486 | 252.7691 | 12 | 17.1793 | 3.6843 | 0 | 0 | 0 | 17.1793 | 3.6843 | 0.329 | 0 | 0 | 0 | 9.486 | 9.486 | 3.6995 | 0 | 3.6995 | 0 | 3.6995
2016-10-13 07:00 | 0.015 | 0 | 3.438 | 0 | 8.577 | 255.7258 | 12 | 17.1793 | 3.6843 | 0 | 0 | 0 | 17.1793 | 3.6843 | 0.329 | 0 | 0 | 0 | 8.577 | 8.577 | 3.345 | 0 | 3.345 | 0 | 3.345
2016-10-13 08:00 | 0.064 | 0 | 2.908 | 0 | 9.156 | 258.2267 | 12 | 17.1793 | 3.6843 | 0 | 0 | 0 | 17.1793 | 3.6843 | 0.329 | 0 | 0 | 0 | 9.156 | 9.156 | 3.5708 | 0 | 3.5708 | 0 | 3.5708
2016-10-13 09:00 | 0.104 | 0 | 0 | 2.498 | 9.606 | 258.2267 | 12 | 17.1793 | 3.6843 | 0 | 0 | 12.746 | 4.4333 | 3.6843 | 0.67845 | 76.476 | 0 | 0 | 9.606 | 12.104 | 3.7463 | 0 | 3.7463 | 0.97422 | 4.7206
2016-10-13 10:00 | 0.111 | 0 | 1.875 | 0 | 10.236 | 259.8392 | 12 | 17.1793 | 3.6843 | 0 | 0 | 12.7418 | 4.4375 | 3.6843 | 0.67834 | 76.451 | 0 | 0 | 10.236 | 10.236 | 3.992 | 0 | 3.992 | 0 | 3.992
2016-10-13 11:00 | 0.159 | 0 | 0 | 1.697 | 10.462 | 259.8392 | 12 | 17.1793 | 3.6843 | 0 | 0 | 12.7415 | 4.4378 | 3.6843 | 0.67833 | 76.449 | 0 | 0 | 10.462 | 12.159 | 4.0802 | 0 | 4.0802 | 0.66183 | 4.742
2016-10-13 12:00 | 0.156 | 0 | 0 | 0.586 | 11.57 | 259.8392 | 12 | 17.1793 | 3.6843 | 0 | 0 | 12.0982 | 5.0812 | 3.6843 | 0.66069 | 75.077 | -1.456 | -0.48533 | 11.0847 | 11.6707 | 4.5123 | -0.18928 | 4.323 | 0.22854 | 4.5516
2016-10-13 13:00 | 0.171 | 0 | 0 | 1.364 | 10.807 | 259.8392 | 12 | 17.1793 | 3.6843 | 0 | 0 | 13.3513 | 3.828 | 3.6843 | 0.69505 | 72.294 | 4.571 | 1.5237 | 12.3307 | 13.6947 | 4.2147 | 0.59423 | 4.809 | 0.53196 | 5.3409
2016-10-13 14:00 | 0.162 | 0 | 0 | 1.118 | 11.044 | 259.8392 | 12 | 17.1793 | 3.6843 | 0 | 0 | 2.7988 | 14.3805 | 3.6843 | 0.40573 | 0 | 9.824 | 3.2747 | 14.3187 | 15.4367 | 4.3072 | 1.2771 | 5.5843 | 0.43602 | 6.0203
2016-10-13 15:00 | 0.146 | 0 | 0 | 1.017 | 11.129 | 259.8392 | 12 | 17.1793 | 3.6843 | 0 | 0 | 15.1198 | 2.0595 | 3.6843 | 0.74354 | 68.366 | 13.077 | 4.359 | 15.488 | 16.505 | 4.3403 | 1.7 | 6.0403 | 0.39663 | 6.437
2016-10-13 16:00 | 0.104 | 0 | 0 | 0.807 | 11.297 | 259.8392 | 12 | 17.1793 | 3.6843 | 0 | 0 | 15.5373 | 1.642 | 3.6843 | 0.75498 | 67.439 | 15.084 | 5.028 | 16.325 | 17.132 | 4.4058 | 1.9609 | 6.3667 | 0.31473 | 6.6815
2016-10-13 17:00 | 0.065 | 0 | 0 | 1.578 | 10.487 | 259.8392 | 12 | 17.1793 | 3.6843 | 0 | 0 | 11.147 | 6.0323 | 3.6843 | 0.63461 | 66.882 | 0 | 0 | 10.487 | 12.065 | 4.0899 | 0 | 4.0899 | 0.61542 | 4.7054
2016-10-13 18:00 | 0.011 | 0 | 0 | 0.429 | 11.582 | 259.8392 | 12 | 17.1793 | 3.6843 | 0 | 0 | 11.1062 | 6.0732 | 3.6843 | 0.63349 | 66.637 | 0 | 0 | 11.582 | 12.011 | 4.517 | 0 | 4.517 | 0.16731 | 4.6843
2016-10-13 19:00 | 0 | 1.496 | 0 | 0 | 16.496 | 258.0996 | 15 | 21.4742 | 4.6053 | 0 | 0 | 11.1163 | 10.3578 | 4.6053 | 0.57282 | 66.698 | 0 | 0 | 16.496 | 16.496 | 6.4334 | 0 | 6.4334 | 0 | 6.4334
2016-10-13 20:00 | 0 | 5.563 | 0 | 0 | 20.563 | 251.631 | 15 | 21.4742 | 4.6053 | 0 | 0 | 0 | 21.4742 | 4.6053 | 0.329 | 0 | 0 | 0 | 20.563 | 20.563 | 8.0196 | 0 | 8.0196 | 0 | 8.0196
2016-10-13 21:00 | 0 | 0 | 5.501 | 0 | 21.499 | 256.3619 | 27 | 38.6535 | 8.2896 | 0 | 0 | 0 | 38.6535 | 8.2896 | 0.329 | 0 | 0 | 0 | 21.499 | 21.499 | 8.3846 | 0 | 8.3846 | 0 | 8.3846
2016-10-13 22:00 | 0 | 5.914 | 0 | 0 | 20.914 | 249.4851 | 15 | 21.4742 | 4.6053 | 0 | 0 | 0 | 21.4742 | 4.6053 | 0.329 | 0 | 0 | 0 | 20.914 | 20.914 | 8.1565 | 0 | 8.1565 | 0 | 8.1565
2016-10-13 23:00 | 0 | 3.776 | 0 | 0 | 18.776 | 245.0944 | 15 | 21.4742 | 4.6053 | 0 | 0 | 0 | 21.4742 | 4.6053 | 0.329 | 0 | 0 | 0 | 18.776 | 18.776 | 7.3226 | 0 | 7.3226 | 0 | 7.3226
2016-10-14 | 0 | 0.988 | 0 | 0 | 15.988 | 243.9456 | 15 | 21.4742 | 4.6053 | 0 | 0 | 1.07 | 20.4042 | 4.6053 | 0.35247 | 0 | 3.755 | 1.2517 | 17.2397 | 17.2397 | 6.2353 | 0.48815 | 6.7235 | 0 | 6.7235
2016-10-14 01:00 | 0 | 0 | 0 | 0 | 13.451 | 243.9456 | 13.451 | 19.2566 | 4.1297 | 0 | 0 | 0.80483 | 18.4518 | 4.1297 | 0.34869 | 0 | 2.825 | 0.94167 | 14.3927 | 14.3927 | 5.2459 | 0.36725 | 5.6131 | 0 | 5.6131
2016-10-14 02:00 | 0 | 0 | 0 | 0 | 12.407 | 243.9456 | 12.407 | 17.762 | 3.8092 | 0 | 0 | 0.69533 | 17.0667 | 3.8092 | 0.34744 | 0 | 2.441 | 0.81367 | 13.2207 | 13.2207 | 4.8387 | 0.31733 | 5.1561 | 0 | 5.1561
2016-10-14 03:00 | 0 | 0 | 0 | 0.754 | 11.246 | 243.9456 | 12 | 17.1793 | 3.6843 | 0 | 0 | 0.588 | 16.5913 | 3.6843 | 0.34512 | 0 | 2.064 | 0.688 | 11.934 | 12.688 | 4.3859 | 0.26832 | 4.6543 | 0.29406 | 4.9483
2016-10-14 04:00 | 0 | 0 | 0 | 0.899 | 11.101 | 243.9456 | 12 | 17.1793 | 3.6843 | 0 | 0 | 0.341 | 16.8383 | 3.6843 | 0.33835 | 0 | 1.197 | 0.399 | 11.5 | 12.399 | 4.3294 | 0.15561 | 4.485 | 0.35061 | 4.8356
2016-10-14 05:00 | 0 | 0 | 1.894 | 0 | 10.106 | 245.5744 | 12 | 17.1793 | 3.6843 | 0 | 0 | 0 | 17.1793 | 3.6843 | 0.329 | 0 | 0 | 0 | 10.106 | 10.106 | 3.9413 | 0 | 3.9413 | 0 | 3.9413
2016-10-14 06:00 | 0 | 0 | 2.571 | 0 | 9.429 | 247.7855 | 12 | 17.1793 | 3.6843 | 0 | 0 | 0 | 17.1793 | 3.6843 | 0.329 | 0 | 0 | 0 | 9.429 | 9.429 | 3.6773 | 0 | 3.6773 | 0 | 3.6773
2016-10-14 07:00 | 0.016 | 0 | 3.85 | 0 | 8.166 | 251.0965 | 12 | 17.1793 | 3.6843 | 0 | 0 | 0 | 17.1793 | 3.6843 | 0.329 | 0 | 0 | 0 | 8.166 | 8.166 | 3.1847 | 0 | 3.1847 | 0 | 3.1847
2016-10-14 08:00 | 0.038 | 0 | 3.425 | 0 | 8.613 | 254.042 | 12 | 17.1793 | 3.6843 | 0 | 0 | 0 | 17.1793 | 3.6843 | 0.329 | 0 | 0 | 0 | 8.613 | 8.613 | 3.3591 | 0 | 3.3591 | 0 | 3.3591
2016-10-14 09:00 | 0.061 | 0 | 3.359 | 0 | 8.702 | 256.9307 | 12 | 17.1793 | 3.6843 | 0 | 0 | 12.5692 | 4.6102 | 3.6843 | 0.6736 | 75.415 | 0 | 0 | 8.702 | 8.702 | 3.3938 | 0 | 3.3938 | 0 | 3.3938
2016-10-14 10:00 | 0.095 | 0 | 2.704 | 0 | 9.391 | 259.2562 | 12 | 17.1793 | 3.6843 | 0 | 0 | 12.591 | 4.5883 | 3.6843 | 0.6742 | 75.546 | 0 | 0 | 9.391 | 9.391 | 3.6625 | 0 | 3.6625 | 0 | 3.6625
2016-10-14 11:00 | 0.079 | 0 | 2.078 | 0 | 10.001 | 261.0433 | 12 | 17.1793 | 3.6843 | 0 | 0 | 12.6195 | 4.5598 | 3.6843 | 0.67498 | 75.717 | 0 | 0 | 10.001 | 10.001 | 3.9004 | 0 | 3.9004 | 0 | 3.9004
2016-10-14 12:00 | 0.1 | 0 | 1.324 | 0 | 10.776 | 262.1819 | 12 | 17.1793 | 3.6843 | 0 | 0 | 12.271 | 4.9083 | 3.6843 | 0.66543 | 74.693 | -0.624 | -0.208 | 10.568 | 10.568 | 4.2026 | -0.08112 | 4.1215 | 0 | 4.1215
2016-10-14 13:00 | 0.115 | 0 | 1.764 | 1.7764e-15 | 10.351 | 263.6989 | 12 | 17.1793 | 3.6843 | 0 | 0 | 13.2985 | 3.8808 | 3.6843 | 0.6936 | 72.411 | 4.317 | 1.439 | 11.79 | 11.79 | 4.0369 | 0.56121 | 4.5981 | 6.9278e-16 | 4.5981
2016-10-14 14:00 | 0.141 | 0 | 0 | 1.613 | 10.528 | 263.6989 | 12 | 17.1793 | 3.6843 | 0 | 0 | 2.581 | 14.5983 | 3.6843 | 0.39976 | 0 | 9.06 | 3.02 | 13.548 | 15.161 | 4.1059 | 1.1778 | 5.2837 | 0.62907 | 5.9128
2016-10-14 15:00 | 0.133 | 0 | 0 | 0.941 | 11.192 | 263.6989 | 12 | 17.1793 | 3.6843 | 0 | 0 | 14.9652 | 2.2142 | 3.6843 | 0.73929 | 68.709 | 12.333 | 4.111 | 15.303 | 16.244 | 4.3649 | 1.6033 | 5.9682 | 0.36699 | 6.3352
2016-10-14 16:00 | 0.119 | 0 | 0 | 0.938 | 11.181 | 263.6989 | 12 | 17.1793 | 3.6843 | 0 | 0 | 15.419 | 1.7603 | 3.6843 | 0.75174 | 67.701 | 14.516 | 4.8387 | 16.0197 | 16.9577 | 4.3606 | 1.8871 | 6.2477 | 0.36582 | 6.6135
2016-10-14 17:00 | 0.057 | 0 | 0 | 1.546 | 10.511 | 263.6989 | 12 | 17.1793 | 3.6843 | 0 | 0 | 11.1882 | 5.9912 | 3.6843 | 0.63574 | 67.129 | 0 | 0 | 10.511 | 12.057 | 4.0993 | 0 | 4.0993 | 0.60294 | 4.7022
2016-10-14 18:00 | 0.01 | 0 | 0 | 0.545 | 11.465 | 263.6989 | 12 | 17.1793 | 3.6843 | 0 | 0 | 11.1518 | 6.0275 | 3.6843 | 0.63475 | 66.911 | 0 | 0 | 11.465 | 12.01 | 4.4714 | 0 | 4.4714 | 0.21255 | 4.6839
2016-10-14 19:00 | 0 | 0.892 | 0 | 0 | 15.892 | 262.6617 | 15 | 21.4742 | 4.6053 | 0 | 0 | 11.1732 | 10.301 | 4.6053 | 0.57406 | 67.039 | 0 | 0 | 15.892 | 15.892 | 6.1979 | 0 | 6.1979 | 0 | 6.1979
2016-10-14 20:00 | 0 | 5.067 | 0 | 0 | 20.067 | 256.7699 | 15 | 21.4742 | 4.6053 | 0 | 0 | 0 | 21.4742 | 4.6053 | 0.329 | 0 | 0 | 0 | 20.067 | 20.067 | 7.8261 | 0 | 7.8261 | 0 | 7.8261
2016-10-14 21:00 | 0 | 5.419 | 0 | 0 | 20.419 | 250.4687 | 15 | 21.4742 | 4.6053 | 0 | 0 | 0 | 21.4742 | 4.6053 | 0.329 | 0 | 0 | 0 | 20.419 | 20.419 | 7.9634 | 0 | 7.9634 | 0 | 7.9634
2016-10-14 22:00 | 0 | 4.645 | 0 | 0 | 19.645 | 245.0675 | 15 | 21.4742 | 4.6053 | 0 | 0 | 0 | 21.4742 | 4.6053 | 0.329 | 0 | 0 | 0 | 19.645 | 19.645 | 7.6616 | 0 | 7.6616 | 0 | 7.6616
2016-10-14 23:00 | 0 | 3.158 | 0 | 0 | 18.158 | 241.3954 | 15 | 21.4742 | 4.6053 | 0 | 0 | 0 | 21.4742 | 4.6053 | 0.329 | 0 | 0 | 0 | 18.158 | 18.158 | 7.0816 | 0 | 7.0816 | 0 | 7.0816
2016-10-15 | 0 | 0.283 | 0 | 0 | 15.283 | 241.0664 | 15 | 21.4742 | 4.6053 | 0 | 0 | 1.2038 | 20.2703 | 4.6053 | 0.3554 | 0 | 4.226 | 1.4087 | 16.6917 | 16.6917 | 5.9604 | 0.54938 | 6.5098 | 0 | 6.5098
2016-10-15 01:00 | 0 | 0 | 0 | 0 | 13.776 | 241.0664 | 13.776 | 19.7219 | 4.2295 | 0 | 0 | 0.84567 | 18.8762 | 4.2295 | 0.3492 | 0 | 2.968 | 0.98933 | 14.7653 | 14.7653 | 5.3726 | 0.38584 | 5.7585 | 0 | 5.7585
2016-10-15 02:00 | 0 | 0 | 0 | 0 | 13.023 | 241.0664 | 13.023 | 18.6439 | 3.9983 | 0 | 0 | 0.71733 | 17.9265 | 3.9983 | 0.34712 | 0 | 2.518 | 0.83933 | 13.8623 | 13.8623 | 5.079 | 0.32734 | 5.4063 | 0 | 5.4063
2016-10-15 03:00 | 0 | 0 | 0 | 0 | 12.135 | 241.0664 | 12.135 | 17.3726 | 3.7257 | 0 | 0 | 0.53983 | 16.8328 | 3.7257 | 0.34364 | 0 | 1.895 | 0.63167 | 12.7667 | 12.7667 | 4.7326 | 0.24635 | 4.979 | 0 | 4.979
2016-10-15 04:00 | 0 | 0 | 1.213 | 1.7764e-15 | 10.787 | 242.1096 | 12 | 17.1793 | 3.6843 | 0 | 0 | 0.35433 | 16.825 | 3.6843 | 0.33871 | 0 | 1.243 | 0.41433 | 11.2013 | 11.2013 | 4.2069 | 0.16159 | 4.3685 | 6.9278e-16 | 4.3685
2016-10-15 05:00 | 0 | 0 | 2.176 | 0 | 9.824 | 243.9809 | 12 | 17.1793 | 3.6843 | 0 | 0 | 0 | 17.1793 | 3.6843 | 0.329 | 0 | 0 | 0 | 9.824 | 9.824 | 3.8314 | 0 | 3.8314 | 0 | 3.8314
2016-10-15 06:00 | 0 | 0 | 2.841 | 0 | 9.159 | 246.4242 | 12 | 17.1793 | 3.6843 | 0 | 0 | 0 | 17.1793 | 3.6843 | 0.329 | 0 | 0 | 0 | 9.159 | 9.159 | 3.572 | 0 | 3.572 | 0 | 3.572
2016-10-15 07:00 | 0.007 | 0 | 3.883 | 0 | 8.124 | 249.7636 | 12 | 17.1793 | 3.6843 | 0 | 0 | 0 | 17.1793 | 3.6843 | 0.329 | 0 | 0 | 0 | 8.124 | 8.124 | 3.1684 | 0 | 3.1684 | 0 | 3.1684
2016-10-15 08:00 | 0.033 | 0 | 3.033 | 0 | 9 | 252.3719 | 12 | 17.1793 | 3.6843 | 0 | 0 | 0 | 17.1793 | 3.6843 | 0.329 | 0 | 0 | 0 | 9 | 9 | 3.51 | 0 | 3.51 | 0 | 3.51
2016-10-15 09:00 | 0.081 | 0 | 2.249 | 0 | 9.832 | 254.3061 | 12 | 17.1793 | 3.6843 | 0 | 0 | 12.5643 | 4.615 | 3.6843 | 0.67347 | 75.386 | 0 | 0 | 9.832 | 9.832 | 3.8345 | 0 | 3.8345 | 0 | 3.8345
2016-10-15 10:00 | 0.132 | 0 | 1.339 | 1.7764e-15 | 10.793 | 255.4576 | 12 | 17.1793 | 3.6843 | 0 | 0 | 12.5902 | 4.5892 | 3.6843 | 0.67418 | 75.541 | 0 | 0 | 10.793 | 10.793 | 4.2093 | 0 | 4.2093 | 6.9278e-16 | 4.2093
2016-10-15 11:00 | 0.167 | 0 | 1.172 | 0 | 10.995 | 256.4655 | 12 | 17.1793 | 3.6843 | 0 | 0 | 12.6122 | 4.5672 | 3.6843 | 0.67478 | 75.673 | 0 | 0 | 10.995 | 10.995 | 4.2881 | 0 | 4.2881 | 0 | 4.2881
2016-10-15 12:00 | 0.176 | 0 | 0 | 0.717 | 11.459 | 256.4655 | 12 | 17.1793 | 3.6843 | 0 | 0 | 12.4043 | 4.775 | 3.6843 | 0.66909 | 74.397 | 0.017 | 0.0056667 | 11.4647 | 12.1817 | 4.469 | 0.00221 | 4.4712 | 0.27963 | 4.7508
2016-10-15 13:00 | 0.176 | 0 | 1.188 | 0 | 10.988 | 257.4872 | 12 | 17.1793 | 3.6843 | 0 | 0 | 13.4185 | 3.7608 | 3.6843 | 0.69689 | 72.145 | 4.894 | 1.6313 | 12.6193 | 12.6193 | 4.2853 | 0.63622 | 4.9215 | 0 | 4.9215
2016-10-15 14:00 | 0.13 | 0 | 0 | 0.675 | 11.455 | 257.4872 | 12 | 17.1793 | 3.6843 | 0 | 0 | 2.9397 | 14.2397 | 3.6843 | 0.4096 | 0 | 10.318 | 3.4393 | 14.8943 | 15.5693 | 4.4675 | 1.3413 | 5.8088 | 0.26325 | 6.072
2016-10-15 15:00 | 0.104 | 0 | 0 | 0.777 | 11.327 | 257.4872 | 12 | 17.1793 | 3.6843 | 0 | 0 | 15.2388 | 1.9405 | 3.6843 | 0.7468 | 68.102 | 13.649 | 4.5497 | 15.8767 | 16.6537 | 4.4175 | 1.7744 | 6.1919 | 0.30303 | 6.4949
2016-10-15 16:00 | 0.069 | 0 | 0 | 0.662 | 11.407 | 257.4872 | 12 | 17.1793 | 3.6843 | 0 | 0 | 15.704 | 1.4753 | 3.6843 | 0.75955 | 67.069 | 15.886 | 5.2953 | 16.7023 | 17.3643 | 4.4487 | 2.0652 | 6.5139 | 0.25818 | 6.7721
2016-10-15 17:00 | 0.032 | 0 | 0 | 0.825 | 11.207 | 257.4872 | 12 | 17.1793 | 3.6843 | 0 | 0 | 11.0722 | 6.1072 | 3.6843 | 0.63256 | 66.433 | 0 | 0 | 11.207 | 12.032 | 4.3707 | 0 | 4.3707 | 0.32175 | 4.6925
2016-10-15 18:00 | 0.015 | 0 | 0 | 0 | 12.045 | 257.4872 | 12.03 | 17.2223 | 3.6935 | 0 | 0 | 11.0263 | 6.1959 | 3.6935 | 0.63055 | 66.158 | 0 | 0 | 12.045 | 12.045 | 4.6976 | 0 | 4.6976 | 0 | 4.6976
2016-10-15 19:00 | 0.001 | 1.41 | 0 | 0 | 16.411 | 255.8477 | 15 | 21.4742 | 4.6053 | 0 | 0 | 11.0287 | 10.4455 | 4.6053 | 0.5709 | 66.172 | 0 | 0 | 16.411 | 16.411 | 6.4003 | 0 | 6.4003 | 0 | 6.4003
2016-10-15 20:00 | 0 | 4.75 | 0 | 0 | 19.75 | 250.3244 | 15 | 21.4742 | 4.6053 | 0 | 0 | 0 | 21.4742 | 4.6053 | 0.329 | 0 | 0 | 0 | 19.75 | 19.75 | 7.7025 | 0 | 7.7025 | 0 | 7.7025
2016-10-15 21:00 | 0 | 5.179 | 0 | 0 | 20.179 | 244.3023 | 15 | 21.4742 | 4.6053 | 0 | 0 | 0 | 21.4742 | 4.6053 | 0.329 | 0 | 0 | 0 | 20.179 | 20.179 | 7.8698 | 0 | 7.8698 | 0 | 7.8698
2016-10-15 22:00 | 0 | 4.188 | 0 | 0 | 19.188 | 239.4326 | 15 | 21.4742 | 4.6053 | 0 | 0 | 0 | 21.4742 | 4.6053 | 0.329 | 0 | 0 | 0 | 19.188 | 19.188 | 7.4833 | 0 | 7.4833 | 0 | 7.4833
2016-10-15 23:00 | 0 | 3.023 | 0 | 0 | 18.023 | 235.9175 | 15 | 21.4742 | 4.6053 | 0 | 0 | 0 | 21.4742 | 4.6053 | 0.329 | 0 | 0 | 0 | 18.023 | 18.023 | 7.029 | 0 | 7.029 | 0 | 7.029
2016-10-16 | 0 | 0.495 | 0 | 0 | 15.495 | 235.3419 | 15 | 21.4742 | 4.6053 | 0 | 0 | 1.9865 | 19.4877 | 4.6053 | 0.37257 | 0 | 6.972 | 2.324 | 17.819 | 17.819 | 6.0431 | 0.90636 | 6.9494 | 0 | 6.9494
2016-10-16 01:00 | 0 | 0 | 0 | 0 | 13.75 | 235.3419 | 13.75 | 19.6847 | 4.2215 | 0 | 0 | 1.7612 | 17.9235 | 4.2215 | 0.37114 | 0 | 6.182 | 2.0607 | 15.8107 | 15.8107 | 5.3625 | 0.80366 | 6.1662 | 0 | 6.1662
2016-10-16 02:00 | 0 | 0 | 0 | 0 | 13.12 | 235.3419 | 13.12 | 18.7827 | 4.0281 | 0 | 0 | 1.3533 | 17.4294 | 4.0281 | 0.36294 | 0 | 4.75 | 1.5833 | 14.7033 | 14.7033 | 5.1168 | 0.6175 | 5.7343 | 0 | 5.7343
2016-10-16 03:00 | 0 | 0 | 0 | 0.079 | 11.921 | 235.3419 | 12 | 17.1793 | 3.6843 | 0 | 0 | 0.99883 | 16.1805 | 3.6843 | 0.35638 | 0 | 3.506 | 1.1687 | 13.0897 | 13.1687 | 4.6492 | 0.45578 | 5.105 | 0.03081 | 5.1358
2016-10-16 04:00 | 0 | 0 | 0 | 0.777 | 11.223 | 235.3419 | 12 | 17.1793 | 3.6843 | 0 | 0 | 0.734 | 16.4453 | 3.6843 | 0.34912 | 0 | 2.576 | 0.85867 | 12.0817 | 12.8587 | 4.377 | 0.33488 | 4.7119 | 0.30303 | 5.0149
2016-10-16 05:00 | 0 | 0 | 1.727 | 0 | 10.273 | 236.8271 | 12 | 17.1793 | 3.6843 | 0 | 0 | 0 | 17.1793 | 3.6843 | 0.329 | 0 | 0 | 0 | 10.273 | 10.273 | 4.0065 | 0 | 4.0065 | 0 | 4.0065
2016-10-16 06:00 | 0 | 0 | 1.962 | 0 | 10.038 | 238.5144 | 12 | 17.1793 | 3.6843 | 0 | 0 | 0 | 17.1793 | 3.6843 | 0.329 | 0 | 0 | 0 | 10.038 | 10.038 | 3.9148 | 0 | 3.9148 | 0 | 3.9148
2016-10-16 07:00 | 0.01 | 0 | 3.087 | 0 | 8.923 | 241.1692 | 12 | 17.1793 | 3.6843 | 0 | 0 | 0 | 17.1793 | 3.6843 | 0.329 | 0 | 0 | 0 | 8.923 | 8.923 | 3.48 | 0 | 3.48 | 0 | 3.48
2016-10-16 08:00 | 0.036 | 0 | 2.555 | 0 | 9.481 | 243.3665 | 12 | 17.1793 | 3.6843 | 0 | 0 | 0 | 17.1793 | 3.6843 | 0.329 | 0 | 0 | 0 | 9.481 | 9.481 | 3.6976 | 0 | 3.6976 | 0 | 3.6976
2016-10-16 09:00 | 0.071 | 0 | 2.426 | 0 | 9.645 | 245.4529 | 12 | 17.1793 | 3.6843 | 0 | 0 | 12.5918 | 4.5875 | 3.6843 | 0.67423 | 75.551 | 0 | 0 | 9.645 | 9.645 | 3.7616 | 0 | 3.7616 | 0 | 3.7616
2016-10-16 10:00 | 0.104 | 0 | 2.033 | 0 | 10.071 | 247.2013 | 12 | 17.1793 | 3.6843 | 0 | 0 | 12.6382 | 4.5412 | 3.6843 | 0.6755 | 75.829 | 0 | 0 | 10.071 | 10.071 | 3.9277 | 0 | 3.9277 | 0 | 3.9277
2016-10-16 11:00 | 0.137 | 0 | 1.428 | 0 | 10.709 | 248.4294 | 12 | 17.1793 | 3.6843 | 0 | 0 | 12.6585 | 4.5208 | 3.6843 | 0.67605 | 75.951 | 0 | 0 | 10.709 | 10.709 | 4.1765 | 0 | 4.1765 | 0 | 4.1765
2016-10-16 12:00 | 0.146 | 0 | 0 | 0.742 | 11.404 | 248.4294 | 12 | 17.1793 | 3.6843 | 0 | 0 | 12.4157 | 4.7637 | 3.6843 | 0.6694 | 74.372 | 0.071 | 0.023667 | 11.4277 | 12.1697 | 4.4476 | 0.00923 | 4.4568 | 0.28938 | 4.7462
2016-10-16 13:00 | 0.155 | 0 | 0 | 0.84 | 11.315 | 248.4294 | 12 | 17.1793 | 3.6843 | 0 | 0 | 13.6025 | 3.5768 | 3.6843 | 0.70194 | 71.736 | 5.779 | 1.9263 | 13.2413 | 14.0813 | 4.4128 | 0.75127 | 5.1641 | 0.3276 | 5.4917
2016-10-16 14:00 | 0.142 | 0 | 0 | 0.923 | 11.219 | 248.4294 | 12 | 17.1793 | 3.6843 | 0 | 0 | 3.3487 | 13.8307 | 3.6843 | 0.42081 | 0 | 11.754 | 3.918 | 15.137 | 16.06 | 4.3754 | 1.528 | 5.9034 | 0.35997 | 6.2634
2016-10-16 15:00 | 0.089 | 0 | 0 | 0.73 | 11.359 | 248.4294 | 12 | 17.1793 | 3.6843 | 0 | 0 | 15.5895 | 1.5898 | 3.6843 | 0.75641 | 67.323 | 15.335 | 5.1117 | 16.4707 | 17.2007 | 4.43 | 1.9935 | 6.4236 | 0.2847 | 6.7083
2016-10-16 16:00 | 0.063 | 0 | 0 | 0.419 | 11.644 | 248.4294 | 12 | 17.1793 | 3.6843 | 0 | 0 | 16.0325 | 1.1468 | 3.6843 | 0.76856 | 66.339 | 17.466 | 5.822 | 17.466 | 17.885 | 4.5412 | 2.2706 | 6.8117 | 0.16341 | 6.9751
2016-10-16 17:00 | 0.037 | 0 | 0 | 0.743 | 11.294 | 248.4294 | 12 | 17.1793 | 3.6843 | 0 | 0 | 10.9587 | 6.2207 | 3.6843 | 0.62945 | 65.752 | 0 | 0 | 11.294 | 12.037 | 4.4047 | 0 | 4.4047 | 0.28977 | 4.6944
2016-10-16 18:00 | 0.011 | 0 | 0 | 0 | 12.032 | 248.4294 | 12.021 | 17.2094 | 3.6907 | 0 | 0 | 10.9162 | 6.2932 | 3.6907 | 0.62776 | 65.497 | 0 | 0 | 12.032 | 12.032 | 4.6925 | 0 | 4.6925 | 0 | 4.6925
2016-10-16 19:00 | 0 | 1.337 | 0 | 0 | 16.337 | 246.8747 | 15 | 21.4742 | 4.6053 | 0 | 0 | 10.9222 | 10.552 | 4.6053 | 0.56856 | 65.533 | 0 | 0 | 16.337 | 16.337 | 6.3714 | 0 | 6.3714 | 0 | 6.3714
2016-10-16 20:00 | 0 | 5.896 | 0 | 0 | 20.896 | 240.0189 | 15 | 21.4742 | 4.6053 | 0 | 0 | 0 | 21.4742 | 4.6053 | 0.329 | 0 | 0 | 0 | 20.896 | 20.896 | 8.1494 | 0 | 8.1494 | 0 | 8.1494
2016-10-16 21:00 | 0 | 0 | 5.504 | 0 | 21.496 | 244.7523 | 27 | 38.6535 | 8.2896 | 0 | 0 | 0 | 38.6535 | 8.2896 | 0.329 | 0 | 0 | 0 | 21.496 | 21.496 | 8.3834 | 0 | 8.3834 | 0 | 8.3834
2016-10-16 22:00 | 0 | 5.991 | 0 | 0 | 20.991 | 237.786 | 15 | 21.4742 | 4.6053 | 0 | 0 | 0 | 21.4742 | 4.6053 | 0.329 | 0 | 0 | 0 | 20.991 | 20.991 | 8.1865 | 0 | 8.1865 | 0 | 8.1865
2016-10-16 23:00 | 0 | 3.679 | 0 | 0 | 18.679 | 233.5081 | 15 | 21.4742 | 4.6053 | 0 | 0 | 0 | 21.4742 | 4.6053 | 0.329 | 0 | 0 | 0 | 18.679 | 18.679 | 7.2848 | 0 | 7.2848 | 0 | 7.2848
2016-10-17 | 0 | 1.297 | 0 | 0 | 16.297 | 232 | 15 | 21.4742 | 4.6053 | 0 | 0 | 2.2412 | 19.233 | 4.6053 | 0.37816 | 0 | 7.866 | 2.622 | 18.919 | 18.919 | 6.3558 | 1.0226 | 7.3784 | 0 | 7.3784
2016-10-17 01:00 | 0 | 0 | 0 | 0 | 14.93 | 232 | 14.93 | 21.374 | 4.5838 | 0 | 0 | 1.9843 | 19.3896 | 4.5838 | 0.37273 | 0 | 6.965 | 2.3217 | 17.2517 | 17.2517 | 5.8227 | 0.90545 | 6.7281 | 0 | 6.7281
2016-10-17 02:00 | 0 | 0 | 0 | 0 | 13.887 | 232 | 13.887 | 19.8808 | 4.2636 | 0 | 0 | 1.728 | 18.1528 | 4.2636 | 0.36994 | 0 | 6.065 | 2.0217 | 15.9087 | 15.9087 | 5.4159 | 0.78845 | 6.2044 | 0 | 6.2044
2016-10-17 03:00 | 0 | 0 | 0 | 0 | 12.384 | 232 | 12.384 | 17.7291 | 3.8022 | 0 | 0 | 1.2017 | 16.5274 | 3.8022 | 0.36092 | 0 | 4.218 | 1.406 | 13.79 | 13.79 | 4.8298 | 0.54834 | 5.3781 | 0 | 5.3781
2016-10-17 04:00 | 0 | 0 | 0 | 0.565 | 11.435 | 232 | 12 | 17.1793 | 3.6843 | 0 | 0 | 0.95867 | 16.2207 | 3.6843 | 0.35528 | 0 | 3.365 | 1.1217 | 12.5567 | 13.1217 | 4.4597 | 0.43745 | 4.8971 | 0.22035 | 5.1174
2016-10-17 05:00 | 0 | 0 | 0 | 1.914 | 10.086 | 232 | 12 | 17.1793 | 3.6843 | 0 | 0 | 0 | 17.1793 | 3.6843 | 0.329 | 0 | 0 | 0 | 10.086 | 12 | 3.9335 | 0 | 3.9335 | 0.74646 | 4.68
2016-10-17 06:00 | 0 | 0 | 2.47 | 0 | 9.53 | 234.1242 | 12 | 17.1793 | 3.6843 | 0 | 0 | 0 | 17.1793 | 3.6843 | 0.329 | 0 | 0 | 0 | 9.53 | 9.53 | 3.7167 | 0 | 3.7167 | 0 | 3.7167
2016-10-17 07:00 | 0.008 | 0 | 3.698 | 0 | 8.31 | 237.3045 | 12 | 17.1793 | 3.6843 | 0 | 0 | 0 | 17.1793 | 3.6843 | 0.329 | 0 | 0 | 0 | 8.31 | 8.31 | 3.2409 | 0 | 3.2409 | 0 | 3.2409
2016-10-17 08:00 | 0.024 | 0 | 3.216 | 0 | 8.808 | 240.0702 | 12 | 17.1793 | 3.6843 | 0 | 0 | 0 | 17.1793 | 3.6843 | 0.329 | 0 | 0 | 0 | 8.808 | 8.808 | 3.4351 | 0 | 3.4351 | 0 | 3.4351
2016-10-17 09:00 | 0.046 | 0 | 2.869 | 1.7764e-15 | 9.177 | 242.5376 | 12 | 17.1793 | 3.6843 | 0 | 0 | 12.3983 | 4.781 | 3.6843 | 0.66892 | 74.39 | 0 | 0 | 9.177 | 9.177 | 3.579 | 0 | 3.579 | 6.9278e-16 | 3.579
2016-10-17 10:00 | 0.06 | 0 | 0 | 1.641 | 10.419 | 242.5376 | 12 | 17.1793 | 3.6843 | 0 | 0 | 12.459 | 4.7203 | 3.6843 | 0.67058 | 74.754 | 0 | 0 | 10.419 | 12.06 | 4.0634 | 0 | 4.0634 | 0.63999 | 4.7034
2016-10-17 11:00 | 0.075 | 0 | 0 | 1.167 | 10.908 | 242.5376 | 12 | 17.1793 | 3.6843 | 0 | 0 | 12.5133 | 4.666 | 3.6843 | 0.67207 | 75.08 | 0 | 0 | 10.908 | 12.075 | 4.2541 | 0 | 4.2541 | 0.45513 | 4.7092
2016-10-17 12:00 | 0.1 | 0 | 0 | 1.148 | 10.952 | 242.5376 | 12 | 17.1793 | 3.6843 | 0 | 0 | 12.5858 | 4.5935 | 3.6843 | 0.67406 | 73.994 | 0.89 | 0.29667 | 11.2487 | 12.3967 | 4.2713 | 0.1157 | 4.387 | 0.44772 | 4.8347
2016-10-17 13:00 | 0.093 | 0 | 0 | 1.451 | 10.642 | 242.5376 | 12 | 17.1793 | 3.6843 | 0 | 0 | 13.6162 | 3.5632 | 3.6843 | 0.70231 | 71.706 | 5.845 | 1.9483 | 12.5903 | 14.0413 | 4.1504 | 0.75985 | 4.9102 | 0.56589 | 5.4761
2016-10-17 14:00 | 0.077 | 0 | 0.49279 | 1.4512 | 10.133 | 242.9614 | 12 | 17.1793 | 3.6843 | 0 | 0 | 3.1895 | 13.9898 | 3.6843 | 0.41645 | 0 | 11.195 | 3.7317 | 13.8647 | 15.3159 | 3.9519 | 1.4553 | 5.4072 | 0.56597 | 5.9732
2016-10-17 15:00 | 0.064 | 0 | 1.475 | 0 | 10.589 | 244.2299 | 12 | 17.1793 | 3.6843 | 0 | 0 | 15.4238 | 1.7555 | 3.6843 | 0.75187 | 67.691 | 14.539 | 4.8463 | 15.4353 | 15.4353 | 4.1297 | 1.8901 | 6.0198 | 0 | 6.0198
2016-10-17 16:00 | 0.058 | 0 | 0 | 0.595 | 11.463 | 244.2299 | 12 | 17.1793 | 3.6843 | 0 | 0 | 15.8335 | 1.3458 | 3.6843 | 0.7631 | 66.781 | 16.509 | 5.503 | 16.966 | 17.561 | 4.4706 | 2.1462 | 6.6167 | 0.23205 | 6.8488
2016-10-17 17:00 | 0.041 | 0 | 0 | 0.725 | 11.316 | 244.2299 | 12 | 17.1793 | 3.6843 | 0 | 0 | 11.0435 | 6.1358 | 3.6843 | 0.63178 | 66.261 | 0 | 0 | 11.316 | 12.041 | 4.4132 | 0 | 4.4132 | 0.28275 | 4.696
2016-10-17 18:00 | 0.009 | 0 | 0 | 0.534 | 11.475 | 244.2299 | 12 | 17.1793 | 3.6843 | 0 | 0 | 11.0177 | 6.1617 | 3.6843 | 0.63107 | 66.106 | 0 | 0 | 11.475 | 12.009 | 4.4752 | 0 | 4.4752 | 0.20826 | 4.6835
2016-10-17 19:00 | 0 | 0.514 | 0 | 0 | 15.514 | 243.6322 | 15 | 21.4742 | 4.6053 | 0 | 0 | 11.0478 | 10.4263 | 4.6053 | 0.57132 | 66.287 | 0 | 0 | 15.514 | 15.514 | 6.0505 | 0 | 6.0505 | 0 | 6.0505
2016-10-17 20:00 | 0 | 0 | 5.853 | 0 | 21.147 | 248.6658 | 27 | 38.6535 | 8.2896 | 0 | 0 | 0 | 38.6535 | 8.2896 | 0.329 | 0 | 0 | 0 | 21.147 | 21.147 | 8.2473 | 0 | 8.2473 | 0 | 8.2473
2016-10-17 21:00 | 0 | 0 | 5.847 | 0 | 21.153 | 253.6942 | 27 | 38.6535 | 8.2896 | 0 | 0 | 0 | 38.6535 | 8.2896 | 0.329 | 0 | 0 | 0 | 21.153 | 21.153 | 8.2497 | 0 | 8.2497 | 0 | 8.2497
2016-10-17 22:00 | 0 | 4.973 | 0 | 0 | 19.973 | 247.9117 | 15 | 21.4742 | 4.6053 | 0 | 0 | 0 | 21.4742 | 4.6053 | 0.329 | 0 | 0 | 0 | 19.973 | 19.973 | 7.7895 | 0 | 7.7895 | 0 | 7.7895
2016-10-17 23:00 | 0 | 3.276 | 0 | 0 | 18.276 | 244.1023 | 15 | 21.4742 | 4.6053 | 0 | 0 | 0 | 21.4742 | 4.6053 | 0.329 | 0 | 0 | 0 | 18.276 | 18.276 | 7.1276 | 0 | 7.1276 | 0 | 7.1276
2016-10-18 | 0 | 1.384 | 0 | 0 | 16.384 | 242.493 | 15 | 21.4742 | 4.6053 | 0 | 0 | 1.7507 | 19.7235 | 4.6053 | 0.3674 | 0 | 6.145 | 2.0483 | 18.4323 | 18.4323 | 6.3898 | 0.79885 | 7.1886 | 0 | 7.1886
2016-10-18 01:00 | 0 | 0.183 | 0 | 0 | 15.183 | 242.2803 | 15 | 21.4742 | 4.6053 | 0 | 0 | 1.5547 | 19.9195 | 4.6053 | 0.3631 | 0 | 5.457 | 1.819 | 17.002 | 17.002 | 5.9214 | 0.70941 | 6.6308 | 0 | 6.6308
2016-10-18 02:00 | 0 | 0 | 0 | 0 | 13.864 | 242.2803 | 13.864 | 19.8479 | 4.2565 | 0 | 0 | 1.4015 | 18.4464 | 4.2565 | 0.36226 | 0 | 4.919 | 1.6397 | 15.5037 | 15.5037 | 5.407 | 0.63947 | 6.0464 | 0 | 6.0464
2016-10-18 03:00 | 0 | 0 | 0 | 0.466 | 11.534 | 242.2803 | 12 | 17.1793 | 3.6843 | 0 | 0 | 1.2443 | 15.935 | 3.6843 | 0.36312 | 0 | 4.368 | 1.456 | 12.99 | 13.456 | 4.4983 | 0.56784 | 5.0661 | 0.18174 | 5.2478
2016-10-18 04:00 | 0 | 0 | 1.418 | 1.7764e-15 | 10.582 | 243.4997 | 12 | 17.1793 | 3.6843 | 0 | 0 | 1.0837 | 16.0957 | 3.6843 | 0.35871 | 0 | 3.804 | 1.268 | 11.85 | 11.85 | 4.127 | 0.49452 | 4.6215 | 6.9278e-16 | 4.6215
2016-10-18 05:00 | 0 | 0 | 1.868 | 1.7764e-15 | 10.132 | 245.1062 | 12 | 17.1793 | 3.6843 | 0 | 0 | 0 | 17.1793 | 3.6843 | 0.329 | 0 | 0 | 0 | 10.132 | 10.132 | 3.9515 | 0 | 3.9515 | 6.9278e-16 | 3.9515
2016-10-18 06:00 | 0 | 0 | 2.307 | 0 | 9.693 | 247.0902 | 12 | 17.1793 | 3.6843 | 0 | 0 | 0 | 17.1793 | 3.6843 | 0.329 | 0 | 0 | 0 | 9.693 | 9.693 | 3.7803 | 0 | 3.7803 | 0 | 3.7803
2016-10-18 07:00 | 0.007 | 0 | 3.492 | 0 | 8.515 | 250.0934 | 12 | 17.1793 | 3.6843 | 0 | 0 | 0 | 17.1793 | 3.6843 | 0.329 | 0 | 0 | 0 | 8.515 | 8.515 | 3.3209 | 0 | 3.3209 | 0 | 3.3209
2016-10-18 08:00 | 0.028 | 0 | 2.565 | 0 | 9.463 | 252.2993 | 12 | 17.1793 | 3.6843 | 0 | 0 | 0 | 17.1793 | 3.6843 | 0.329 | 0 | 0 | 0 | 9.463 | 9.463 | 3.6906 | 0 | 3.6906 | 0 | 3.6906
2016-10-18 09:00 | 0.085 | 0 | 2.642 | 0 | 9.443 | 254.5714 | 12 | 17.1793 | 3.6843 | 0 | 0 | 12.3875 | 4.7918 | 3.6843 | 0.66862 | 74.325 | 0 | 0 | 9.443 | 9.443 | 3.6828 | 0 | 3.6828 | 0 | 3.6828
2016-10-18 10:00 | 0.126 | 0 | 2.103 | 1.7764e-15 | 10.023 | 256.38 | 12 | 17.1793 | 3.6843 | 0 | 0 | 12.44 | 4.7393 | 3.6843 | 0.67006 | 74.64 | 0 | 0 | 10.023 | 10.023 | 3.909 | 0 | 3.909 | 6.9278e-16 | 3.909
2016-10-18 11:00 | 0.138 | 0 | 1.489 | 0 | 10.649 | 257.6605 | 12 | 17.1793 | 3.6843 | 0 | 0 | 12.4915 | 4.6878 | 3.6843 | 0.67148 | 74.949 | 0 | 0 | 10.649 | 10.649 | 4.1531 | 0 | 4.1531 | 0 | 4.1531
2016-10-18 12:00 | 0.147 | 0 | 1.383 | 0 | 10.764 | 258.8499 | 12 | 17.1793 | 3.6843 | 0 | 0 | 12.6952 | 4.4842 | 3.6843 | 0.67706 | 73.751 | 1.416 | 0.472 | 11.236 | 11.236 | 4.198 | 0.18408 | 4.382 | 0 | 4.382
2016-10-18 13:00 | 0.125 | 0 | 1.432 | 0 | 10.693 | 260.0814 | 12 | 17.1793 | 3.6843 | 0 | 0 | 13.724 | 3.4553 | 3.6843 | 0.70527 | 71.466 | 6.363 | 2.121 | 12.814 | 12.814 | 4.1703 | 0.82719 | 4.9975 | 0 | 4.9975
2016-10-18 14:00 | 0.077 | 0 | 0 | 0.928 | 11.149 | 260.0814 | 12 | 17.1793 | 3.6843 | 0 | 0 | 3.3458 | 13.8335 | 3.6843 | 0.42073 | 0 | 11.744 | 3.9147 | 15.0637 | 15.9917 | 4.3481 | 1.5267 | 5.8748 | 0.36192 | 6.2367
2016-10-18 15:00 | 0.105 | 0 | 0 | 0.061 | 12.044 | 260.0814 | 12 | 17.1793 | 3.6843 | 0 | 0 | 15.5032 | 1.6762 | 3.6843 | 0.75405 | 67.514 | 14.92 | 4.9733 | 17.0173 | 17.0783 | 4.6972 | 1.9396 | 6.6368 | 0.02379 | 6.6605
2016-10-18 16:00 | 0.11 | 0 | 0 | 0.384 | 11.726 | 260.0814 | 12 | 17.1793 | 3.6843 | 0 | 0 | 15.928 | 1.2513 | 3.6843 | 0.76569 | 66.571 | 16.963 | 5.6543 | 17.3803 | 17.7643 | 4.5731 | 2.2052 | 6.7783 | 0.14976 | 6.9281
2016-10-18 17:00 | 0.068 | 0 | 0 | 0.631 | 11.437 | 260.0814 | 12 | 17.1793 | 3.6843 | 0 | 0 | 11.0037 | 6.1757 | 3.6843 | 0.63068 | 66.022 | 0 | 0 | 11.437 | 12.068 | 4.4604 | 0 | 4.4604 | 0.24609 | 4.7065
2016-10-18 18:00 | 0.01 | 0 | 0 | 0.24 | 11.77 | 260.0814 | 12 | 17.1793 | 3.6843 | 0 | 0 | 10.9678 | 6.2115 | 3.6843 | 0.6297 | 65.807 | 0 | 0 | 11.77 | 12.01 | 4.5903 | 0 | 4.5903 | 0.0936 | 4.6839
2016-10-18 19:00 | 0 | 1.201 | 0 | 0 | 16.201 | 258.6849 | 15 | 21.4742 | 4.6053 | 0 | 0 | 10.9847 | 10.4895 | 4.6053 | 0.56993 | 65.908 | 0 | 0 | 16.201 | 16.201 | 6.3184 | 0 | 6.3184 | 0 | 6.3184
2016-10-18 20:00 | 0 | 5.121 | 0 | 0 | 20.121 | 252.7302 | 15 | 21.4742 | 4.6053 | 0 | 0 | 0 | 21.4742 | 4.6053 | 0.329 | 0 | 0 | 0 | 20.121 | 20.121 | 7.8472 | 0 | 7.8472 | 0 | 7.8472
2016-10-18 21:00 | 0 | 6.067 | 0 | 0 | 21.067 | 245.6756 | 15 | 21.4742 | 4.6053 | 0 | 0 | 0 | 21.4742 | 4.6053 | 0.329 | 0 | 0 | 0 | 21.067 | 21.067 | 8.2161 | 0 | 8.2161 | 0 | 8.2161
2016-10-18 22:00 | 0 | 5.193 | 0 | 0 | 20.193 | 239.6372 | 15 | 21.4742 | 4.6053 | 0 | 0 | 0 | 21.4742 | 4.6053 | 0.329 | 0 | 0 | 0 | 20.193 | 20.193 | 7.8753 | 0 | 7.8753 | 0 | 7.8753
2016-10-18 23:00 | 0 | 4.653 | 0 | 0 | 19.653 | 234.2267 | 15 | 21.4742 | 4.6053 | 0 | 0 | 0 | 21.4742 | 4.6053 | 0.329 | 0 | 0 | 0 | 19.653 | 19.653 | 7.6647 | 0 | 7.6647 | 0 | 7.6647
2016-10-19 | 0 | 1.852 | 0 | 0 | 16.852 | 232.0733 | 15 | 21.4742 | 4.6053 | 0 | 0 | 1.7802 | 19.694 | 4.6053 | 0.36804 | 0 | 6.248 | 2.0827 | 18.9347 | 18.9347 | 6.5723 | 0.81224 | 7.3845 | 0 | 7.3845
2016-10-19 01:00 | 0 | 0.063 | 0 | 0 | 15.063 | 232 | 15 | 21.4742 | 4.6053 | 0 | 0 | 1.4153 | 20.0588 | 4.6053 | 0.36004 | 0 | 4.968 | 1.656 | 16.719 | 16.719 | 5.8746 | 0.64584 | 6.5204 | 0 | 6.5204
2016-10-19 02:00 | 0 | 0 | 0 | 0 | 13.516 | 232 | 13.516 | 19.3497 | 4.1497 | 0 | 0 | 1.135 | 18.2147 | 4.1497 | 0.35663 | 0 | 3.984 | 1.328 | 14.844 | 14.844 | 5.2712 | 0.51792 | 5.7892 | 0 | 5.7892
2016-10-19 03:00 | 0 | 0 | 0 | 0 | 12.368 | 232 | 12.368 | 17.7062 | 3.7972 | 0 | 0 | 0.90933 | 16.7968 | 3.7972 | 0.35319 | 0 | 3.192 | 1.064 | 13.432 | 13.432 | 4.8235 | 0.41496 | 5.2385 | 0 | 5.2385
2016-10-19 04:00 | 0 | 0 | 0 | 1.019 | 10.981 | 232 | 12 | 17.1793 | 3.6843 | 0 | 0 | 0.703 | 16.4763 | 3.6843 | 0.34827 | 0 | 2.468 | 0.82267 | 11.8037 | 12.8227 | 4.2826 | 0.32084 | 4.6034 | 0.39741 | 5.0008
2016-10-19 05:00 | 0 | 0 | 0 | 1.441 | 10.559 | 232 | 12 | 17.1793 | 3.6843 | 0 | 0 | 0 | 17.1793 | 3.6843 | 0.329 | 0 | 0 | 0 | 10.559 | 12 | 4.118 | 0 | 4.118 | 0.56199 | 4.68
2016-10-19 06:00 | 0.002 | 0 | 2.001 | 0 | 10.001 | 233.7209 | 12 | 17.1793 | 3.6843 | 0 | 0 | 0 | 17.1793 | 3.6843 | 0.329 | 0 | 0 | 0 | 10.001 | 10.001 | 3.9004 | 0 | 3.9004 | 0 | 3.9004
2016-10-19 07:00 | 0.019 | 0 | 2.909 | 0 | 9.11 | 236.2226 | 12 | 17.1793 | 3.6843 | 0 | 0 | 0 | 17.1793 | 3.6843 | 0.329 | 0 | 0 | 0 | 9.11 | 9.11 | 3.5529 | 0 | 3.5529 | 0 | 3.5529
2016-10-19 08:00 | 0.063 | 0 | 2.595 | 0 | 9.468 | 238.4543 | 12 | 17.1793 | 3.6843 | 0 | 0 | 0 | 17.1793 | 3.6843 | 0.329 | 0 | 0 | 0 | 9.468 | 9.468 | 3.6925 | 0 | 3.6925 | 0 | 3.6925
2016-10-19 09:00 | 0.115 | 0 | 2.669 | 0 | 9.446 | 240.7496 | 12 | 17.1793 | 3.6843 | 0 | 0 | 12.448 | 4.7313 | 3.6843 | 0.67028 | 74.688 | 0 | 0 | 9.446 | 9.446 | 3.6839 | 0 | 3.6839 | 0 | 3.6839
2016-10-19 10:00 | 0.136 | 0 | 0 | 1.942 | 10.194 | 240.7496 | 12 | 17.1793 | 3.6843 | 0 | 0 | 12.4918 | 4.6875 | 3.6843 | 0.67148 | 74.951 | 0 | 0 | 10.194 | 12.136 | 3.9757 | 0 | 3.9757 | 0.75738 | 4.733
2016-10-19 11:00 | 0.168 | 0 | 0 | 1.056 | 11.112 | 240.7496 | 12 | 17.1793 | 3.6843 | 0 | 0 | 12.5317 | 4.6477 | 3.6843 | 0.67258 | 75.19 | 0 | 0 | 11.112 | 12.168 | 4.3337 | 0 | 4.3337 | 0.41184 | 4.7455
2016-10-19 12:00 | 0.158 | 0 | 0 | 0.795 | 11.363 | 240.7496 | 12 | 17.1793 | 3.6843 | 0 | 0 | 12.6748 | 4.5045 | 3.6843 | 0.6765 | 73.796 | 1.318 | 0.43933 | 11.8023 | 12.5973 | 4.4316 | 0.17134 | 4.6029 | 0.31005 | 4.913
2016-10-19 13:00 | 0.166 | 0 | 1.27 | 0 | 10.896 | 241.8418 | 12 | 17.1793 | 3.6843 | 0 | 0 | 13.743 | 3.4363 | 3.6843 | 0.70579 | 71.424 | 6.455 | 2.1517 | 13.0477 | 13.0477 | 4.2494 | 0.83915 | 5.0886 | 0 | 5.0886
2016-10-19 14:00 | 0.154 | 0 | 0 | 0.363 | 11.791 | 241.8418 | 12 | 17.1793 | 3.6843 | 0 | 0 | 3.7132 | 13.4662 | 3.6843 | 0.4308 | 0 | 13.033 | 4.3443 | 16.1353 | 16.4983 | 4.5985 | 1.6943 | 6.2928 | 0.14157 | 6.4344
2016-10-19 15:00 | 0.117 | 0 | 0 | 0.012 | 12.105 | 241.8418 | 12 | 17.1793 | 3.6843 | 0 | 0 | 16.0362 | 1.1432 | 3.6843 | 0.76866 | 66.331 | 17.484 | 5.828 | 17.933 | 17.945 | 4.721 | 2.2729 | 6.9939 | 0.00468 | 6.9986
2016-10-19 16:00 | 0.099 | 0 | 0 | 0.186 | 11.913 | 241.8418 | 12 | 17.1793 | 3.6843 | 0 | 0 | 16.473 | 0.70633 | 3.6843 | 0.78063 | 65.361 | 19.584 | 6.528 | 18.441 | 18.627 | 4.6461 | 2.5459 | 7.192 | 0.07254 | 7.2645
2016-10-19 17:00 | 0.053 | 0 | 0 | 0.791 | 11.262 | 241.8418 | 12 | 17.1793 | 3.6843 | 0 | 0 | 10.808 | 6.3713 | 3.6843 | 0.62532 | 64.848 | 0 | 0 | 11.262 | 12.053 | 4.3922 | 0 | 4.3922 | 0.30849 | 4.7007
2016-10-19 18:00 | 0.009 | 0 | 0 | 0.042 | 11.967 | 241.8418 | 12 | 17.1793 | 3.6843 | 0 | 0 | 10.7777 | 6.4017 | 3.6843 | 0.62449 | 64.666 | 0 | 0 | 11.967 | 12.009 | 4.6671 | 0 | 4.6671 | 0.01638 | 4.6835
2016-10-19 19:00 | 0 | 1.106 | 0 | 0 | 16.106 | 240.5558 | 15 | 21.4742 | 4.6053 | 0 | 0 | 10.7962 | 10.678 | 4.6053 | 0.5658 | 64.777 | 0 | 0 | 16.106 | 16.106 | 6.2813 | 0 | 6.2813 | 0 | 6.2813
2016-10-19 20:00 | 0 | 0 | 0 | 5.823 | 21.177 | 240.5558 | 27 | 38.6535 | 8.2896 | 0 | 0 | 0 | 38.6535 | 8.2896 | 0.329 | 0 | 0 | 0 | 21.177 | 27 | 8.259 | 0 | 8.259 | 2.271 | 10.53
2016-10-19 21:00 | 0 | 0 | 4.1996 | 1.0864 | 21.714 | 244.1674 | 27 | 38.6535 | 8.2896 | 0 | 0 | 0 | 38.6535 | 8.2896 | 0.329 | 0 | 0 | 0 | 21.714 | 22.8004 | 8.4685 | 0 | 8.4685 | 0.4237 | 8.8922
2016-10-19 22:00 | 0 | 6.013 | 0 | 0 | 21.013 | 237.1756 | 15 | 21.4742 | 4.6053 | 0 | 0 | 0 | 21.4742 | 4.6053 | 0.329 | 0 | 0 | 0 | 21.013 | 21.013 | 8.1951 | 0 | 8.1951 | 0 | 8.1951
2016-10-19 23:00 | 0 | 3.052 | 0 | 0 | 18.052 | 233.6267 | 15 | 21.4742 | 4.6053 | 0 | 0 | 0 | 21.4742 | 4.6053 | 0.329 | 0 | 0 | 0 | 18.052 | 18.052 | 7.0403 | 0 | 7.0403 | 0 | 7.0403
2016-10-20 | 0 | 1.399 | 0 | 0 | 16.399 | 232 | 15 | 21.4742 | 4.6053 | 0 | 0 | 2.7417 | 18.7325 | 4.6053 | 0.38913 | 0 | 9.623 | 3.2077 | 19.6067 | 19.6067 | 6.3956 | 1.251 | 7.6466 | 0 | 7.6466
2016-10-20 01:00 | 0 | 0 | 0 | 0 | 13.759 | 232 | 13.759 | 19.6975 | 4.2243 | 0 | 0 | 2.4555 | 17.242 | 4.2243 | 0.38771 | 0 | 8.619 | 2.873 | 16.632 | 16.632 | 5.366 | 1.1205 | 6.4865 | 0 | 6.4865
2016-10-20 02:00 | 0 | 0 | 0 | 0 | 12.457 | 232 | 12.457 | 17.8336 | 3.8246 | 0 | 0 | 2.1293 | 15.7042 | 3.8246 | 0.38524 | 0 | 7.474 | 2.4913 | 14.9483 | 14.9483 | 4.8582 | 0.97162 | 5.8299 | 0 | 5.8299
2016-10-20 03:00 | 0 | 0 | 0 | 0.579 | 11.421 | 232 | 12 | 17.1793 | 3.6843 | 0 | 0 | 1.831 | 15.3483 | 3.6843 | 0.3792 | 0 | 6.427 | 2.1423 | 13.5633 | 14.1423 | 4.4542 | 0.83551 | 5.2897 | 0.22581 | 5.5155
2016-10-20 04:00 | 0 | 0 | 0 | 1.128 | 10.872 | 232 | 12 | 17.1793 | 3.6843 | 0 | 0 | 1.637 | 15.5423 | 3.6843 | 0.37388 | 0 | 5.746 | 1.9153 | 12.7873 | 13.9153 | 4.2401 | 0.74698 | 4.9871 | 0.43992 | 5.427
2016-10-20 05:00 | 0 | 0 | 2.302 | 0 | 9.698 | 233.9797 | 12 | 17.1793 | 3.6843 | 0 | 0 | 0 | 17.1793 | 3.6843 | 0.329 | 0 | 0 | 0 | 9.698 | 9.698 | 3.7822 | 0 | 3.7822 | 0 | 3.7822
2016-10-20 06:00 | 0 | 0 | 2.683 | 0 | 9.317 | 236.2871 | 12 | 17.1793 | 3.6843 | 0 | 0 | 0 | 17.1793 | 3.6843 | 0.329 | 0 | 0 | 0 | 9.317 | 9.317 | 3.6336 | 0 | 3.6336 | 0 | 3.6336
2016-10-20 07:00 | 0.011 | 0 | 3.641 | 0 | 8.37 | 239.4184 | 12 | 17.1793 | 3.6843 | 0 | 0 | 0 | 17.1793 | 3.6843 | 0.329 | 0 | 0 | 0 | 8.37 | 8.37 | 3.2643 | 0 | 3.2643 | 0 | 3.2643
2016-10-20 08:00 | 0.046 | 0 | 3.016 | 0 | 9.03 | 242.0121 | 12 | 17.1793 | 3.6843 | 0 | 0 | 0 | 17.1793 | 3.6843 | 0.329 | 0 | 0 | 0 | 9.03 | 9.03 | 3.5217 | 0 | 3.5217 | 0 | 3.5217
2016-10-20 09:00 | 0.069 | 0 | 2.759 | 1.7764e-15 | 9.31 | 244.3849 | 12 | 17.1793 | 3.6843 | 0 | 0 | 12.1303 | 5.049 | 3.6843 | 0.66157 | 72.782 | 0 | 0 | 9.31 | 9.31 | 3.6309 | 0 | 3.6309 | 6.9278e-16 | 3.6309
2016-10-20 10:00 | 0.089 | 0 | 2.298 | 0 | 9.791 | 246.3611 | 12 | 17.1793 | 3.6843 | 0 | 0 | 12.1455 | 5.0338 | 3.6843 | 0.66199 | 72.873 | 0 | 0 | 9.791 | 9.791 | 3.8185 | 0 | 3.8185 | 0 | 3.8185
2016-10-20 11:00 | 0.13 | 0 | 0.82939 | 1.3016 | 9.999 | 247.0744 | 12 | 17.1793 | 3.6843 | 0 | 0 | 12.164 | 5.0153 | 3.6843 | 0.6625 | 72.984 | 0 | 0 | 9.999 | 11.3006 | 3.8996 | 0 | 3.8996 | 0.50763 | 4.4072
2016-10-20 12:00 | 0.139 | 0 | 0 | 1.231 | 10.908 | 247.0744 | 12 | 17.1793 | 3.6843 | 0 | 0 | 13.2617 | 3.9177 | 3.6843 | 0.69259 | 72.493 | 4.14 | 1.38 | 12.288 | 13.519 | 4.2541 | 0.5382 | 4.7923 | 0.48009 | 5.2724
2016-10-20 13:00 | 0.127 | 0 | 0 | 1.398 | 10.729 | 247.0744 | 12 | 17.1793 | 3.6843 | 0 | 0 | 13.8935 | 3.2858 | 3.6843 | 0.70991 | 71.09 | 7.179 | 2.393 | 13.122 | 14.52 | 4.1843 | 0.93327 | 5.1176 | 0.54522 | 5.6628
2016-10-20 14:00 | 0.118 | 0 | 0 | 0.9 | 11.218 | 247.0744 | 12 | 17.1793 | 3.6843 | 0 | 0 | 2.9695 | 14.2098 | 3.6843 | 0.41041 | 0 | 10.423 | 3.4743 | 14.6923 | 15.5923 | 4.375 | 1.355 | 5.73 | 0.351 | 6.081
2016-10-20 15:00 | 0.099 | 0 | 0 | 0.453 | 11.646 | 247.0744 | 12 | 17.1793 | 3.6843 | 0 | 0 | 15.1398 | 2.0395 | 3.6843 | 0.74408 | 68.322 | 13.172 | 4.3907 | 16.0367 | 16.4897 | 4.5419 | 1.7124 | 6.2543 | 0.17667 | 6.431
2016-10-20 16:00 | 0.075 | 0 | 0 | 0.199 | 11.876 | 247.0744 | 12 | 17.1793 | 3.6843 | 0 | 0 | 15.5513 | 1.628 | 3.6843 | 0.75537 | 67.408 | 15.152 | 5.0507 | 16.9267 | 17.1257 | 4.6316 | 1.9698 | 6.6014 | 0.07761 | 6.679
2016-10-20 17:00 | 0.05 | 0 | 0 | 0.704 | 11.346 | 247.0744 | 12 | 17.1793 | 3.6843 | 0 | 0 | 11.1462 | 6.0332 | 3.6843 | 0.63459 | 66.877 | 0 | 0 | 11.346 | 12.05 | 4.4249 | 0 | 4.4249 | 0.27456 | 4.6995
2016-10-20 18:00 | 0.011 | 0 | 0 | 0 | 12.568 | 247.0744 | 12.557 | 17.9767 | 3.8553 | 0 | 0 | 11.1165 | 6.8602 | 3.8553 | 0.62026 | 66.699 | 0 | 0 | 12.568 | 12.568 | 4.9015 | 0 | 4.9015 | 0 | 4.9015
2016-10-20 19:00 | 0 | 1.995 | 0 | 0 | 16.995 | 244.7547 | 15 | 21.4742 | 4.6053 | 0 | 0 | 11.1478 | 10.3263 | 4.6053 | 0.57351 | 66.887 | 0 | 0 | 16.995 | 16.995 | 6.6281 | 0 | 6.6281 | 0 | 6.6281
2016-10-20 20:00 | 0 | 0 | 0 | 5.356 | 21.644 | 244.7547 | 27 | 38.6535 | 8.2896 | 0 | 0 | 0 | 38.6535 | 8.2896 | 0.329 | 0 | 0 | 0 | 21.644 | 27 | 8.4412 | 0 | 8.4412 | 2.0888 | 10.53
2016-10-20 21:00 | 0 | 0 | 0 | 4.337 | 22.663 | 244.7547 | 27 | 38.6535 | 8.2896 | 0 | 0 | 0 | 38.6535 | 8.2896 | 0.329 | 0 | 0 | 0 | 22.663 | 27 | 8.8386 | 0 | 8.8386 | 1.6914 | 10.53
2016-10-20 22:00 | 0 | 6.071 | 0 | 0 | 21.071 | 237.6953 | 15 | 21.4742 | 4.6053 | 0 | 0 | 0 | 21.4742 | 4.6053 | 0.329 | 0 | 0 | 0 | 21.071 | 21.071 | 8.2177 | 0 | 8.2177 | 0 | 8.2177
2016-10-20 23:00 | 0 | 4.242 | 0 | 0 | 19.242 | 232.7628 | 15 | 21.4742 | 4.6053 | 0 | 0 | 0 | 21.4742 | 4.6053 | 0.329 | 0 | 0 | 0 | 19.242 | 19.242 | 7.5044 | 0 | 7.5044 | 0 | 7.5044
2016-10-21 | 0 | 0.656 | 0 | 0 | 15.656 | 232 | 15 | 21.4742 | 4.6053 | 0 | 0 | 1.489 | 19.9852 | 4.6053 | 0.36166 | 0 | 5.226 | 1.742 | 17.398 | 17.398 | 6.1058 | 0.67938 | 6.7852 | 0 | 6.7852
2016-10-21 01:00 | 0 | 0 | 0 | 0 | 13.818 | 232 | 13.818 | 19.782 | 4.2424 | 0 | 0 | 1.1063 | 18.6757 | 4.2424 | 0.35534 | 0 | 3.883 | 1.2943 | 15.1123 | 15.1123 | 5.389 | 0.50479 | 5.8938 | 0 | 5.8938
2016-10-21 02:00 | 0 | 0 | 0 | 0 | 12.337 | 232 | 12.337 | 17.6618 | 3.7877 | 0 | 0 | 0.8325 | 16.8293 | 3.7877 | 0.3512 | 0 | 2.922 | 0.974 | 13.311 | 13.311 | 4.8114 | 0.37986 | 5.1913 | 0 | 5.1913
2016-10-21 03:00 | 0 | 0 | 0 | 0.452 | 11.548 | 232 | 12 | 17.1793 | 3.6843 | 0 | 0 | 0.681 | 16.4983 | 3.6843 | 0.34767 | 0 | 2.39 | 0.79667 | 12.3447 | 12.7967 | 4.5037 | 0.3107 | 4.8144 | 0.17628 | 4.9907
2016-10-21 04:00 | 0 | 0 | 0 | 1.447 | 10.553 | 232 | 12 | 17.1793 | 3.6843 | 0 | 0 | 0.611 | 16.5683 | 3.6843 | 0.34575 | 0 | 2.145 | 0.715 | 11.268 | 12.715 | 4.1157 | 0.27885 | 4.3945 | 0.56433 | 4.9589
2016-10-21 05:00 | 0 | 0 | 2.049 | 0 | 9.951 | 233.7621 | 12 | 17.1793 | 3.6843 | 0 | 0 | 0 | 17.1793 | 3.6843 | 0.329 | 0 | 0 | 0 | 9.951 | 9.951 | 3.8809 | 0 | 3.8809 | 0 | 3.8809
2016-10-21 06:00 | 0 | 0 | 0 | 2.583 | 9.417 | 233.7621 | 12 | 17.1793 | 3.6843 | 0 | 0 | 0 | 17.1793 | 3.6843 | 0.329 | 0 | 0 | 0 | 9.417 | 12 | 3.6726 | 0 | 3.6726 | 1.0074 | 4.68
2016-10-21 07:00 | 0.013 | 0 | 3.498 | 0 | 8.515 | 236.7704 | 12 | 17.1793 | 3.6843 | 0 | 0 | 0 | 17.1793 | 3.6843 | 0.329 | 0 | 0 | 0 | 8.515 | 8.515 | 3.3209 | 0 | 3.3209 | 0 | 3.3209
2016-10-21 08:00 | 0.046 | 0 | 3.034 | 0 | 9.012 | 239.3797 | 12 | 17.1793 | 3.6843 | 0 | 0 | 0 | 17.1793 | 3.6843 | 0.329 | 0 | 0 | 0 | 9.012 | 9.012 | 3.5147 | 0 | 3.5147 | 0 | 3.5147
2016-10-21 09:00 | 0.073 | 0 | 2.943 | 0 | 9.13 | 241.9106 | 12 | 17.1793 | 3.6843 | 0 | 0 | 12.5012 | 4.6782 | 3.6843 | 0.67174 | 75.007 | 0 | 0 | 9.13 | 9.13 | 3.5607 | 0 | 3.5607 | 0 | 3.5607
2016-10-21 10:00 | 0.08 | 0 | 2.195 | 0 | 9.885 | 243.7983 | 12 | 17.1793 | 3.6843 | 0 | 0 | 12.5953 | 4.584 | 3.6843 | 0.67432 | 75.572 | 0 | 0 | 9.885 | 9.885 | 3.8552 | 0 | 3.8552 | 0 | 3.8552
2016-10-21 11:00 | 0.116 | 0 | 0.74435 | 0.77165 | 10.6 | 244.4385 | 12 | 17.1793 | 3.6843 | 0 | 0 | 12.6862 | 4.4932 | 3.6843 | 0.67681 | 76.117 | 0 | 0 | 10.6 | 11.3717 | 4.134 | 0 | 4.134 | 0.30095 | 4.4349
2016-10-21 12:00 | 0.078 | 0 | 0 | 0.548 | 11.53 | 244.4385 | 12 | 17.1793 | 3.6843 | 0 | 0 | 12.1118 | 5.0675 | 3.6843 | 0.66107 | 75.047 | -1.389 | -0.463 | 11.067 | 11.615 | 4.4967 | -0.18057 | 4.3161 | 0.21372 | 4.5299
2016-10-21 13:00 | 0.076 | 0 | 0 | 0.658 | 11.418 | 244.4385 | 12 | 17.1793 | 3.6843 | 0 | 0 | 13.0955 | 4.0838 | 3.6843 | 0.68803 | 72.862 | 3.341 | 1.1137 | 12.5317 | 13.1897 | 4.453 | 0.43433 | 4.8873 | 0.25662 | 5.144
2016-10-21 14:00 | 0.065 | 0 | 0 | 0.118 | 11.947 | 244.4385 | 12 | 17.1793 | 3.6843 | 0 | 0 | 2.1052 | 15.0742 | 3.6843 | 0.38672 | 0 | 7.389 | 2.463 | 14.41 | 14.528 | 4.6593 | 0.96057 | 5.6199 | 0.04602 | 5.6659
2016-10-21 15:00 | 0.075 | 0 | 0 | 0.322 | 11.753 | 244.4385 | 12 | 17.1793 | 3.6843 | 0 | 0 | 14.475 | 2.7043 | 3.6843 | 0.72586 | 69.798 | 9.976 | 3.3253 | 15.0783 | 15.4003 | 4.5837 | 1.2969 | 5.8806 | 0.12558 | 6.0061
2016-10-21 16:00 | 0.047 | 0 | 0 | 0.388 | 11.659 | 244.4385 | 12 | 17.1793 | 3.6843 | 0 | 0 | 14.868 | 2.3113 | 3.6843 | 0.73663 | 68.925 | 11.866 | 3.9553 | 15.6143 | 16.0023 | 4.547 | 1.5426 | 6.0896 | 0.15132 | 6.2409
2016-10-21 17:00 | 0.016 | 0 | 0 | 0.575 | 11.441 | 244.4385 | 12 | 17.1793 | 3.6843 | 0 | 0 | 11.3882 | 5.7912 | 3.6843 | 0.64123 | 68.329 | 0 | 0 | 11.441 | 12.016 | 4.462 | 0 | 4.462 | 0.22425 | 4.6862
2016-10-21 18:00 | 0.006 | 0 | 0 | 0 | 12.08 | 244.4385 | 12.074 | 17.2853 | 3.707 | 0 | 0 | 11.348 | 5.9373 | 3.707 | 0.63822 | 68.088 | 0 | 0 | 12.08 | 12.08 | 4.7112 | 0 | 4.7112 | 0 | 4.7112
2016-10-21 19:00 | 0 | 1.642 | 0 | 0 | 16.642 | 242.5292 | 15 | 21.4742 | 4.6053 | 0 | 0 | 11.3655 | 10.1087 | 4.6053 | 0.57828 | 68.193 | 0 | 0 | 16.642 | 16.642 | 6.4904 | 0 | 6.4904 | 0 | 6.4904
2016-10-21 20:00 | 0 | 6.114 | 0 | 0 | 21.114 | 235.4199 | 15 | 21.4742 | 4.6053 | 0 | 0 | 0 | 21.4742 | 4.6053 | 0.329 | 0 | 0 | 0 | 21.114 | 21.114 | 8.2345 | 0 | 8.2345 | 0 | 8.2345
2016-10-21 21:00 | 0 | 0 | 0 | 4.611 | 22.389 | 235.4199 | 27 | 38.6535 | 8.2896 | 0 | 0 | 0 | 38.6535 | 8.2896 | 0.329 | 0 | 0 | 0 | 22.389 | 27 | 8.7317 | 0 | 8.7317 | 1.7983 | 10.53
2016-10-21 22:00 | 0 | 0 | 5.266 | 0 | 21.734 | 239.9486 | 27 | 38.6535 | 8.2896 | 0 | 0 | 0 | 38.6535 | 8.2896 | 0.329 | 0 | 0 | 0 | 21.734 | 21.734 | 8.4763 | 0 | 8.4763 | 0 | 8.4763
2016-10-21 23:00 | 0 | 4.515 | 0 | 0 | 19.515 | 234.6986 | 15 | 21.4742 | 4.6053 | 0 | 0 | 0 | 21.4742 | 4.6053 | 0.329 | 0 | 0 | 0 | 19.515 | 19.515 | 7.6109 | 0 | 7.6109 | 0 | 7.6109
2016-10-22 | 0 | 1.704 | 0 | 0 | 16.704 | 232.7172 | 15 | 21.4742 | 4.6053 | 0 | 0 | 0.43367 | 21.0405 | 4.6053 | 0.33851 | 0 | 1.522 | 0.50733 | 17.2113 | 17.2113 | 6.5146 | 0.19786 | 6.7124 | 0 | 6.7124
2016-10-22 01:00 | 0 | 0 | 0 | 0 | 14.711 | 232.7172 | 14.711 | 21.0604 | 4.5166 | 0 | 0 | 0.50083 | 20.5596 | 4.5166 | 0.3402 | 0 | 1.758 | 0.586 | 15.297 | 15.297 | 5.7373 | 0.22854 | 5.9658 | 0 | 5.9658
2016-10-22 02:00 | 0 | 0 | 0 | 0 | 13.528 | 232.7172 | 13.528 | 19.3668 | 4.1534 | 0 | 0 | 0.34167 | 19.0252 | 4.1534 | 0.33731 | 0 | 1.199 | 0.39967 | 13.9277 | 13.9277 | 5.2759 | 0.15587 | 5.4318 | 0 | 5.4318
2016-10-22 03:00 | 0 | 0 | 0 | 0 | 12.327 | 232.7172 | 12.327 | 17.6475 | 3.7847 | 0 | 0 | 0.041 | 17.6065 | 3.7847 | 0.33009 | 0 | 0.144 | 0.048 | 12.375 | 12.375 | 4.8075 | 0.01872 | 4.8262 | 0 | 4.8262
2016-10-22 04:00 | 0 | 0 | 0 | 0.791 | 11.209 | 232.7172 | 12 | 17.1793 | 3.6843 | 0 | 0 | -0.21083 | 17.3902 | 3.6843 | 0.32322 | 0 | -0.74 | -0.24667 | 10.9623 | 11.7533 | 4.3715 | -0.0962 | 4.2753 | 0.30849 | 4.5838
2016-10-22 05:00 | 0 | 0 | 1.386 | 0 | 10.614 | 233.9092 | 12 | 17.1793 | 3.6843 | 0 | 0 | 0 | 17.1793 | 3.6843 | 0.329 | 0 | 0 | 0 | 10.614 | 10.614 | 4.1395 | 0 | 4.1395 | 0 | 4.1395
2016-10-22 06:00 | 0 | 0 | 2.565 | 0 | 9.435 | 236.1151 | 12 | 17.1793 | 3.6843 | 0 | 0 | 0 | 17.1793 | 3.6843 | 0.329 | 0 | 0 | 0 | 9.435 | 9.435 | 3.6797 | 0 | 3.6797 | 0 | 3.6797
2016-10-22 07:00 | 0.012 | 0 | 3.392 | 0 | 8.62 | 239.0322 | 12 | 17.1793 | 3.6843 | 0 | 0 | 0 | 17.1793 | 3.6843 | 0.329 | 0 | 0 | 0 | 8.62 | 8.62 | 3.3618 | 0 | 3.3618 | 0 | 3.3618
2016-10-22 08:00 | 0.039 | 0 | 2.841 | 0 | 9.198 | 241.4755 | 12 | 17.1793 | 3.6843 | 0 | 0 | 0 | 17.1793 | 3.6843 | 0.329 | 0 | 0 | 0 | 9.198 | 9.198 | 3.5872 | 0 | 3.5872 | 0 | 3.5872
2016-10-22 09:00 | 0.093 | 0 | 2.665 | 0 | 9.428 | 243.7674 | 12 | 17.1793 | 3.6843 | 0 | 0 | 12.7188 | 4.4605 | 3.6843 | 0.67771 | 76.313 | 0 | 0 | 9.428 | 9.428 | 3.6769 | 0 | 3.6769 | 0 | 3.6769
2016-10-22 10:00 | 0.135 | 0 | 1.973 | 1.7764e-15 | 10.162 | 245.4642 | 12 | 17.1793 | 3.6843 | 0 | 0 | 12.7193 | 4.46 | 3.6843 | 0.67772 | 76.316 | 0 | 0 | 10.162 | 10.162 | 3.9632 | 0 | 3.9632 | 6.9278e-16 | 3.9632
2016-10-22 11:00 | 0.163 | 0 | 1.604 | 0 | 10.559 | 246.8436 | 12 | 17.1793 | 3.6843 | 0 | 0 | 12.7133 | 4.466 | 3.6843 | 0.67756 | 76.28 | 0 | 0 | 10.559 | 10.559 | 4.118 | 0 | 4.118 | 0 | 4.118
2016-10-22 12:00 | 0.174 | 0 | 0 | 1.086 | 11.088 | 246.8436 | 12 | 17.1793 | 3.6843 | 0 | 0 | 12.1412 | 5.0382 | 3.6843 | 0.66187 | 74.981 | -1.248 | -0.416 | 10.672 | 11.758 | 4.3243 | -0.16224 | 4.1621 | 0.42354 | 4.5856
2016-10-22 13:00 | 0.169 | 0 | 1.209 | 1.7764e-15 | 10.96 | 247.8833 | 12 | 17.1793 | 3.6843 | 0 | 0 | 13.2865 | 3.8928 | 3.6843 | 0.69327 | 72.438 | 4.26 | 1.42 | 12.38 | 12.38 | 4.2744 | 0.5538 | 4.8282 | 6.9278e-16 | 4.8282
2016-10-22 14:00 | 0.166 | 0 | 0 | 0.95 | 11.216 | 247.8833 | 12 | 17.1793 | 3.6843 | 0 | 0 | 2.6467 | 14.5327 | 3.6843 | 0.40156 | 0 | 9.29 | 3.0967 | 14.3127 | 15.2627 | 4.3742 | 1.2077 | 5.5819 | 0.3705 | 5.9524
2016-10-22 15:00 | 0.15 | 0 | 0 | 1.022 | 11.128 | 247.8833 | 12 | 17.1793 | 3.6843 | 0 | 0 | 14.926 | 2.2533 | 3.6843 | 0.73822 | 68.796 | 12.144 | 4.048 | 15.176 | 16.198 | 4.3399 | 1.5787 | 5.9186 | 0.39858 | 6.3172
2016-10-22 16:00 | 0.115 | 0 | 0 | 0.797 | 11.318 | 247.8833 | 12 | 17.1793 | 3.6843 | 0 | 0 | 15.309 | 1.8703 | 3.6843 | 0.74872 | 67.946 | 13.986 | 4.662 | 15.98 | 16.777 | 4.414 | 1.8182 | 6.2322 | 0.31083 | 6.543
2016-10-22 17:00 | 0.076 | 0 | 1.454 | 0 | 10.622 | 249.1338 | 12 | 17.1793 | 3.6843 | 0 | 0 | 11.2222 | 5.9572 | 3.6843 | 0.63667 | 67.333 | 0 | 0 | 10.622 | 10.622 | 4.1426 | 0 | 4.1426 | 0 | 4.1426
2016-10-22 18:00 | 0.019 | 0 | 1.191 | 0 | 10.828 | 250.158 | 12 | 17.1793 | 3.6843 | 0 | 0 | 11.1693 | 6.01 | 3.6843 | 0.63523 | 67.016 | 0 | 0 | 10.828 | 10.828 | 4.2229 | 0 | 4.2229 | 0 | 4.2229
2016-10-22 19:00 | 0.001 | 0.365 | 0 | 0 | 15.366 | 249.7336 | 15 | 21.4742 | 4.6053 | 0 | 0 | 11.1792 | 10.295 | 4.6053 | 0.5742 | 67.075 | 0 | 0 | 15.366 | 15.366 | 5.9927 | 0 | 5.9927 | 0 | 5.9927
2016-10-22 20:00 | 0 | 5.299 | 0 | 0 | 20.299 | 243.572 | 15 | 21.4742 | 4.6053 | 0 | 0 | 0 | 21.4742 | 4.6053 | 0.329 | 0 | 0 | 0 | 20.299 | 20.299 | 7.9166 | 0 | 7.9166 | 0 | 7.9166
2016-10-22 21:00 | 0 | 5.573 | 0 | 0 | 20.573 | 237.0918 | 15 | 21.4742 | 4.6053 | 0 | 0 | 0 | 21.4742 | 4.6053 | 0.329 | 0 | 0 | 0 | 20.573 | 20.573 | 8.0235 | 0 | 8.0235 | 0 | 8.0235
2016-10-22 22:00 | 0 | 0 | 5.28 | 0 | 21.72 | 241.6326 | 27 | 38.6535 | 8.2896 | 0 | 0 | 0 | 38.6535 | 8.2896 | 0.329 | 0 | 0 | 0 | 21.72 | 21.72 | 8.4708 | 0 | 8.4708 | 0 | 8.4708
2016-10-22 23:00 | 0 | 4.95 | 0 | 0 | 19.95 | 235.8767 | 15 | 21.4742 | 4.6053 | 0 | 0 | 0 | 21.4742 | 4.6053 | 0.329 | 0 | 0 | 0 | 19.95 | 19.95 | 7.7805 | 0 | 7.7805 | 0 | 7.7805
2016-10-23 | 0 | 2.572 | 0 | 0 | 17.572 | 232.886 | 15 | 21.4742 | 4.6053 | 0 | 0 | 0.54617 | 20.928 | 4.6053 | 0.34098 | 0 | 1.917 | 0.639 | 18.211 | 18.211 | 6.8531 | 0.24921 | 7.1023 | 0 | 7.1023
2016-10-23 01:00 | 0 | 0.762 | 0 | 0 | 15.762 | 232 | 15 | 21.4742 | 4.6053 | 0 | 0 | 0.67983 | 20.7943 | 4.6053 | 0.34391 | 0 | 2.386 | 0.79533 | 16.5573 | 16.5573 | 6.1472 | 0.31018 | 6.4574 | 0 | 6.4574
2016-10-23 02:00 | 0 | 0 | 0 | 0 | 14.172 | 232 | 14.172 | 20.2888 | 4.3511 | 0 | 0 | 0.38933 | 19.8995 | 4.3511 | 0.33804 | 0 | 1.366 | 0.45533 | 14.6273 | 14.6273 | 5.5271 | 0.17758 | 5.7047 | 0 | 5.7047
2016-10-23 03:00 | 0 | 0 | 0 | 0 | 12.382 | 232 | 12.382 | 17.7262 | 3.8015 | 0 | 0 | 0.059167 | 17.667 | 3.8015 | 0.33057 | 0 | 0.207 | 0.069 | 12.451 | 12.451 | 4.829 | 0.02691 | 4.8559 | 0 | 4.8559
2016-10-23 04:00 | 0 | 0 | 0 | 1.002 | 10.998 | 232 | 12 | 17.1793 | 3.6843 | 0 | 0 | -0.20017 | 17.3795 | 3.6843 | 0.32351 | 0 | -0.703 | -0.23433 | 10.7637 | 11.7657 | 4.2892 | -0.09139 | 4.1978 | 0.39078 | 4.5886
2016-10-23 05:00 | 0 | 0 | 0 | 1.708 | 10.292 | 232 | 12 | 17.1793 | 3.6843 | 0 | 0 | 0 | 17.1793 | 3.6843 | 0.329 | 0 | 0 | 0 | 10.292 | 12 | 4.0139 | 0 | 4.0139 | 0.66612 | 4.68
2016-10-23 06:00 | 0.001 | 0 | 1.7915 | 0.47549 | 9.734 | 233.5407 | 12 | 17.1793 | 3.6843 | 0 | 0 | 0 | 17.1793 | 3.6843 | 0.329 | 0 | 0 | 0 | 9.734 | 10.2095 | 3.7963 | 0 | 3.7963 | 0.18544 | 3.9817
2016-10-23 07:00 | 0.019 | 0 | 0 | 3.268 | 8.751 | 233.5407 | 12 | 17.1793 | 3.6843 | 0 | 0 | 0 | 17.1793 | 3.6843 | 0.329 | 0 | 0 | 0 | 8.751 | 12.019 | 3.4129 | 0 | 3.4129 | 1.2745 | 4.6874
2016-10-23 08:00 | 0.07 | 0 | 0 | 3.179 | 8.891 | 233.5407 | 12 | 17.1793 | 3.6843 | 0 | 0 | 0 | 17.1793 | 3.6843 | 0.329 | 0 | 0 | 0 | 8.891 | 12.07 | 3.4675 | 0 | 3.4675 | 1.2398 | 4.7073
2016-10-23 09:00 | 0.116 | 0 | 0 | 2.745 | 9.371 | 233.5407 | 12 | 17.1793 | 3.6843 | 0 | 0 | 12.6328 | 4.5465 | 3.6843 | 0.67535 | 75.797 | 0 | 0 | 9.371 | 12.116 | 3.6547 | 0 | 3.6547 | 1.0705 | 4.7252
2016-10-23 10:00 | 0.15 | 0 | 0 | 1.903 | 10.247 | 233.5407 | 12 | 17.1793 | 3.6843 | 0 | 0 | 12.6452 | 4.5342 | 3.6843 | 0.67569 | 75.871 | 0 | 0 | 10.247 | 12.15 | 3.9963 | 0 | 3.9963 | 0.74217 | 4.7385
2016-10-23 11:00 | 0.167 | 0 | 0 | 0.777 | 11.39 | 233.5407 | 12 | 17.1793 | 3.6843 | 0 | 0 | 12.6653 | 4.514 | 3.6843 | 0.67624 | 75.992 | 0 | 0 | 11.39 | 12.167 | 4.4421 | 0 | 4.4421 | 0.30303 | 4.7451
2016-10-23 12:00 | 0.175 | 0 | 0 | 0 | 12.793 | 233.5407 | 12.618 | 18.0641 | 3.874 | 0 | 0 | 12.3782 | 5.6859 | 3.874 | 0.65175 | 74.455 | -0.109 | -0.036333 | 12.7567 | 12.7567 | 4.9893 | -0.01417 | 4.9751 | 0 | 4.9751
2016-10-23 13:00 | 0.16 | 0 | 0 | 0.521 | 11.639 | 233.5407 | 12 | 17.1793 | 3.6843 | 0 | 0 | 13.4515 | 3.7278 | 3.6843 | 0.6978 | 72.071 | 5.053 | 1.6843 | 13.3233 | 13.8443 | 4.5392 | 0.65689 | 5.1961 | 0.20319 | 5.3993
2016-10-23 14:00 | 0.161 | 0 | 0 | 0.409 | 11.752 | 233.5407 | 12 | 17.1793 | 3.6843 | 0 | 0 | 3.2813 | 13.898 | 3.6843 | 0.41896 | 0 | 11.517 | 3.839 | 15.591 | 16 | 4.5833 | 1.4972 | 6.0805 | 0.15951 | 6.24
2016-10-23 15:00 | 0.137 | 0 | 0 | 0.536 | 11.601 | 233.5407 | 12 | 17.1793 | 3.6843 | 0 | 0 | 15.5657 | 1.6137 | 3.6843 | 0.75576 | 67.376 | 15.22 | 5.0733 | 16.6743 | 17.2103 | 4.5244 | 1.9786 | 6.503 | 0.20904 | 6.712
2016-10-23 16:00 | 0.099 | 0 | 0 | 0 | 12.241 | 233.5407 | 12.142 | 17.3826 | 3.7279 | 0 | 0 | 15.9682 | 1.4145 | 3.7279 | 0.76167 | 66.482 | 17.156 | 5.7187 | 17.9597 | 17.9597 | 4.774 | 2.2303 | 7.0043 | 0 | 7.0043
2016-10-23 17:00 | 0.061 | 0 | 0 | 0.571 | 11.49 | 233.5407 | 12 | 17.1793 | 3.6843 | 0 | 0 | 10.9918 | 6.1875 | 3.6843 | 0.63036 | 65.951 | 0 | 0 | 11.49 | 12.061 | 4.4811 | 0 | 4.4811 | 0.22269 | 4.7038
2016-10-23 18:00 | 0.014 | 0 | 0 | 0.321 | 11.693 | 233.5407 | 12 | 17.1793 | 3.6843 | 0 | 0 | 10.9548 | 6.2245 | 3.6843 | 0.62935 | 65.729 | 0 | 0 | 11.693 | 12.014 | 4.5603 | 0 | 4.5603 | 0.12519 | 4.6855
2016-10-23 19:00 | 0 | 1.325 | 0 | 0 | 16.325 | 232 | 15 | 21.4742 | 4.6053 | 0 | 0 | 10.9745 | 10.4997 | 4.6053 | 0.56971 | 65.847 | 0 | 0 | 16.325 | 16.325 | 6.3667 | 0 | 6.3667 | 0 | 6.3667
2016-10-23 20:00 | 0 | 0 | 0 | 5.752 | 21.248 | 232 | 27 | 38.6535 | 8.2896 | 0 | 0 | 0 | 38.6535 | 8.2896 | 0.329 | 0 | 0 | 0 | 21.248 | 27 | 8.2867 | 0 | 8.2867 | 2.2433 | 10.53
2016-10-23 21:00 | 0 | 0 | 4.376 | 3.5527e-15 | 22.624 | 235.7634 | 27 | 38.6535 | 8.2896 | 0 | 0 | 0 | 38.6535 | 8.2896 | 0.329 | 0 | 0 | 0 | 22.624 | 22.624 | 8.8234 | 0 | 8.8234 | 1.3856e-15 | 8.8234
2016-10-23 22:00 | 0 | 0 | 4.9493 | 0.49169 | 21.559 | 240.0198 | 27 | 38.6535 | 8.2896 | 0 | 0 | 0 | 38.6535 | 8.2896 | 0.329 | 0 | 0 | 0 | 21.559 | 22.0507 | 8.408 | 0 | 8.408 | 0.19176 | 8.5998
2016-10-23 23:00 | 0 | 4.137 | 0 | 0 | 19.137 | 235.2093 | 15 | 21.4742 | 4.6053 | 0 | 0 | 0 | 21.4742 | 4.6053 | 0.329 | 0 | 0 | 0 | 19.137 | 19.137 | 7.4634 | 0 | 7.4634 | 0 | 7.4634
2016-10-24 | 0 | 2.347 | 0 | 0 | 17.347 | 232.4802 | 15 | 21.4742 | 4.6053 | 0 | 0 | 1.4288 | 20.0453 | 4.6053 | 0.36034 | 0 | 5.015 | 1.6717 | 19.0187 | 19.0187 | 6.7653 | 0.65195 | 7.4173 | 0 | 7.4173
2016-10-24 01:00 | 0 | 0.413 | 0 | 0 | 15.413 | 232 | 15 | 21.4742 | 4.6053 | 0 | 0 | 1.4578 | 20.0163 | 4.6053 | 0.36098 | 0 | 5.117 | 1.7057 | 17.1187 | 17.1187 | 6.0111 | 0.66521 | 6.6763 | 0 | 6.6763
2016-10-24 02:00 | 0 | 0 | 0 | 0 | 13.903 | 232 | 13.903 | 19.9037 | 4.2685 | 0 | 0 | 1.3518 | 18.5519 | 4.2685 | 0.36099 | 0 | 4.745 | 1.5817 | 15.4847 | 15.4847 | 5.4222 | 0.61685 | 6.039 | 0 | 6.039
2016-10-24 03:00 | 0 | 0 | 0 | 0 | 12.462 | 232 | 12.462 | 17.8407 | 3.8261 | 0 | 0 | 1.1893 | 16.6514 | 3.8261 | 0.3604 | 0 | 4.174 | 1.3913 | 13.8533 | 13.8533 | 4.8602 | 0.54262 | 5.4028 | 0 | 5.4028
2016-10-24 04:00 | 0 | 0 | 0 | 0.239 | 11.761 | 232 | 12 | 17.1793 | 3.6843 | 0 | 0 | 0.96617 | 16.2132 | 3.6843 | 0.35549 | 0 | 3.391 | 1.1303 | 12.8913 | 13.1303 | 4.5868 | 0.44083 | 5.0276 | 0.09321 | 5.1208
2016-10-24 05:00 | 0 | 0 | 0 | 1.314 | 10.686 | 232 | 12 | 17.1793 | 3.6843 | 0 | 0 | 0 | 17.1793 | 3.6843 | 0.329 | 0 | 0 | 0 | 10.686 | 12 | 4.1675 | 0 | 4.1675 | 0.51246 | 4.68
2016-10-24 06:00 | 0.001 | 0 | 1.971 | 1.7764e-15 | 10.03 | 233.6951 | 12 | 17.1793 | 3.6843 | 0 | 0 | 0 | 17.1793 | 3.6843 | 0.329 | 0 | 0 | 0 | 10.03 | 10.03 | 3.9117 | 0 | 3.9117 | 6.9278e-16 | 3.9117
2016-10-24 07:00 | 0.017 | 0 | 3.212 | 0 | 8.805 | 236.4574 | 12 | 17.1793 | 3.6843 | 0 | 0 | 0 | 17.1793 | 3.6843 | 0.329 | 0 | 0 | 0 | 8.805 | 8.805 | 3.4339 | 0 | 3.4339 | 0 | 3.4339
2016-10-24 08:00 | 0.066 | 0 | 3.313 | 0 | 8.753 | 239.3066 | 12 | 17.1793 | 3.6843 | 0 | 0 | 0 | 17.1793 | 3.6843 | 0.329 | 0 | 0 | 0 | 8.753 | 8.753 | 3.4137 | 0 | 3.4137 | 0 | 3.4137
2016-10-24 09:00 | 0.084 | 0 | 0.96587 | 2.0801 | 9.038 | 240.1372 | 12 | 17.1793 | 3.6843 | 0 | 0 | 12.4715 | 4.7078 | 3.6843 | 0.67093 | 74.829 | 0 | 0 | 9.038 | 11.1181 | 3.5248 | 0 | 3.5248 | 0.81125 | 4.3361
2016-10-24 10:00 | 0.129 | 0 | 0 | 2.296 | 9.833 | 240.1372 | 12 | 17.1793 | 3.6843 | 0 | 0 | 12.5232 | 4.6562 | 3.6843 | 0.67234 | 75.139 | 0 | 0 | 9.833 | 12.129 | 3.8349 | 0 | 3.8349 | 0.89544 | 4.7303
2016-10-24 11:00 | 0.149 | 0 | 0 | 1.233 | 10.916 | 240.1372 | 12 | 17.1793 | 3.6843 | 0 | 0 | 12.555 | 4.6243 | 3.6843 | 0.67322 | 75.33 | 0 | 0 | 10.916 | 12.149 | 4.2572 | 0 | 4.2572 | 0.48087 | 4.7381
2016-10-24 12:00 | 0.1 | 0 | 0 | 0.427 | 11.673 | 240.1372 | 12 | 17.1793 | 3.6843 | 0 | 0 | 12.6865 | 4.4928 | 3.6843 | 0.67682 | 73.77 | 1.374 | 0.458 | 12.131 | 12.558 | 4.5525 | 0.17862 | 4.7311 | 0.16653 | 4.8976
2016-10-24 13:00 | 0.094 | 0 | 0 | 0.447 | 11.647 | 240.1372 | 12 | 17.1793 | 3.6843 | 0 | 0 | 13.7638 | 3.4155 | 3.6843 | 0.70636 | 71.377 | 6.556 | 2.1853 | 13.8323 | 14.2793 | 4.5423 | 0.85228 | 5.3946 | 0.17433 | 5.5689
2016-10-24 14:00 | 0.087 | 0 | 0 | 0.764 | 11.323 | 240.1372 | 12 | 17.1793 | 3.6843 | 0 | 0 | 3.6948 | 13.4845 | 3.6843 | 0.4303 | 0 | 12.969 | 4.323 | 15.646 | 16.41 | 4.416 | 1.686 | 6.1019 | 0.29796 | 6.3999
2016-10-24 15:00 | 0.076 | 0 | 0 | 0.674 | 11.402 | 240.1372 | 12 | 17.1793 | 3.6843 | 0 | 0 | 15.968 | 1.2113 | 3.6843 | 0.76679 | 66.482 | 17.155 | 5.7183 | 17.1203 | 17.7943 | 4.4468 | 2.2302 | 6.6769 | 0.26286 | 6.9398
2016-10-24 16:00 | 0.067 | 0 | 0 | 0.489 | 11.578 | 240.1372 | 12 | 17.1793 | 3.6843 | 0 | 0 | 16.3972 | 0.78216 | 3.6843 | 0.77856 | 65.529 | 19.219 | 6.4063 | 17.9843 | 18.4733 | 4.5154 | 2.4985 | 7.0139 | 0.19071 | 7.2046
2016-10-24 17:00 | 0.051 | 0 | 0 | 1.148 | 10.903 | 240.1372 | 12 | 17.1793 | 3.6843 | 0 | 0 | 10.8358 | 6.3435 | 3.6843 | 0.62608 | 65.015 | 0 | 0 | 10.903 | 12.051 | 4.2522 | 0 | 4.2522 | 0.44772 | 4.6999
2016-10-24 18:00 | 0.017 | 0 | 0 | 0.244 | 11.773 | 240.1372 | 12 | 17.1793 | 3.6843 | 0 | 0 | 10.8038 | 6.3755 | 3.6843 | 0.62521 | 64.823 | 0 | 0 | 11.773 | 12.017 | 4.5915 | 0 | 4.5915 | 0.09516 | 4.6866
2016-10-24 19:00 | 0.001 | 1.823 | 0 | 0 | 16.824 | 238.0174 | 15 | 21.4742 | 4.6053 | 0 | 0 | 10.824 | 10.6502 | 4.6053 | 0.56641 | 64.944 | 0 | 0 | 16.824 | 16.824 | 6.5614 | 0 | 6.5614 | 0 | 6.5614
2016-10-24 20:00 | 0 | 0 | 0 | 5.549 | 21.451 | 238.0174 | 27 | 38.6535 | 8.2896 | 0 | 0 | 0 | 38.6535 | 8.2896 | 0.329 | 0 | 0 | 0 | 21.451 | 27 | 8.3659 | 0 | 8.3659 | 2.1641 | 10.53
2016-10-24 21:00 | 0 | 0 | 0 | 5.133 | 21.867 | 238.0174 | 27 | 38.6535 | 8.2896 | 0 | 0 | 0 | 38.6535 | 8.2896 | 0.329 | 0 | 0 | 0 | 21.867 | 27 | 8.5281 | 0 | 8.5281 | 2.0019 | 10.53
2016-10-24 22:00 | 0 | 0 | 0 | 5.708 | 21.292 | 238.0174 | 27 | 38.6535 | 8.2896 | 0 | 0 | 0 | 38.6535 | 8.2896 | 0.329 | 0 | 0 | 0 | 21.292 | 27 | 8.3039 | 0 | 8.3039 | 2.2261 | 10.53
2016-10-24 23:00 | 0 | 4.012 | 0 | 0 | 19.012 | 233.3523 | 15 | 21.4742 | 4.6053 | 0 | 0 | 0 | 21.4742 | 4.6053 | 0.329 | 0 | 0 | 0 | 19.012 | 19.012 | 7.4147 | 0 | 7.4147 | 0 | 7.4147
2016-10-25 | 0 | 1.163 | 0 | 0 | 16.163 | 232 | 15 | 21.4742 | 4.6053 | 0 | 0 | 1.5733 | 19.9008 | 4.6053 | 0.36351 | 0 | 5.522 | 1.8407 | 18.0037 | 18.0037 | 6.3036 | 0.71786 | 7.0214 | 0 | 7.0214
2016-10-25 01:00 | 0 | 0 | 0 | 0 | 14.463 | 232 | 14.463 | 20.7054 | 4.4405 | 0 | 0 | 1.3207 | 19.3847 | 4.4405 | 0.35904 | 0 | 4.635 | 1.545 | 16.008 | 16.008 | 5.6406 | 0.60255 | 6.2431 | 0 | 6.2431
2016-10-25 02:00 | 0 | 0 | 0 | 0 | 13.03 | 232 | 13.03 | 18.6539 | 4.0005 | 0 | 0 | 1.228 | 17.4259 | 4.0005 | 0.36001 | 0 | 4.31 | 1.4367 | 14.4667 | 14.4667 | 5.0817 | 0.5603 | 5.642 | 0 | 5.642
2016-10-25 03:00 | 0 | 0 | 0 | 0.156 | 11.844 | 232 | 12 | 17.1793 | 3.6843 | 0 | 0 | 1.1545 | 16.0248 | 3.6843 | 0.36065 | 0 | 4.053 | 1.351 | 13.195 | 13.351 | 4.6192 | 0.52689 | 5.1461 | 0.06084 | 5.2069
2016-10-25 04:00 | 0 | 0 | 0 | 0.957 | 11.043 | 232 | 12 | 17.1793 | 3.6843 | 0 | 0 | 1.0522 | 16.1272 | 3.6843 | 0.35785 | 0 | 3.693 | 1.231 | 12.274 | 13.231 | 4.3068 | 0.48009 | 4.7869 | 0.37323 | 5.1601
2016-10-25 05:00 | 0 | 0 | 0 | 1.844 | 10.156 | 232 | 12 | 17.1793 | 3.6843 | 0 | 0 | 0 | 17.1793 | 3.6843 | 0.329 | 0 | 0 | 0 | 10.156 | 12 | 3.9608 | 0 | 3.9608 | 0.71916 | 4.68
2016-10-25 06:00 | 0.001 | 0 | 0 | 1.984 | 10.017 | 232 | 12 | 17.1793 | 3.6843 | 0 | 0 | 0 | 17.1793 | 3.6843 | 0.329 | 0 | 0 | 0 | 10.017 | 12.001 | 3.9066 | 0 | 3.9066 | 0.77376 | 4.6804
2016-10-25 07:00 | 0.021 | 0 | 0 | 3.391 | 8.63 | 232 | 12 | 17.1793 | 3.6843 | 0 | 0 | 0 | 17.1793 | 3.6843 | 0.329 | 0 | 0 | 0 | 8.63 | 12.021 | 3.3657 | 0 | 3.3657 | 1.3225 | 4.6882
2016-10-25 08:00 | 0.054 | 0 | 0 | 2.817 | 9.237 | 232 | 12 | 17.1793 | 3.6843 | 0 | 0 | 0 | 17.1793 | 3.6843 | 0.329 | 0 | 0 | 0 | 9.237 | 12.054 | 3.6024 | 0 | 3.6024 | 1.0986 | 4.7011
2016-10-25 09:00 | 0.078 | 0 | 0 | 2.204 | 9.874 | 232 | 12 | 17.1793 | 3.6843 | 0 | 0 | 12.3957 | 4.7837 | 3.6843 | 0.66885 | 74.374 | 0 | 0 | 9.874 | 12.078 | 3.8509 | 0 | 3.8509 | 0.85956 | 4.7104
2016-10-25 10:00 | 0.11 | 0 | 0 | 1.574 | 10.536 | 232 | 12 | 17.1793 | 3.6843 | 0 | 0 | 12.439 | 4.7403 | 3.6843 | 0.67004 | 74.634 | 0 | 0 | 10.536 | 12.11 | 4.109 | 0 | 4.109 | 0.61386 | 4.7229
2016-10-25 11:00 | 0.146 | 0 | 1.226 | 0 | 10.92 | 233.0544 | 12 | 17.1793 | 3.6843 | 0 | 0 | 12.478 | 4.7013 | 3.6843 | 0.67111 | 74.868 | 0 | 0 | 10.92 | 10.92 | 4.2588 | 0 | 4.2588 | 0 | 4.2588
2016-10-25 12:00 | 0.137 | 0 | 0 | 0.729 | 11.408 | 233.0544 | 12 | 17.1793 | 3.6843 | 0 | 0 | 12.8527 | 4.3267 | 3.6843 | 0.68138 | 73.401 | 2.173 | 0.72433 | 12.1323 | 12.8613 | 4.4491 | 0.28249 | 4.7316 | 0.28431 | 5.0159
2016-10-25 13:00 | 0.118 | 0 | 0.87716 | 0.71884 | 10.522 | 233.8087 | 12 | 17.1793 | 3.6843 | 0 | 0 | 13.926 | 3.2533 | 3.6843 | 0.7108 | 71.018 | 7.335 | 2.445 | 12.967 | 13.6858 | 4.1036 | 0.95355 | 5.0571 | 0.28035 | 5.3375
2016-10-25 14:00 | 0.073 | 0 | 1.25 | 0 | 10.823 | 234.8837 | 12 | 17.1793 | 3.6843 | 0 | 0 | 3.822 | 13.3573 | 3.6843 | 0.43379 | 0 | 13.415 | 4.4717 | 15.2947 | 15.2947 | 4.221 | 1.7439 | 5.9649 | 0 | 5.9649
2016-10-25 15:00 | 0.06 | 0 | 0 | 0.728 | 11.332 | 234.8837 | 12 | 17.1793 | 3.6843 | 0 | 0 | 15.8978 | 1.2815 | 3.6843 | 0.76487 | 66.638 | 16.818 | 5.606 | 16.938 | 17.666 | 4.4195 | 2.1863 | 6.6058 | 0.28392 | 6.8897
2016-10-25 16:00 | 0.068 | 0 | 0 | 0.667 | 11.401 | 234.8837 | 12 | 17.1793 | 3.6843 | 0 | 0 | 16.2678 | 0.9115 | 3.6843 | 0.77501 | 65.816 | 18.597 | 6.199 | 17.6 | 18.267 | 4.4464 | 2.4176 | 6.864 | 0.26013 | 7.1241
2016-10-25 17:00 | 0.04 | 0 | 0 | 1.049 | 10.991 | 234.8837 | 12 | 17.1793 | 3.6843 | 0 | 0 | 10.908 | 6.2713 | 3.6843 | 0.62806 | 65.448 | 0 | 0 | 10.991 | 12.04 | 4.2865 | 0 | 4.2865 | 0.40911 | 4.6956
2016-10-25 18:00 | 0.016 | 0 | 0 | 0.151 | 11.865 | 234.8837 | 12 | 17.1793 | 3.6843 | 0 | 0 | 10.9147 | 6.2647 | 3.6843 | 0.62824 | 65.488 | 0 | 0 | 11.865 | 12.016 | 4.6273 | 0 | 4.6273 | 0.05889 | 4.6862
2016-10-25 19:00 | 0 | 2.48 | 0 | 0 | 17.48 | 232 | 15 | 21.4742 | 4.6053 | 0 | 0 | 10.9708 | 10.5033 | 4.6053 | 0.56963 | 65.825 | 0 | 0 | 17.48 | 17.48 | 6.8172 | 0 | 6.8172 | 0 | 6.8172
2016-10-25 20:00 | 0 | 0 | 3.882 | 0 | 23.118 | 235.3385 | 27 | 38.6535 | 8.2896 | 0 | 0 | 0 | 38.6535 | 8.2896 | 0.329 | 0 | 0 | 0 | 23.118 | 23.118 | 9.016 | 0 | 9.016 | 0 | 9.016
2016-10-25 21:00 | 0 | 0 | 0 | 4.543 | 22.457 | 235.3385 | 27 | 38.6535 | 8.2896 | 0 | 0 | 0 | 38.6535 | 8.2896 | 0.329 | 0 | 0 | 0 | 22.457 | 27 | 8.7582 | 0 | 8.7582 | 1.7718 | 10.53
2016-10-25 22:00 | 0 | 0 | 1.4344 | 4.2436 | 21.322 | 236.5721 | 27 | 38.6535 | 8.2896 | 0 | 0 | 0 | 38.6535 | 8.2896 | 0.329 | 0 | 0 | 0 | 21.322 | 25.5656 | 8.3156 | 0 | 8.3156 | 1.655 | 9.9706
2016-10-25 23:00 | 0 | 2.988 | 0 | 0 | 17.988 | 233.0977 | 15 | 21.4742 | 4.6053 | 0 | 0 | 0 | 21.4742 | 4.6053 | 0.329 | 0 | 0 | 0 | 17.988 | 17.988 | 7.0153 | 0 | 7.0153 | 0 | 7.0153
2016-10-26 | 0 | 0.944 | 0 | 0 | 15.944 | 232 | 15 | 21.4742 | 4.6053 | 0 | 0 | 1.2737 | 20.2005 | 4.6053 | 0.35694 | 0 | 4.47 | 1.49 | 17.434 | 17.434 | 6.2182 | 0.5811 | 6.7993 | 0 | 6.7993
2016-10-26 01:00 | 0 | 0 | 0 | 0 | 14.515 | 232 | 14.515 | 20.7798 | 4.4564 | 0 | 0 | 0.9425 | 19.8373 | 4.4564 | 0.35036 | 0 | 3.308 | 1.1027 | 15.6177 | 15.6177 | 5.6609 | 0.43004 | 6.0909 | 0 | 6.0909
2016-10-26 02:00 | 0 | 0 | 0 | 0 | 12.841 | 232 | 12.841 | 18.3833 | 3.9425 | 0 | 0 | 0.7235 | 17.6598 | 3.9425 | 0.34754 | 0 | 2.539 | 0.84633 | 13.6873 | 13.6873 | 5.008 | 0.33007 | 5.3381 | 0 | 5.3381
2016-10-26 03:00 | 0 | 0 | 0 | 0.438 | 11.562 | 232 | 12 | 17.1793 | 3.6843 | 0 | 0 | 0.52833 | 16.651 | 3.6843 | 0.34349 | 0 | 1.855 | 0.61833 | 12.1803 | 12.6183 | 4.5092 | 0.24115 | 4.7503 | 0.17082 | 4.9212
2016-10-26 04:00 | 0 | 0 | 0 | 1.318 | 10.682 | 232 | 12 | 17.1793 | 3.6843 | 0 | 0 | 0.33333 | 16.846 | 3.6843 | 0.33814 | 0 | 1.17 | 0.39 | 11.072 | 12.39 | 4.166 | 0.1521 | 4.3181 | 0.51402 | 4.8321
2016-10-26 05:00 | 0 | 0 | 0 | 1.591 | 10.409 | 232 | 12 | 17.1793 | 3.6843 | 0 | 0 | 0 | 17.1793 | 3.6843 | 0.329 | 0 | 0 | 0 | 10.409 | 12 | 4.0595 | 0 | 4.0595 | 0.62049 | 4.68
2016-10-26 06:00 | 0 | 0 | 2.165 | 0 | 9.835 | 233.8619 | 12 | 17.1793 | 3.6843 | 0 | 0 | 0 | 17.1793 | 3.6843 | 0.329 | 0 | 0 | 0 | 9.835 | 9.835 | 3.8357 | 0 | 3.8357 | 0 | 3.8357
2016-10-26 07:00 | 0.009 | 0 | 3.237 | 0 | 8.772 | 236.6457 | 12 | 17.1793 | 3.6843 | 0 | 0 | 0 | 17.1793 | 3.6843 | 0.329 | 0 | 0 | 0 | 8.772 | 8.772 | 3.4211 | 0 | 3.4211 | 0 | 3.4211
2016-10-26 08:00 | 0.035 | 0 | 2.599 | 1.7764e-15 | 9.436 | 238.8809 | 12 | 17.1793 | 3.6843 | 0 | 0 | 0 | 17.1793 | 3.6843 | 0.329 | 0 | 0 | 0 | 9.436 | 9.436 | 3.68 | 0 | 3.68 | 6.9278e-16 | 3.68
2016-10-26 09:00 | 0.077 | 0 | 0 | 2.705 | 9.372 | 238.8809 | 12 | 17.1793 | 3.6843 | 0 | 0 | 12.5875 | 4.5918 | 3.6843 | 0.67411 | 75.525 | 0 | 0 | 9.372 | 12.077 | 3.6551 | 0 | 3.6551 | 1.055 | 4.71
2016-10-26 10:00 | 0.097 | 0 | 0 | 2.038 | 10.059 | 238.8809 | 12 | 17.1793 | 3.6843 | 0 | 0 | 12.6243 | 4.555 | 3.6843 | 0.67512 | 75.746 | 0 | 0 | 10.059 | 12.097 | 3.923 | 0 | 3.923 | 0.79482 | 4.7178
2016-10-26 11:00 | 0.114 | 0 | 0 | 1.498 | 10.616 | 238.8809 | 12 | 17.1793 | 3.6843 | 0 | 0 | 12.6532 | 4.5262 | 3.6843 | 0.67591 | 75.919 | 0 | 0 | 10.616 | 12.114 | 4.1402 | 0 | 4.1402 | 0.58422 | 4.7245
2016-10-26 12:00 | 0.115 | 0 | 0 | 0.927 | 11.188 | 238.8809 | 12 | 17.1793 | 3.6843 | 0 | 0 | 12.4423 | 4.737 | 3.6843 | 0.67013 | 74.313 | 0.199 | 0.066333 | 11.2543 | 12.1813 | 4.3633 | 0.02587 | 4.3892 | 0.36153 | 4.7507
2016-10-26 13:00 | 0.08 | 0 | 0 | 1.062 | 11.018 | 238.8809 | 12 | 17.1793 | 3.6843 | 0 | 0 | 13.5472 | 3.6322 | 3.6843 | 0.70042 | 71.859 | 5.513 | 1.8377 | 12.8557 | 13.9177 | 4.297 | 0.71669 | 5.0137 | 0.41418 | 5.4279
2016-10-26 14:00 | 0.077 | 0 | 0 | 0.292 | 11.785 | 238.8809 | 12 | 17.1793 | 3.6843 | 0 | 0 | 3.0647 | 14.1147 | 3.6843 | 0.41302 | 0 | 10.757 | 3.5857 | 15.3707 | 15.6627 | 4.5962 | 1.3984 | 5.9946 | 0.11388 | 6.1084
2016-10-26 15:00 | 0.064 | 0 | 0 | 0.634 | 11.43 | 238.8809 | 12 | 17.1793 | 3.6843 | 0 | 0 | 15.3103 | 1.869 | 3.6843 | 0.74876 | 67.943 | 13.993 | 4.6643 | 16.0943 | 16.7283 | 4.4577 | 1.8191 | 6.2768 | 0.24726 | 6.524
2016-10-26 16:00 | 0.037 | 0 | 0 | 0.314 | 11.723 | 238.8809 | 12 | 17.1793 | 3.6843 | 0 | 0 | 15.7342 | 1.4452 | 3.6843 | 0.76038 | 67.002 | 16.031 | 5.3437 | 17.0667 | 17.3807 | 4.572 | 2.084 | 6.656 | 0.12246 | 6.7785
2016-10-26 17:00 | 0.015 | 0 | 0 | 0.707 | 11.308 | 238.8809 | 12 | 17.1793 | 3.6843 | 0 | 0 | 11.085 | 6.0943 | 3.6843 | 0.63291 | 66.51 | 0 | 0 | 11.308 | 12.015 | 4.4101 | 0 | 4.4101 | 0.27573 | 4.6859
2016-10-26 18:00 | 0.006 | 0 | 0 | 0 | 12.29 | 238.8809 | 12.284 | 17.5859 | 3.7715 | 0 | 0 | 11.0612 | 6.5247 | 3.7715 | 0.62525 | 66.367 | 0 | 0 | 12.29 | 12.29 | 4.7931 | 0 | 4.7931 | 0 | 4.7931
2016-10-26 19:00 | 0 | 2.148 | 0 | 0 | 17.148 | 236.3832 | 15 | 21.4742 | 4.6053 | 0 | 0 | 11.0938 | 10.3803 | 4.6053 | 0.57232 | 66.563 | 0 | 0 | 17.148 | 17.148 | 6.6877 | 0 | 6.6877 | 0 | 6.6877
2016-10-26 20:00 | 0 | 0 | 0 | 4.793 | 22.207 | 236.3832 | 27 | 38.6535 | 8.2896 | 0 | 0 | 0 | 38.6535 | 8.2896 | 0.329 | 0 | 0 | 0 | 22.207 | 27 | 8.6607 | 0 | 8.6607 | 1.8693 | 10.53
2016-10-26 21:00 | 0 | 0 | 4.001 | 0 | 22.999 | 239.824 | 27 | 38.6535 | 8.2896 | 0 | 0 | 0 | 38.6535 | 8.2896 | 0.329 | 0 | 0 | 0 | 22.999 | 22.999 | 8.9696 | 0 | 8.9696 | 0 | 8.9696
2016-10-26 22:00 | 0 | 0 | 0 | 5.166 | 21.834 | 239.824 | 27 | 38.6535 | 8.2896 | 0 | 0 | 0 | 38.6535 | 8.2896 | 0.329 | 0 | 0 | 0 | 21.834 | 27 | 8.5153 | 0 | 8.5153 | 2.0147 | 10.53
2016-10-26 23:00 | 0 | 4.244 | 0 | 0 | 19.244 | 234.8892 | 15 | 21.4742 | 4.6053 | 0 | 0 | 0 | 21.4742 | 4.6053 | 0.329 | 0 | 0 | 0 | 19.244 | 19.244 | 7.5052 | 0 | 7.5052 | 0 | 7.5052
2016-10-27 | 0 | 1.357 | 0 | 0 | 16.357 | 233.3113 | 15 | 21.4742 | 4.6053 | 0 | 0 | 1.716 | 19.7582 | 4.6053 | 0.36664 | 0 | 6.023 | 2.0077 | 18.3647 | 18.3647 | 6.3792 | 0.78299 | 7.1622 | 0 | 7.1622
2016-10-27 01:00 | 0 | 0 | 0 | 0 | 14.077 | 233.3113 | 14.077 | 20.1528 | 4.3219 | 0 | 0 | 1.3445 | 18.8083 | 4.3219 | 0.36042 | 0 | 4.719 | 1.573 | 15.65 | 15.65 | 5.49 | 0.61347 | 6.1035 | 0 | 6.1035
2016-10-27 02:00 | 0 | 0 | 0 | 0 | 13.231 | 233.3113 | 13.231 | 18.9416 | 4.0622 | 0 | 0 | 1.1425 | 17.7991 | 4.0622 | 0.35741 | 0 | 4.01 | 1.3367 | 14.5677 | 14.5677 | 5.1601 | 0.5213 | 5.6814 | 0 | 5.6814
2016-10-27 03:00 | 0 | 0 | 0 | 0 | 12.439 | 233.3113 | 12.439 | 17.8078 | 3.819 | 0 | 0 | 0.829 | 16.9788 | 3.819 | 0.35093 | 0 | 2.91 | 0.97 | 13.409 | 13.409 | 4.8512 | 0.3783 | 5.2295 | 0 | 5.2295
2016-10-27 04:00 | 0 | 0 | 0 | 0.098 | 11.902 | 233.3113 | 12 | 17.1793 | 3.6843 | 0 | 0 | 0.67033 | 16.509 | 3.6843 | 0.34738 | 0 | 2.353 | 0.78433 | 12.6863 | 12.7843 | 4.6418 | 0.30589 | 4.9477 | 0.03822 | 4.9859
2016-10-27 05:00 | 0 | 0 | 0 | 1.197 | 10.803 | 233.3113 | 12 | 17.1793 | 3.6843 | 0 | 0 | 0 | 17.1793 | 3.6843 | 0.329 | 0 | 0 | 0 | 10.803 | 12 | 4.2132 | 0 | 4.2132 | 0.46683 | 4.68
2016-10-27 06:00 | 0.001 | 0 | 2.216 | 1.7764e-15 | 9.785 | 235.217 | 12 | 17.1793 | 3.6843 | 0 | 0 | 0 | 17.1793 | 3.6843 | 0.329 | 0 | 0 | 0 | 9.785 | 9.785 | 3.8161 | 0 | 3.8161 | 6.9278e-16 | 3.8162
2016-10-27 07:00 | 0.014 | 0 | 3.473 | 0 | 8.541 | 238.2038 | 12 | 17.1793 | 3.6843 | 0 | 0 | 0 | 17.1793 | 3.6843 | 0.329 | 0 | 0 | 0 | 8.541 | 8.541 | 3.331 | 0 | 3.331 | 0 | 3.331
2016-10-27 08:00 | 0.046 | 0 | 2.827 | 0 | 9.219 | 240.635 | 12 | 17.1793 | 3.6843 | 0 | 0 | 0 | 17.1793 | 3.6843 | 0.329 | 0 | 0 | 0 | 9.219 | 9.219 | 3.5954 | 0 | 3.5954 | 0 | 3.5954
2016-10-27 09:00 | 0.094 | 0 | 2.375 | 0 | 9.719 | 242.6775 | 12 | 17.1793 | 3.6843 | 0 | 0 | 12.4117 | 4.7677 | 3.6843 | 0.66929 | 74.47 | 0 | 0 | 9.719 | 9.719 | 3.7904 | 0 | 3.7904 | 0 | 3.7904
2016-10-27 10:00 | 0.135 | 0 | 0 | 1.679 | 10.456 | 242.6775 | 12 | 17.1793 | 3.6843 | 0 | 0 | 12.4397 | 4.7397 | 3.6843 | 0.67005 | 74.638 | 0 | 0 | 10.456 | 12.135 | 4.0778 | 0 | 4.0778 | 0.65481 | 4.7327
2016-10-27 11:00 | 0.157 | 0 | 1.205 | 0 | 10.952 | 243.7138 | 12 | 17.1793 | 3.6843 | 0 | 0 | 12.4593 | 4.72 | 3.6843 | 0.67059 | 74.756 | 0 | 0 | 10.952 | 10.952 | 4.2713 | 0 | 4.2713 | 0 | 4.2713
2016-10-27 12:00 | 0.16 | 0 | 0 | 0.358 | 11.802 | 243.7138 | 12 | 17.1793 | 3.6843 | 0 | 0 | 12.862 | 4.3173 | 3.6843 | 0.68163 | 73.381 | 2.218 | 0.73933 | 12.5413 | 12.8993 | 4.6028 | 0.28834 | 4.8911 | 0.13962 | 5.0307
2016-10-27 13:00 | 0.16 | 0 | 0 | 0.744 | 11.416 | 243.7138 | 12 | 17.1793 | 3.6843 | 0 | 0 | 13.7668 | 3.4125 | 3.6843 | 0.70644 | 71.371 | 6.57 | 2.19 | 13.606 | 14.35 | 4.4522 | 0.8541 | 5.3063 | 0.29016 | 5.5965
2016-10-27 14:00 | 0.138 | 0 | 0 | 0.471 | 11.667 | 243.7138 | 12 | 17.1793 | 3.6843 | 0 | 0 | 2.945 | 14.2343 | 3.6843 | 0.40974 | 0 | 10.337 | 3.4457 | 15.1127 | 15.5837 | 4.5501 | 1.3438 | 5.8939 | 0.18369 | 6.0776
2016-10-27 15:00 | 0.109 | 0 | 0 | 0.036 | 12.073 | 243.7138 | 12 | 17.1793 | 3.6843 | 0 | 0 | 15.1915 | 1.9878 | 3.6843 | 0.7455 | 68.207 | 13.421 | 4.4737 | 16.5467 | 16.5827 | 4.7085 | 1.7447 | 6.4532 | 0.01404 | 6.4672
2016-10-27 16:00 | 0.098 | 0 | 0 | 0.006 | 12.092 | 243.7138 | 12 | 17.1793 | 3.6843 | 0 | 0 | 15.6793 | 1.5 | 3.6843 | 0.75888 | 67.123 | 15.767 | 5.2557 | 17.3477 | 17.3537 | 4.7159 | 2.0497 | 6.7656 | 0.00234 | 6.7679
2016-10-27 17:00 | 0.076 | 0 | 0 | 0.893 | 11.183 | 243.7138 | 12 | 17.1793 | 3.6843 | 0 | 0 | 11.0633 | 6.116 | 3.6843 | 0.63232 | 66.38 | 0 | 0 | 11.183 | 12.076 | 4.3614 | 0 | 4.3614 | 0.34827 | 4.7096
2016-10-27 18:00 | 0.018 | 0 | 0 | 0.191 | 11.827 | 243.7138 | 12 | 17.1793 | 3.6843 | 0 | 0 | 10.9952 | 6.1842 | 3.6843 | 0.63045 | 65.971 | 0 | 0 | 11.827 | 12.018 | 4.6125 | 0 | 4.6125 | 0.07449 | 4.687
2016-10-27 19:00 | 0.001 | 1.47 | 0 | 0 | 16.471 | 242.0045 | 15 | 21.4742 | 4.6053 | 0 | 0 | 10.9928 | 10.4813 | 4.6053 | 0.57011 | 65.957 | 0 | 0 | 16.471 | 16.471 | 6.4237 | 0 | 6.4237 | 0 | 6.4237
2016-10-27 20:00 | 0 | 0 | 1.7502 | 4.0578 | 21.192 | 243.5097 | 27 | 38.6535 | 8.2896 | 0 | 0 | 0 | 38.6535 | 8.2896 | 0.329 | 0 | 0 | 0 | 21.192 | 25.2498 | 8.2649 | 0 | 8.2649 | 1.5825 | 9.8474
2016-10-27 21:00 | 0 | 0 | 4.499 | 0 | 22.501 | 247.3788 | 27 | 38.6535 | 8.2896 | 0 | 0 | 0 | 38.6535 | 8.2896 | 0.329 | 0 | 0 | 0 | 22.501 | 22.501 | 8.7754 | 0 | 8.7754 | 0 | 8.7754
2016-10-27 22:00 | 0 | 0 | 5.68 | 0 | 21.32 | 252.2636 | 27 | 38.6535 | 8.2896 | 0 | 0 | 0 | 38.6535 | 8.2896 | 0.329 | 0 | 0 | 0 | 21.32 | 21.32 | 8.3148 | 0 | 8.3148 | 0 | 8.3148
2016-10-27 23:00 | 0 | 3.99 | 0 | 0 | 18.99 | 247.6241 | 15 | 21.4742 | 4.6053 | 0 | 0 | 0 | 21.4742 | 4.6053 | 0.329 | 0 | 0 | 0 | 18.99 | 18.99 | 7.4061 | 0 | 7.4061 | 0 | 7.4061
2016-10-28 | 0 | 0.086 | 0 | 0 | 15.086 | 247.5241 | 15 | 21.4742 | 4.6053 | 0 | 0 | 2.143 | 19.3312 | 4.6053 | 0.376 | 0 | 7.522 | 2.5073 | 17.5933 | 17.5933 | 5.8835 | 0.97786 | 6.8614 | 0 | 6.8614
2016-10-28 01:00 | 0 | 0 | 0 | 0 | 13.049 | 247.5241 | 13.049 | 18.6811 | 4.0063 | 0 | 0 | 1.8507 | 16.8304 | 4.0063 | 0.37566 | 0 | 6.496 | 2.1653 | 15.2143 | 15.2143 | 5.0891 | 0.84448 | 5.9336 | 0 | 5.9336
2016-10-28 02:00 | 0 | 0 | 0 | 0 | 12.609 | 247.5241 | 12.609 | 18.0512 | 3.8712 | 0 | 0 | 1.74 | 16.3112 | 3.8712 | 0.3744 | 0 | 6.107 | 2.0357 | 14.6447 | 14.6447 | 4.9175 | 0.79391 | 5.7114 | 0 | 5.7114
2016-10-28 03:00 | 0 | 0 | 0 | 0.663 | 11.337 | 247.5241 | 12 | 17.1793 | 3.6843 | 0 | 0 | 1.5828 | 15.5965 | 3.6843 | 0.3724 | 0 | 5.556 | 1.852 | 13.189 | 13.852 | 4.4214 | 0.72228 | 5.1437 | 0.25857 | 5.4023
2016-10-28 04:00 | 0 | 0 | 1.293 | 0 | 10.707 | 248.6361 | 12 | 17.1793 | 3.6843 | 0 | 0 | 1.4372 | 15.7422 | 3.6843 | 0.3684 | 0 | 5.044 | 1.6813 | 12.3883 | 12.3883 | 4.1757 | 0.65572 | 4.8315 | 0 | 4.8315
2016-10-28 05:00 | 0 | 0 | 0 | 1.969 | 10.031 | 248.6361 | 12 | 17.1793 | 3.6843 | 0 | 0 | 0 | 17.1793 | 3.6843 | 0.329 | 0 | 0 | 0 | 10.031 | 12 | 3.9121 | 0 | 3.9121 | 0.76791 | 4.68
2016-10-28 06:00 | 0.001 | 0 | 0 | 2.482 | 9.519 | 248.6361 | 12 | 17.1793 | 3.6843 | 0 | 0 | 0 | 17.1793 | 3.6843 | 0.329 | 0 | 0 | 0 | 9.519 | 12.001 | 3.7124 | 0 | 3.7124 | 0.96798 | 4.6804
2016-10-28 07:00 | 0.022 | 0 | 0 | 3.094 | 8.928 | 248.6361 | 12 | 17.1793 | 3.6843 | 0 | 0 | 0 | 17.1793 | 3.6843 | 0.329 | 0 | 0 | 0 | 8.928 | 12.022 | 3.4819 | 0 | 3.4819 | 1.2067 | 4.6886
2016-10-28 08:00 | 0.071 | 0 | 0 | 2.827 | 9.244 | 248.6361 | 12 | 17.1793 | 3.6843 | 0 | 0 | 0 | 17.1793 | 3.6843 | 0.329 | 0 | 0 | 0 | 9.244 | 12.071 | 3.6052 | 0 | 3.6052 | 1.1025 | 4.7077
2016-10-28 09:00 | 0.108 | 0 | 0 | 2.434 | 9.674 | 248.6361 | 12 | 17.1793 | 3.6843 | 0 | 0 | 12.118 | 5.0613 | 3.6843 | 0.66124 | 72.708 | 0 | 0 | 9.674 | 12.108 | 3.7729 | 0 | 3.7729 | 0.94926 | 4.7221
2016-10-28 10:00 | 0.154 | 0 | 0 | 1.937 | 10.217 | 248.6361 | 12 | 17.1793 | 3.6843 | 0 | 0 | 12.1305 | 5.0488 | 3.6843 | 0.66158 | 72.783 | 0 | 0 | 10.217 | 12.154 | 3.9846 | 0 | 3.9846 | 0.75543 | 4.7401
2016-10-28 11:00 | 0.157 | 0 | 0 | 1.812 | 10.345 | 248.6361 | 12 | 17.1793 | 3.6843 | 0 | 0 | 12.1413 | 5.038 | 3.6843 | 0.66187 | 72.848 | 0 | 0 | 10.345 | 12.157 | 4.0346 | 0 | 4.0346 | 0.70668 | 4.7412
2016-10-28 12:00 | 0.153 | 0 | 0 | 1.143 | 11.01 | 248.6361 | 12 | 17.1793 | 3.6843 | 0 | 0 | 13.4078 | 3.7715 | 3.6843 | 0.6966 | 72.168 | 4.843 | 1.6143 | 12.6243 | 13.7673 | 4.2939 | 0.62959 | 4.9235 | 0.44577 | 5.3693
2016-10-28 13:00 | 0.165 | 0 | 0 | 1.847 | 10.318 | 248.6361 | 12 | 17.1793 | 3.6843 | 0 | 0 | 14.03 | 3.1493 | 3.6843 | 0.71366 | 70.786 | 7.835 | 2.6117 | 12.9297 | 14.7767 | 4.024 | 1.0186 | 5.0426 | 0.72033 | 5.7629
2016-10-28 14:00 | 0.161 | 0 | 0 | 1.645 | 10.516 | 248.6361 | 12 | 17.1793 | 3.6843 | 0 | 0 | 3.1115 | 14.0678 | 3.6843 | 0.41431 | 0 | 10.921 | 3.6403 | 14.1563 | 15.8013 | 4.1012 | 1.4197 | 5.521 | 0.64155 | 6.1625
2016-10-28 15:00 | 0.147 | 0 | 0 | 1.351 | 10.796 | 248.6361 | 12 | 17.1793 | 3.6843 | 0 | 0 | 15.1823 | 1.997 | 3.6843 | 0.74525 | 68.227 | 13.377 | 4.459 | 15.255 | 16.606 | 4.2104 | 1.739 | 5.9494 | 0.52689 | 6.4763
2016-10-28 16:00 | 0.112 | 0 | 0 | 0.709 | 11.403 | 248.6361 | 12 | 17.1793 | 3.6843 | 0 | 0 | 15.5357 | 1.6437 | 3.6843 | 0.75494 | 67.442 | 15.076 | 5.0253 | 16.4283 | 17.1373 | 4.4472 | 1.9599 | 6.4071 | 0.27651 | 6.6836
2016-10-28 17:00 | 0.059 | 0 | 1.275 | 0 | 10.784 | 249.7326 | 12 | 17.1793 | 3.6843 | 0 | 0 | 11.1667 | 6.0127 | 3.6843 | 0.63515 | 67 | 0 | 0 | 10.784 | 10.784 | 4.2058 | 0 | 4.2058 | 0 | 4.2058
2016-10-28 18:00 | 0.01 | 0 | 0 | 0.726 | 11.284 | 249.7326 | 12 | 17.1793 | 3.6843 | 0 | 0 | 11.1567 | 6.0227 | 3.6843 | 0.63488 | 66.94 | 0 | 0 | 11.284 | 12.01 | 4.4008 | 0 | 4.4008 | 0.28314 | 4.6839
2016-10-28 19:00 | 0.001 | 0.571 | 0 | 0 | 15.572 | 249.0686 | 15 | 21.4742 | 4.6053 | 0 | 0 | 11.1885 | 10.2857 | 4.6053 | 0.5744 | 67.131 | 0 | 0 | 15.572 | 15.572 | 6.0731 | 0 | 6.0731 | 0 | 6.0731
2016-10-28 20:00 | 0 | 5.735 | 0 | 0 | 20.735 | 242.4 | 15 | 21.4742 | 4.6053 | 0 | 0 | 0 | 21.4742 | 4.6053 | 0.329 | 0 | 0 | 0 | 20.735 | 20.735 | 8.0867 | 0 | 8.0867 | 0 | 8.0867
2016-10-28 21:00 | 0 | 0 | 0 | 5.066 | 21.934 | 242.4 | 27 | 38.6535 | 8.2896 | 0 | 0 | 0 | 38.6535 | 8.2896 | 0.329 | 0 | 0 | 0 | 21.934 | 27 | 8.5543 | 0 | 8.5543 | 1.9757 | 10.53
2016-10-28 22:00 | 0 | 5.641 | 0 | 0 | 20.641 | 235.8407 | 15 | 21.4742 | 4.6053 | 0 | 0 | 0 | 21.4742 | 4.6053 | 0.329 | 0 | 0 | 0 | 20.641 | 20.641 | 8.05 | 0 | 8.05 | 0 | 8.05
2016-10-28 23:00 | 0 | 3.303 | 0 | 0 | 18.303 | 232 | 15 | 21.4742 | 4.6053 | 0 | 0 | 0 | 21.4742 | 4.6053 | 0.329 | 0 | 0 | 0 | 18.303 | 18.303 | 7.1382 | 0 | 7.1382 | 0 | 7.1382
2016-10-29 | 0 | 0 | 0 | 0 | 14.818 | 232 | 14.818 | 21.2136 | 4.5494 | 0 | 0 | 1.87 | 19.3436 | 4.5494 | 0.37052 | 0 | 6.564 | 2.188 | 17.006 | 17.006 | 5.779 | 0.85332 | 6.6323 | 0 | 6.6323
2016-10-29 01:00 | 0 | 0 | 0 | 0 | 13.133 | 232 | 13.133 | 18.8013 | 4.0321 | 0 | 0 | 1.6135 | 17.1878 | 4.0321 | 0.36942 | 0 | 5.663 | 1.8877 | 15.0207 | 15.0207 | 5.1219 | 0.73619 | 5.8581 | 0 | 5.8581
2016-10-29 02:00 | 0 | 0 | 0 | 0 | 12.683 | 232 | 12.683 | 18.1571 | 3.894 | 0 | 0 | 1.411 | 16.7461 | 3.894 | 0.3656 | 0 | 4.953 | 1.651 | 14.334 | 14.334 | 4.9464 | 0.64389 | 5.5903 | 0 | 5.5903
2016-10-29 03:00 | 0 | 0 | 0 | 0.283 | 11.717 | 232 | 12 | 17.1793 | 3.6843 | 0 | 0 | 1.2168 | 15.9625 | 3.6843 | 0.36236 | 0 | 4.271 | 1.4237 | 13.1407 | 13.4237 | 4.5696 | 0.55523 | 5.1249 | 0.11037 | 5.2352
2016-10-29 04:00 | 0 | 0 | 0 | 0.678 | 11.322 | 232 | 12 | 17.1793 | 3.6843 | 0 | 0 | 1.0218 | 16.1575 | 3.6843 | 0.35702 | 0 | 3.586 | 1.1953 | 12.5173 | 13.1953 | 4.4156 | 0.46618 | 4.8818 | 0.26442 | 5.1462
2016-10-29 05:00 | 0 | 0 | 2.028 | 1.7764e-15 | 9.972 | 233.7441 | 12 | 17.1793 | 3.6843 | 0 | 0 | 0 | 17.1793 | 3.6843 | 0.329 | 0 | 0 | 0 | 9.972 | 9.972 | 3.8891 | 0 | 3.8891 | 6.9278e-16 | 3.8891
2016-10-29 06:00 | 0.001 | 0 | 1.948 | 0 | 10.053 | 235.4194 | 12 | 17.1793 | 3.6843 | 0 | 0 | 0 | 17.1793 | 3.6843 | 0.329 | 0 | 0 | 0 | 10.053 | 10.053 | 3.9207 | 0 | 3.9207 | 0 | 3.9207
2016-10-29 07:00 | 0.024 | 0 | 3.353 | 0 | 8.671 | 238.3029 | 12 | 17.1793 | 3.6843 | 0 | 0 | 0 | 17.1793 | 3.6843 | 0.329 | 0 | 0 | 0 | 8.671 | 8.671 | 3.3817 | 0 | 3.3817 | 0 | 3.3817
2016-10-29 08:00 | 0.074 | 0 | 3.053 | 0 | 9.021 | 240.9285 | 12 | 17.1793 | 3.6843 | 0 | 0 | 0 | 17.1793 | 3.6843 | 0.329 | 0 | 0 | 0 | 9.021 | 9.021 | 3.5182 | 0 | 3.5182 | 0 | 3.5182
2016-10-29 09:00 | 0.117 | 0 | 3.158 | 0 | 8.959 | 243.6444 | 12 | 17.1793 | 3.6843 | 0 | 0 | 12.268 | 4.9113 | 3.6843 | 0.66535 | 73.608 | 0 | 0 | 8.959 | 8.959 | 3.494 | 0 | 3.494 | 0 | 3.494
2016-10-29 10:00 | 0.157 | 0 | 2.404 | 0 | 9.753 | 245.7118 | 12 | 17.1793 | 3.6843 | 0 | 0 | 12.2803 | 4.899 | 3.6843 | 0.66569 | 73.682 | 0 | 0 | 9.753 | 9.753 | 3.8037 | 0 | 3.8037 | 0 | 3.8037
2016-10-29 11:00 | 0.168 | 0 | 2.133 | 0 | 10.035 | 247.5462 | 12 | 17.1793 | 3.6843 | 0 | 0 | 12.2968 | 4.8825 | 3.6843 | 0.66614 | 73.781 | 0 | 0 | 10.035 | 10.035 | 3.9137 | 0 | 3.9137 | 0 | 3.9137
2016-10-29 12:00 | 0.165 | 0 | 0 | 1.326 | 10.839 | 247.5462 | 12 | 17.1793 | 3.6843 | 0 | 0 | 13.2067 | 3.9727 | 3.6843 | 0.69108 | 72.615 | 3.875 | 1.2917 | 12.1307 | 13.4567 | 4.2272 | 0.50375 | 4.731 | 0.51714 | 5.2481
2016-10-29 13:00 | 0.156 | 0 | 0 | 1.397 | 10.759 | 247.5462 | 12 | 17.1793 | 3.6843 | 0 | 0 | 14.0433 | 3.136 | 3.6843 | 0.71402 | 70.757 | 7.9 | 2.6333 | 13.3923 | 14.7893 | 4.196 | 1.027 | 5.223 | 0.54483 | 5.7678
2016-10-29 14:00 | 0.156 | 0 | 0 | 1.383 | 10.773 | 247.5462 | 12 | 17.1793 | 3.6843 | 0 | 0 | 3.2505 | 13.9288 | 3.6843 | 0.41812 | 0 | 11.409 | 3.803 | 14.576 | 15.959 | 4.2015 | 1.4832 | 5.6846 | 0.53937 | 6.224
2016-10-29 15:00 | 0.104 | 0 | 0 | 1.426 | 10.678 | 247.5462 | 12 | 17.1793 | 3.6843 | 0 | 0 | 15.3768 | 1.8025 | 3.6843 | 0.75058 | 67.795 | 14.312 | 4.7707 | 15.4487 | 16.8747 | 4.1644 | 1.8606 | 6.025 | 0.55614 | 6.5811
2016-10-29 16:00 | 0.079 | 0 | 0 | 1.165 | 10.914 | 247.5462 | 12 | 17.1793 | 3.6843 | 0 | 0 | 15.8072 | 1.3722 | 3.6843 | 0.76238 | 66.839 | 16.382 | 5.4607 | 16.3747 | 17.5397 | 4.2565 | 2.1297 | 6.3861 | 0.45435 | 6.8405
2016-10-29 17:00 | 0.057 | 0 | 0 | 1.491 | 10.566 | 247.5462 | 12 | 17.1793 | 3.6843 | 0 | 0 | 11.0497 | 6.1297 | 3.6843 | 0.63195 | 66.298 | 0 | 0 | 10.566 | 12.057 | 4.1207 | 0 | 4.1207 | 0.58149 | 4.7022
2016-10-29 18:00 | 0.01 | 0 | 0 | 0.936 | 11.074 | 247.5462 | 12 | 17.1793 | 3.6843 | 0 | 0 | 11.0123 | 6.167 | 3.6843 | 0.63092 | 66.074 | 0 | 0 | 11.074 | 12.01 | 4.3189 | 0 | 4.3189 | 0.36504 | 4.6839
2016-10-29 19:00 | 0.001 | 0.318 | 0 | 0 | 15.319 | 247.1765 | 15 | 21.4742 | 4.6053 | 0 | 0 | 11.0213 | 10.4528 | 4.6053 | 0.57073 | 66.128 | 0 | 0 | 15.319 | 15.319 | 5.9744 | 0 | 5.9744 | 0 | 5.9744
2016-10-29 20:00 | 0 | 5.265 | 0 | 0 | 20.265 | 241.0544 | 15 | 21.4742 | 4.6053 | 0 | 0 | 0 | 21.4742 | 4.6053 | 0.329 | 0 | 0 | 0 | 20.265 | 20.265 | 7.9034 | 0 | 7.9034 | 0 | 7.9034
2016-10-29 21:00 | 0 | 0 | 2.3665 | 3.1695 | 21.464 | 243.0895 | 27 | 38.6535 | 8.2896 | 0 | 0 | 0 | 38.6535 | 8.2896 | 0.329 | 0 | 0 | 0 | 21.464 | 24.6335 | 8.371 | 0 | 8.371 | 1.2361 | 9.6071
2016-10-29 22:00 | 0 | 6.012 | 0 | 0 | 21.012 | 236.0988 | 15 | 21.4742 | 4.6053 | 0 | 0 | 0 | 21.4742 | 4.6053 | 0.329 | 0 | 0 | 0 | 21.012 | 21.012 | 8.1947 | 0 | 8.1947 | 0 | 8.1947
2016-10-29 23:00 | 0 | 3.316 | 0 | 0 | 18.316 | 232.243 | 15 | 21.4742 | 4.6053 | 0 | 0 | 0 | 21.4742 | 4.6053 | 0.329 | 0 | 0 | 0 | 18.316 | 18.316 | 7.1432 | 0 | 7.1432 | 0 | 7.1432
2016-10-30 | 0 | 0.209 | 0 | 0 | 15.209 | 232 | 15 | 21.4742 | 4.6053 | 0 | 0 | 2.3343 | 19.1398 | 4.6053 | 0.3802 | 0 | 8.194 | 2.7313 | 17.9403 | 17.9403 | 5.9315 | 1.0652 | 6.9967 | 0 | 6.9967
2016-10-30 01:00 | 0 | 0 | 0 | 0 | 13.46 | 232 | 13.46 | 19.2695 | 4.1325 | 0 | 0 | 1.9973 | 17.2721 | 4.1325 | 0.37782 | 0 | 7.011 | 2.337 | 15.797 | 15.797 | 5.2494 | 0.91143 | 6.1608 | 0 | 6.1608
2016-10-30 02:00 | 0 | 0 | 0 | 0 | 12.834 | 232 | 12.834 | 18.3733 | 3.9403 | 0 | 0 | 1.7193 | 16.654 | 3.9403 | 0.37308 | 0 | 6.035 | 2.0117 | 14.8457 | 14.8457 | 5.0053 | 0.78455 | 5.7898 | 0 | 5.7898
2016-10-30 03:00 | 0 | 0 | 0 | 0.099 | 11.901 | 232 | 12 | 17.1793 | 3.6843 | 0 | 0 | 1.4945 | 15.6848 | 3.6843 | 0.36997 | 0 | 5.246 | 1.7487 | 13.6497 | 13.7487 | 4.6414 | 0.68198 | 5.3234 | 0.03861 | 5.362
2016-10-30 04:00 | 0 | 0 | 0 | 0.499 | 11.501 | 232 | 12 | 17.1793 | 3.6843 | 0 | 0 | 1.3232 | 15.8562 | 3.6843 | 0.36528 | 0 | 4.645 | 1.5483 | 13.0493 | 13.5483 | 4.4854 | 0.60385 | 5.0892 | 0.19461 | 5.2839
2016-10-30 05:00 | 0 | 0 | 0 | 1.746 | 10.254 | 232 | 12 | 17.1793 | 3.6843 | 0 | 0 | 0 | 17.1793 | 3.6843 | 0.329 | 0 | 0 | 0 | 10.254 | 12 | 3.9991 | 0 | 3.9991 | 0.68094 | 4.68
2016-10-30 06:00 | 0.001 | 0 | 2.866 | 0 | 9.135 | 234.4648 | 12 | 17.1793 | 3.6843 | 0 | 0 | 0 | 17.1793 | 3.6843 | 0.329 | 0 | 0 | 0 | 9.135 | 9.135 | 3.5627 | 0 | 3.5627 | 0 | 3.5627
2016-10-30 07:00 | 0.023 | 0 | 3.944 | 0 | 8.079 | 237.8566 | 12 | 17.1793 | 3.6843 | 0 | 0 | 0 | 17.1793 | 3.6843 | 0.329 | 0 | 0 | 0 | 8.079 | 8.079 | 3.1508 | 0 | 3.1508 | 0 | 3.1508
2016-10-30 08:00 | 0.07 | 0 | 3.601 | 0 | 8.469 | 240.9535 | 12 | 17.1793 | 3.6843 | 0 | 0 | 0 | 17.1793 | 3.6843 | 0.329 | 0 | 0 | 0 | 8.469 | 8.469 | 3.3029 | 0 | 3.3029 | 0 | 3.3029
2016-10-30 09:00 | 0.096 | 0 | 3.179 | 0 | 8.917 | 243.6874 | 12 | 17.1793 | 3.6843 | 0 | 0 | 12.2927 | 4.8867 | 3.6843 | 0.66602 | 73.756 | 0 | 0 | 8.917 | 8.917 | 3.4776 | 0 | 3.4776 | 0 | 3.4776
2016-10-30 10:00 | 0.149 | 0 | 2.514 | 0 | 9.635 | 245.8494 | 12 | 17.1793 | 3.6843 | 0 | 0 | 12.3277 | 4.8517 | 3.6843 | 0.66698 | 73.966 | 0 | 0 | 9.635 | 9.635 | 3.7576 | 0 | 3.7576 | 0 | 3.7576
2016-10-30 11:00 | 0.166 | 0 | 0 | 1.695 | 10.471 | 245.8494 | 12 | 17.1793 | 3.6843 | 0 | 0 | 12.3482 | 4.8312 | 3.6843 | 0.66755 | 74.089 | 0 | 0 | 10.471 | 12.166 | 4.0837 | 0 | 4.0837 | 0.66105 | 4.7447
2016-10-30 12:00 | 0.179 | 0 | 0 | 1.227 | 10.952 | 245.8494 | 12 | 17.1793 | 3.6843 | 0 | 0 | 13.1192 | 4.0602 | 3.6843 | 0.68868 | 72.81 | 3.454 | 1.1513 | 12.1033 | 13.3303 | 4.2713 | 0.44902 | 4.7203 | 0.47853 | 5.1988
2016-10-30 13:00 | 0.175 | 0 | 0 | 1.442 | 10.733 | 245.8494 | 12 | 17.1793 | 3.6843 | 0 | 0 | 14.1263 | 3.053 | 3.6843 | 0.7163 | 70.573 | 8.298 | 2.766 | 13.499 | 14.941 | 4.1859 | 1.0787 | 5.2646 | 0.56238 | 5.827
2016-10-30 14:00 | 0.164 | 0 | 0 | 1.613 | 10.551 | 245.8494 | 12 | 17.1793 | 3.6843 | 0 | 0 | 3.861 | 13.3183 | 3.6843 | 0.43486 | 0 | 13.552 | 4.5173 | 15.0683 | 16.6813 | 4.1149 | 1.7618 | 5.8767 | 0.62907 | 6.5057
2016-10-30 15:00 | 0.151 | 0 | 0 | 0.87 | 11.281 | 245.8494 | 12 | 17.1793 | 3.6843 | 0 | 0 | 15.816 | 1.3633 | 3.6843 | 0.76262 | 66.82 | 16.425 | 5.475 | 16.756 | 17.626 | 4.3996 | 2.1353 | 6.5348 | 0.3393 | 6.8741
2016-10-30 16:00 | 0.117 | 0 | 0 | 0.709 | 11.408 | 245.8494 | 12 | 17.1793 | 3.6843 | 0 | 0 | 16.2213 | 0.958 | 3.6843 | 0.77373 | 65.92 | 18.374 | 6.1247 | 17.5327 | 18.2417 | 4.4491 | 2.3886 | 6.8377 | 0.27651 | 7.1143
2016-10-30 17:00 | 0.075 | 0 | 0 | 0.426 | 11.649 | 245.8494 | 12 | 17.1793 | 3.6843 | 0 | 0 | 10.901 | 6.2783 | 3.6843 | 0.62787 | 65.406 | 0 | 0 | 11.649 | 12.075 | 4.5431 | 0 | 4.5431 | 0.16614 | 4.7093
2016-10-30 18:00 | 0.016 | 0 | 0 | 0 | 12.238 | 245.8494 | 12.222 | 17.4971 | 3.7524 | 0 | 0 | 10.8852 | 6.612 | 3.7524 | 0.62201 | 65.311 | 0 | 0 | 12.238 | 12.238 | 4.7728 | 0 | 4.7728 | 0 | 4.7728
2016-10-30 19:00 | 0.001 | 1.992 | 0 | 0 | 16.993 | 243.5332 | 15 | 21.4742 | 4.6053 | 0 | 0 | 10.939 | 10.5352 | 4.6053 | 0.56893 | 65.634 | 0 | 0 | 16.993 | 16.993 | 6.6273 | 0 | 6.6273 | 0 | 6.6273
2016-10-30 20:00 | 0 | 0 | 0 | 3.843 | 23.157 | 243.5332 | 27 | 38.6535 | 8.2896 | 0 | 0 | 0 | 38.6535 | 8.2896 | 0.329 | 0 | 0 | 0 | 23.157 | 27 | 9.0312 | 0 | 9.0312 | 1.4988 | 10.53
2016-10-30 21:00 | 0 | 0 | 0 | 5.26 | 21.74 | 243.5332 | 27 | 38.6535 | 8.2896 | 0 | 0 | 0 | 38.6535 | 8.2896 | 0.329 | 0 | 0 | 0 | 21.74 | 27 | 8.4786 | 0 | 8.4786 | 2.0514 | 10.53
2016-10-30 22:00 | 0 | 0 | 0 | 5.564 | 21.436 | 243.5332 | 27 | 38.6535 | 8.2896 | 0 | 0 | 0 | 38.6535 | 8.2896 | 0.329 | 0 | 0 | 0 | 21.436 | 27 | 8.36 | 0 | 8.36 | 2.17 | 10.53
2016-10-30 23:00 | 0 | 4.239 | 0 | 0 | 19.239 | 238.6041 | 15 | 21.4742 | 4.6053 | 0 | 0 | 0 | 21.4742 | 4.6053 | 0.329 | 0 | 0 | 0 | 19.239 | 19.239 | 7.5032 | 0 | 7.5032 | 0 | 7.5032
2016-10-31 | 0 | 0.597 | 0 | 0 | 15.597 | 237.9099 | 15 | 21.4742 | 4.6053 | 0 | 0 | 2.3363 | 19.1378 | 4.6053 | 0.38024 | 0 | 8.201 | 2.7337 | 18.3307 | 18.3307 | 6.0828 | 1.0661 | 7.149 | 0 | 7.149
2016-10-31 01:00 | 0 | 0 | 0 | 0 | 14.122 | 237.9099 | 14.122 | 20.2172 | 4.3358 | 0 | 0 | 2.0738 | 18.1434 | 4.3358 | 0.37731 | 0 | 7.279 | 2.4263 | 16.5483 | 16.5483 | 5.5076 | 0.94627 | 6.4539 | 0 | 6.4539
2016-10-31 02:00 | 0 | 0 | 0 | 0 | 13.324 | 237.9099 | 13.324 | 19.0748 | 4.0908 | 0 | 0 | 1.8723 | 17.2025 | 4.0908 | 0.37523 | 0 | 6.572 | 2.1907 | 15.5147 | 15.5147 | 5.1964 | 0.85436 | 6.0507 | 0 | 6.0507
2016-10-31 03:00 | 0 | 0 | 0 | 0.165 | 11.835 | 237.9099 | 12 | 17.1793 | 3.6843 | 0 | 0 | 1.6922 | 15.4872 | 3.6843 | 0.37539 | 0 | 5.939 | 1.9797 | 13.8147 | 13.9797 | 4.6156 | 0.77207 | 5.3877 | 0.06435 | 5.4521
2016-10-31 04:00 | 0 | 0 | 0 | 1.22 | 10.78 | 237.9099 | 12 | 17.1793 | 3.6843 | 0 | 0 | 1.5352 | 15.6442 | 3.6843 | 0.37109 | 0 | 5.389 | 1.7963 | 12.5763 | 13.7963 | 4.2042 | 0.70057 | 4.9048 | 0.4758 | 5.3806
2016-10-31 05:00 | 0 | 0 | 0 | 2.269 | 9.731 | 237.9099 | 12 | 17.1793 | 3.6843 | 0 | 0 | 0 | 17.1793 | 3.6843 | 0.329 | 0 | 0 | 0 | 9.731 | 12 | 3.7951 | 0 | 3.7951 | 0.88491 | 4.68
2016-10-31 06:00 | 0.001 | 0 | 0 | 3.134 | 8.867 | 237.9099 | 12 | 17.1793 | 3.6843 | 0 | 0 | 0 | 17.1793 | 3.6843 | 0.329 | 0 | 0 | 0 | 8.867 | 12.001 | 3.4581 | 0 | 3.4581 | 1.2223 | 4.6804
2016-10-31 07:00 | 0.021 | 0 | 3.5038 | 0.35724 | 8.16 | 240.9231 | 12 | 17.1793 | 3.6843 | 0 | 0 | 0 | 17.1793 | 3.6843 | 0.329 | 0 | 0 | 0 | 8.16 | 8.5172 | 3.1824 | 0 | 3.1824 | 0.13933 | 3.3217
2016-10-31 08:00 | 0.048 | 0 | 0 | 3.421 | 8.627 | 240.9231 | 12 | 17.1793 | 3.6843 | 0 | 0 | 0 | 17.1793 | 3.6843 | 0.329 | 0 | 0 | 0 | 8.627 | 12.048 | 3.3645 | 0 | 3.3645 | 1.3342 | 4.6987
2016-10-31 09:00 | 0.102 | 0 | 0 | 3.036 | 9.066 | 240.9231 | 12 | 17.1793 | 3.6843 | 0 | 0 | 12.0787 | 5.1007 | 3.6843 | 0.66016 | 72.472 | 0 | 0 | 9.066 | 12.102 | 3.5357 | 0 | 3.5357 | 1.184 | 4.7198
2016-10-31 10:00 | 0.136 | 0 | 0 | 2.25 | 9.886 | 240.9231 | 12 | 17.1793 | 3.6843 | 0 | 0 | 12.0992 | 5.0802 | 3.6843 | 0.66072 | 72.595 | 0 | 0 | 9.886 | 12.136 | 3.8555 | 0 | 3.8555 | 0.8775 | 4.733
2016-10-31 11:00 | 0.17 | 0 | 0 | 1.51 | 10.66 | 240.9231 | 12 | 17.1793 | 3.6843 | 0 | 0 | 12.1122 | 5.0672 | 3.6843 | 0.66108 | 72.673 | 0 | 0 | 10.66 | 12.17 | 4.1574 | 0 | 4.1574 | 0.5889 | 4.7463
2016-10-31 12:00 | 0.174 | 0 | 0 | 0.705 | 11.469 | 240.9231 | 12 | 17.1793 | 3.6843 | 0 | 0 | 13.5315 | 3.6478 | 3.6843 | 0.69999 | 71.894 | 5.438 | 1.8127 | 13.2817 | 13.9867 | 4.4729 | 0.70694 | 5.1799 | 0.27495 | 5.4548
2016-10-31 13:00 | 0.17 | 0 | 1.24 | 0 | 10.93 | 241.9895 | 12 | 17.1793 | 3.6843 | 0 | 0 | 14.1658 | 3.0135 | 3.6843 | 0.71738 | 70.485 | 8.489 | 2.8297 | 13.7597 | 13.7597 | 4.2627 | 1.1036 | 5.3663 | 0 | 5.3663
2016-10-31 14:00 | 0.155 | 0 | 0 | 0.811 | 11.344 | 241.9895 | 12 | 17.1793 | 3.6843 | 0 | 0 | 3.2607 | 13.9187 | 3.6843 | 0.4184 | 0 | 11.445 | 3.815 | 15.159 | 15.97 | 4.4242 | 1.4878 | 5.912 | 0.31629 | 6.2283
2016-10-31 15:00 | 0.124 | 0 | 0 | 0.31 | 11.814 | 241.9895 | 12 | 17.1793 | 3.6843 | 0 | 0 | 15.3258 | 1.8535 | 3.6843 | 0.74918 | 67.908 | 14.068 | 4.6893 | 16.5033 | 16.8133 | 4.6075 | 1.8288 | 6.4363 | 0.1209 | 6.5572
2016-10-31 16:00 | 0.11 | 0 | 0 | 0.276 | 11.834 | 241.9895 | 12 | 17.1793 | 3.6843 | 0 | 0 | 15.7248 | 1.4545 | 3.6843 | 0.76012 | 67.022 | 15.987 | 5.329 | 17.163 | 17.439 | 4.6153 | 2.0783 | 6.6936 | 0.10764 | 6.8012
2016-10-31 17:00 | 0.056 | 0 | 0 | 0.229 | 11.827 | 241.9895 | 12 | 17.1793 | 3.6843 | 0 | 0 | 11.0833 | 6.096 | 3.6843 | 0.63287 | 66.5 | 0 | 0 | 11.827 | 12.056 | 4.6125 | 0 | 4.6125 | 0.08931 | 4.7018
2016-10-31 18:00 | 0.017 | 0 | 0 | 0 | 12.51 | 241.9895 | 12.493 | 17.8851 | 3.8356 | 0 | 0 | 11.0572 | 6.8279 | 3.8356 | 0.62019 | 66.343 | 0 | 0 | 12.51 | 12.51 | 4.8789 | 0 | 4.8789 | 0 | 4.8789
2016-10-31 19:00 | 0.001 | 1.915 | 0 | 0 | 16.916 | 239.7628 | 15 | 21.4742 | 4.6053 | 0 | 0 | 11.0972 | 10.377 | 4.6053 | 0.5724 | 66.583 | 0 | 0 | 16.916 | 16.916 | 6.5972 | 0 | 6.5972 | 0 | 6.5972
2016-10-31 20:00 | 0 | 0 | 0 | 4.966 | 22.034 | 239.7628 | 27 | 38.6535 | 8.2896 | 0 | 0 | 0 | 38.6535 | 8.2896 | 0.329 | 0 | 0 | 0 | 22.034 | 27 | 8.5933 | 0 | 8.5933 | 1.9367 | 10.53
2016-10-31 21:00 | 0 | 0 | 0 | 5.09 | 21.91 | 239.7628 | 27 | 38.6535 | 8.2896 | 0 | 0 | 0 | 38.6535 | 8.2896 | 0.329 | 0 | 0 | 0 | 21.91 | 27 | 8.5449 | 0 | 8.5449 | 1.9851 | 10.53
2016-10-31 22:00 | 0 | 0 | 0 | 5.122 | 21.878 | 239.7628 | 27 | 38.6535 | 8.2896 | 0 | 0 | 0 | 38.6535 | 8.2896 | 0.329 | 0 | 0 | 0 | 21.878 | 27 | 8.5324 | 0 | 8.5324 | 1.9976 | 10.53
2016-10-31 23:00 | 0 | 4.91 | 0 | 0 | 19.91 | 234.0535 | 15 | 21.4742 | 4.6053 | 0 | 0 | 0 | 21.4742 | 4.6053 | 0.329 | 0 | 0 | 0 | 19.91 | 19.91 | 7.7649 | 0 | 7.7649 | 0 | 7.7649
2016-11-01 | 0 | 1.766 | 0 | 0 | 16.766 | 232 | 15 | 21.4742 | 4.6053 | 0 | 0 | 1.8107 | 19.6635 | 4.6053 | 0.36871 | 0 | 6.355 | 2.1183 | 18.8843 | 18.8843 | 6.5387 | 0.82615 | 7.3649 | 0 | 7.3649
2016-11-01 01:00 | 0 | 0 | 0 | 0 | 14.162 | 232 | 14.162 | 20.2745 | 4.348 | 0 | 0 | 1.4815 | 18.793 | 4.348 | 0.36342 | 0 | 5.2 | 1.7333 | 15.8953 | 15.8953 | 5.5232 | 0.676 | 6.1992 | 0 | 6.1992
2016-11-01 02:00 | 0 | 0 | 0 | 0 | 13.014 | 232 | 13.014 | 18.631 | 3.9956 | 0 | 0 | 1.2248 | 17.4062 | 3.9956 | 0.35996 | 0 | 4.299 | 1.433 | 14.447 | 14.447 | 5.0755 | 0.55887 | 5.6343 | 0 | 5.6343
2016-11-01 03:00 | 0 | 0 | 0 | 0 | 12.435 | 232 | 12.435 | 17.8021 | 3.8178 | 0 | 0 | 1.0487 | 16.7534 | 3.8178 | 0.35675 | 0 | 3.681 | 1.227 | 13.662 | 13.662 | 4.8496 | 0.47853 | 5.3282 | 0 | 5.3282
2016-11-01 04:00 | 0 | 0 | 0 | 0.24 | 11.76 | 232 | 12 | 17.1793 | 3.6843 | 0 | 0 | 0.94233 | 16.237 | 3.6843 | 0.35484 | 0 | 3.307 | 1.1023 | 12.8623 | 13.1023 | 4.5864 | 0.42991 | 5.0163 | 0.0936 | 5.1099
2016-11-01 05:00 | 0 | 0 | 0 | 1.239 | 10.761 | 232 | 12 | 17.1793 | 3.6843 | 0 | 0 | 0 | 17.1793 | 3.6843 | 0.329 | 0 | 0 | 0 | 10.761 | 12 | 4.1968 | 0 | 4.1968 | 0.48321 | 4.68
2016-11-01 06:00 | 0.001 | 0 | 1.152 | 1.574 | 9.275 | 232.9907 | 12 | 17.1793 | 3.6843 | 0 | 0 | 0 | 17.1793 | 3.6843 | 0.329 | 0 | 0 | 0 | 9.275 | 10.849 | 3.6172 | 0 | 3.6172 | 0.61387 | 4.2311
2016-11-01 07:00 | 0.012 | 0 | 0 | 4.023 | 7.989 | 232.9907 | 12 | 17.1793 | 3.6843 | 0 | 0 | 0 | 17.1793 | 3.6843 | 0.329 | 0 | 0 | 0 | 7.989 | 12.012 | 3.1157 | 0 | 3.1157 | 1.569 | 4.6847
2016-11-01 08:00 | 0.052 | 0 | 0 | 3.311 | 8.741 | 232.9907 | 12 | 17.1793 | 3.6843 | 0 | 0 | 0 | 17.1793 | 3.6843 | 0.329 | 0 | 0 | 0 | 8.741 | 12.052 | 3.409 | 0 | 3.409 | 1.2913 | 4.7003
2016-11-01 09:00 | 0.111 | 0 | 0 | 2.578 | 9.533 | 232.9907 | 12 | 17.1793 | 3.6843 | 0 | 0 | 12.2875 | 4.8918 | 3.6843 | 0.66588 | 73.725 | 0 | 0 | 9.533 | 12.111 | 3.7179 | 0 | 3.7179 | 1.0054 | 4.7233
2016-11-01 10:00 | 0.143 | 0 | 0 | 2.135 | 10.008 | 232.9907 | 12 | 17.1793 | 3.6843 | 0 | 0 | 12.2918 | 4.8875 | 3.6843 | 0.666 | 73.751 | 0 | 0 | 10.008 | 12.143 | 3.9031 | 0 | 3.9031 | 0.83265 | 4.7358
2016-11-01 11:00 | 0.142 | 0 | 0 | 1.338 | 10.804 | 232.9907 | 12 | 17.1793 | 3.6843 | 0 | 0 | 12.298 | 4.8813 | 3.6843 | 0.66617 | 73.788 | 0 | 0 | 10.804 | 12.142 | 4.2136 | 0 | 4.2136 | 0.52182 | 4.7354
2016-11-01 12:00 | 0.143 | 0 | 0 | 1.079 | 11.064 | 232.9907 | 12 | 17.1793 | 3.6843 | 0 | 0 | 13.0172 | 4.1622 | 3.6843 | 0.68589 | 73.036 | 2.964 | 0.988 | 12.052 | 13.131 | 4.315 | 0.38532 | 4.7003 | 0.42081 | 5.1211
2016-11-01 13:00 | 0.144 | 0 | 0 | 0.321 | 11.823 | 232.9907 | 12 | 17.1793 | 3.6843 | 0 | 0 | 13.8078 | 3.3715 | 3.6843 | 0.70756 | 71.28 | 6.767 | 2.2557 | 14.0787 | 14.3997 | 4.611 | 0.87971 | 5.4907 | 0.12519 | 5.6159
2016-11-01 14:00 | 0.129 | 0 | 0 | 0 | 12.64 | 232.9907 | 12.511 | 17.9109 | 3.8411 | 0 | 0 | 3.1562 | 14.7547 | 3.8411 | 0.412 | 0 | 11.078 | 3.6927 | 16.3327 | 16.3327 | 4.9296 | 1.4401 | 6.3697 | 0 | 6.3697
2016-11-01 15:00 | 0.094 | 0 | 0 | 0 | 12.973 | 232.9907 | 12.879 | 18.4377 | 3.9541 | 0 | 0 | 15.3738 | 3.0639 | 3.9541 | 0.72173 | 67.802 | 14.298 | 4.766 | 17.739 | 17.739 | 5.0595 | 1.8587 | 6.9182 | 0 | 6.9182
2016-11-01 16:00 | 0.081 | 0 | 0 | 0 | 12.982 | 232.9907 | 12.901 | 18.4692 | 3.9609 | 0 | 0 | 15.7578 | 2.7114 | 3.9609 | 0.73085 | 66.949 | 16.145 | 5.3817 | 18.3637 | 18.3637 | 5.063 | 2.0989 | 7.1618 | 0 | 7.1618
2016-11-01 17:00 | 0.051 | 0 | 0 | 0 | 12.448 | 232.9907 | 12.397 | 17.7477 | 3.8061 | 0 | 0 | 11.0875 | 6.6602 | 3.8061 | 0.62325 | 66.525 | 0 | 0 | 12.448 | 12.448 | 4.8547 | 0 | 4.8547 | 0 | 4.8547
2016-11-01 18:00 | 0.015 | 0 | 0 | 0 | 12.322 | 232.9907 | 12.307 | 17.6188 | 3.7785 | 0 | 0 | 11.0742 | 6.5447 | 3.7785 | 0.62504 | 66.445 | 0 | 0 | 12.322 | 12.322 | 4.8056 | 0 | 4.8056 | 0 | 4.8056
2016-11-01 19:00 | 0.002 | 0.852 | 0 | 0 | 15.854 | 232 | 15 | 21.4742 | 4.6053 | 0 | 0 | 11.1065 | 10.3677 | 4.6053 | 0.5726 | 66.639 | 0 | 0 | 15.854 | 15.854 | 6.1831 | 0 | 6.1831 | 0 | 6.1831
2016-11-01 20:00 | 0 | 0 | 0 | 5.734 | 21.266 | 232 | 27 | 38.6535 | 8.2896 | 0 | 0 | 0 | 38.6535 | 8.2896 | 0.329 | 0 | 0 | 0 | 21.266 | 27 | 8.2937 | 0 | 8.2937 | 2.2363 | 10.53
2016-11-01 21:00 | 0 | 0 | 3.0509 | 2.4981 | 21.451 | 234.6238 | 27 | 38.6535 | 8.2896 | 0 | 0 | 0 | 38.6535 | 8.2896 | 0.329 | 0 | 0 | 0 | 21.451 | 23.9491 | 8.3659 | 0 | 8.3659 | 0.97426 | 9.3402
2016-11-01 22:00 | 0 | 0 | 5.739 | 0 | 21.261 | 239.5593 | 27 | 38.6535 | 8.2896 | 0 | 0 | 0 | 38.6535 | 8.2896 | 0.329 | 0 | 0 | 0 | 21.261 | 21.261 | 8.2918 | 0 | 8.2918 | 0 | 8.2918
2016-11-01 23:00 | 0 | 4.103 | 0 | 0 | 19.103 | 234.7884 | 15 | 21.4742 | 4.6053 | 0 | 0 | 0 | 21.4742 | 4.6053 | 0.329 | 0 | 0 | 0 | 19.103 | 19.103 | 7.4502 | 0 | 7.4502 | 0 | 7.4502
2016-11-02 | 0 | 2.398 | 0 | 0 | 17.398 | 232 | 15 | 21.4742 | 4.6053 | 0 | 0 | 1.4392 | 20.035 | 4.6053 | 0.36057 | 0 | 5.051 | 1.6837 | 19.0817 | 19.0817 | 6.7852 | 0.65663 | 7.4419 | 0 | 7.4419
2016-11-02 01:00 | 0 | 0 | 0 | 0 | 14.67 | 232 | 14.67 | 21.0017 | 4.504 | 0 | 0 | 1.179 | 19.8227 | 4.504 | 0.35544 | 0 | 4.138 | 1.3793 | 16.0493 | 16.0493 | 5.7213 | 0.53794 | 6.2592 | 0 | 6.2592
2016-11-02 02:00 | 0 | 0 | 0 | 0 | 12.934 | 232 | 12.934 | 18.5165 | 3.971 | 0 | 0 | 1.1987 | 17.3178 | 3.971 | 0.35949 | 0 | 4.208 | 1.4027 | 14.3367 | 14.3367 | 5.0443 | 0.54704 | 5.5913 | 0 | 5.5913
2016-11-02 03:00 | 0 | 0 | 0 | 0 | 12.294 | 232 | 12.294 | 17.6002 | 3.7745 | 0 | 0 | 1.1302 | 16.4701 | 3.7745 | 0.35924 | 0 | 3.967 | 1.3223 | 13.6163 | 13.6163 | 4.7947 | 0.51571 | 5.3104 | 0 | 5.3104
2016-11-02 04:00 | 0 | 0 | 0 | 0.459 | 11.541 | 232 | 12 | 17.1793 | 3.6843 | 0 | 0 | 0.98733 | 16.192 | 3.6843 | 0.35607 | 0 | 3.466 | 1.1553 | 12.6963 | 13.1553 | 4.501 | 0.45058 | 4.9516 | 0.17901 | 5.1306
2016-11-02 05:00 | 0 | 0 | 0 | 0.525 | 11.475 | 232 | 12 | 17.1793 | 3.6843 | 0 | 0 | 0 | 17.1793 | 3.6843 | 0.329 | 0 | 0 | 0 | 11.475 | 12 | 4.4752 | 0 | 4.4752 | 0.20475 | 4.68
2016-11-02 06:00 | 0 | 0 | 2.072 | 0 | 9.928 | 233.7819 | 12 | 17.1793 | 3.6843 | 0 | 0 | 0 | 17.1793 | 3.6843 | 0.329 | 0 | 0 | 0 | 9.928 | 9.928 | 3.8719 | 0 | 3.8719 | 0 | 3.8719
2016-11-02 07:00 | 0.007 | 0 | 3.778 | 1.7764e-15 | 8.229 | 237.031 | 12 | 17.1793 | 3.6843 | 0 | 0 | 0 | 17.1793 | 3.6843 | 0.329 | 0 | 0 | 0 | 8.229 | 8.229 | 3.2093 | 0 | 3.2093 | 6.9278e-16 | 3.2093
2016-11-02 08:00 | 0.026 | 0 | 3.074 | 0 | 8.952 | 239.6746 | 12 | 17.1793 | 3.6843 | 0 | 0 | 0 | 17.1793 | 3.6843 | 0.329 | 0 | 0 | 0 | 8.952 | 8.952 | 3.4913 | 0 | 3.4913 | 0 | 3.4913
2016-11-02 09:00 | 0.063 | 0 | 2.366 | 1.7764e-15 | 9.697 | 241.7094 | 12 | 17.1793 | 3.6843 | 0 | 0 | 12.2962 | 4.8832 | 3.6843 | 0.66612 | 73.777 | 0 | 0 | 9.697 | 9.697 | 3.7818 | 0 | 3.7818 | 6.9278e-16 | 3.7818
2016-11-02 10:00 | 0.075 | 0 | 0 | 1.796 | 10.279 | 241.7094 | 12 | 17.1793 | 3.6843 | 0 | 0 | 12.3287 | 4.8507 | 3.6843 | 0.66701 | 73.972 | 0 | 0 | 10.279 | 12.075 | 4.0088 | 0 | 4.0088 | 0.70044 | 4.7093
2016-11-02 11:00 | 0.075 | 0 | 0 | 0.983 | 11.092 | 241.7094 | 12 | 17.1793 | 3.6843 | 0 | 0 | 12.3578 | 4.8215 | 3.6843 | 0.66781 | 74.147 | 0 | 0 | 11.092 | 12.075 | 4.3259 | 0 | 4.3259 | 0.38337 | 4.7092
2016-11-02 12:00 | 0.097 | 0 | 0 | 0.463 | 11.634 | 241.7094 | 12 | 17.1793 | 3.6843 | 0 | 0 | 13.1222 | 4.0572 | 3.6843 | 0.68877 | 72.803 | 3.47 | 1.1567 | 12.7907 | 13.2537 | 4.5373 | 0.4511 | 4.9884 | 0.18057 | 5.1689
2016-11-02 13:00 | 0.092 | 0 | 0 | 0.233 | 11.859 | 241.7094 | 12 | 17.1793 | 3.6843 | 0 | 0 | 14.1623 | 3.017 | 3.6843 | 0.71728 | 70.493 | 8.472 | 2.824 | 14.683 | 14.916 | 4.625 | 1.1014 | 5.7264 | 0.09087 | 5.8172
2016-11-02 14:00 | 0.095 | 0 | 0 | 0 | 12.679 | 241.7094 | 12.584 | 18.0154 | 3.8636 | 0 | 0 | 3.7015 | 14.3139 | 3.8636 | 0.42577 | 0 | 12.992 | 4.3307 | 17.0097 | 17.0097 | 4.9448 | 1.689 | 6.6338 | 0 | 6.6338
2016-11-02 15:00 | 0.11 | 0 | 0 | 0 | 12.804 | 241.7094 | 12.694 | 18.1729 | 3.8973 | 0 | 0 | 15.6852 | 2.4877 | 3.8973 | 0.73552 | 67.11 | 15.795 | 5.265 | 18.069 | 18.069 | 4.9936 | 2.0534 | 7.0469 | 0 | 7.0469
2016-11-02 16:00 | 0.084 | 0 | 0 | 0 | 13.102 | 241.7094 | 13.018 | 18.6367 | 3.9968 | 0 | 0 | 16.0657 | 2.571 | 3.9968 | 0.73502 | 66.265 | 17.626 | 5.8753 | 18.9773 | 18.9773 | 5.1098 | 2.2914 | 7.4012 | 0 | 7.4012
2016-11-02 17:00 | 0.04 | 0 | 0 | 0 | 12.744 | 241.7094 | 12.704 | 18.1872 | 3.9004 | 0 | 0 | 10.9667 | 7.2205 | 3.9004 | 0.61301 | 65.8 | 0 | 0 | 12.744 | 12.744 | 4.9702 | 0 | 4.9702 | 0 | 4.9702
2016-11-02 18:00 | 0.019 | 0 | 0 | 0 | 12.567 | 241.7094 | 12.548 | 17.9639 | 3.8525 | 0 | 0 | 10.949 | 7.0149 | 3.8525 | 0.61608 | 65.694 | 0 | 0 | 12.567 | 12.567 | 4.9011 | 0 | 4.9011 | 0 | 4.9011
2016-11-02 19:00 | 0.003 | 1.282 | 0 | 0 | 16.285 | 240.2187 | 15 | 21.4742 | 4.6053 | 0 | 0 | 10.9947 | 10.4795 | 4.6053 | 0.57015 | 65.968 | 0 | 0 | 16.285 | 16.285 | 6.3512 | 0 | 6.3512 | 0 | 6.3512
2016-11-02 20:00 | 0 | 0 | 0 | 5.045 | 21.955 | 240.2187 | 27 | 38.6535 | 8.2896 | 0 | 0 | 0 | 38.6535 | 8.2896 | 0.329 | 0 | 0 | 0 | 21.955 | 27 | 8.5625 | 0 | 8.5625 | 1.9676 | 10.53
2016-11-02 21:00 | 0 | 0 | 4.045 | 0 | 22.955 | 243.6974 | 27 | 38.6535 | 8.2896 | 0 | 0 | 0 | 38.6535 | 8.2896 | 0.329 | 0 | 0 | 0 | 22.955 | 22.955 | 8.9524 | 0 | 8.9524 | 0 | 8.9524
2016-11-02 22:00 | 0 | 0 | 0 | 4.615 | 22.385 | 243.6974 | 27 | 38.6535 | 8.2896 | 0 | 0 | 0 | 38.6535 | 8.2896 | 0.329 | 0 | 0 | 0 | 22.385 | 27 | 8.7302 | 0 | 8.7302 | 1.7998 | 10.53
2016-11-02 23:00 | 0 | 5.477 | 0 | 0 | 20.477 | 237.3288 | 15 | 21.4742 | 4.6053 | 0 | 0 | 0 | 21.4742 | 4.6053 | 0.329 | 0 | 0 | 0 | 20.477 | 20.477 | 7.986 | 0 | 7.986 | 0 | 7.986
2016-11-03 | 0 | 2.011 | 0 | 0 | 17.011 | 234.9904 | 15 | 21.4742 | 4.6053 | 0 | 0 | 1.6922 | 19.782 | 4.6053 | 0.36611 | 0 | 5.939 | 1.9797 | 18.9907 | 18.9907 | 6.6343 | 0.77207 | 7.4064 | 0 | 7.4064
2016-11-03 01:00 | 0 | 0 | 0 | 0 | 14.275 | 234.9904 | 14.275 | 20.4362 | 4.3827 | 0 | 0 | 1.4265 | 19.0097 | 4.3827 | 0.36188 | 0 | 5.007 | 1.669 | 15.944 | 15.944 | 5.5672 | 0.65091 | 6.2182 | 0 | 6.2182
2016-11-03 02:00 | 0 | 0 | 0 | 0 | 12.554 | 234.9904 | 12.554 | 17.9724 | 3.8543 | 0 | 0 | 1.2595 | 16.7129 | 3.8543 | 0.36201 | 0 | 4.421 | 1.4737 | 14.0277 | 14.0277 | 4.8961 | 0.57473 | 5.4708 | 0 | 5.4708
2016-11-03 03:00 | 0 | 0 | 0 | 0 | 12.019 | 234.9904 | 12.019 | 17.2065 | 3.6901 | 0 | 0 | 1.1583 | 16.0482 | 3.6901 | 0.36071 | 0 | 4.066 | 1.3553 | 13.3743 | 13.3743 | 4.6874 | 0.52858 | 5.216 | 0 | 5.216
2016-11-03 04:00 | 0 | 0 | 0 | 0.442 | 11.558 | 234.9904 | 12 | 17.1793 | 3.6843 | 0 | 0 | 1.0857 | 16.0937 | 3.6843 | 0.35877 | 0 | 3.811 | 1.2703 | 12.8283 | 13.2703 | 4.5076 | 0.49543 | 5.003 | 0.17238 | 5.1754
2016-11-03 05:00 | 0 | 0 | 0 | 0.992 | 11.008 | 234.9904 | 12 | 17.1793 | 3.6843 | 0 | 0 | 0 | 17.1793 | 3.6843 | 0.329 | 0 | 0 | 0 | 11.008 | 12 | 4.2931 | 0 | 4.2931 | 0.38688 | 4.68
2016-11-03 06:00 | 0 | 0 | 2.504 | 0 | 9.496 | 237.1439 | 12 | 17.1793 | 3.6843 | 0 | 0 | 0 | 17.1793 | 3.6843 | 0.329 | 0 | 0 | 0 | 9.496 | 9.496 | 3.7034 | 0 | 3.7034 | 0 | 3.7034
2016-11-03 07:00 | 0.01 | 0 | 3.796 | 0 | 8.214 | 240.4084 | 12 | 17.1793 | 3.6843 | 0 | 0 | 0 | 17.1793 | 3.6843 | 0.329 | 0 | 0 | 0 | 8.214 | 8.214 | 3.2035 | 0 | 3.2035 | 0 | 3.2035
2016-11-03 08:00 | 0.03 | 0 | 2.618 | 0 | 9.412 | 242.6599 | 12 | 17.1793 | 3.6843 | 0 | 0 | 0 | 17.1793 | 3.6843 | 0.329 | 0 | 0 | 0 | 9.412 | 9.412 | 3.6707 | 0 | 3.6707 | 0 | 3.6707
2016-11-03 09:00 | 0.064 | 0 | 2.276 | 0 | 9.788 | 244.6173 | 12 | 17.1793 | 3.6843 | 0 | 0 | 12.2185 | 4.9608 | 3.6843 | 0.66399 | 73.311 | 0 | 0 | 9.788 | 9.788 | 3.8173 | 0 | 3.8173 | 0 | 3.8173
2016-11-03 10:00 | 0.121 | 0 | 2.082 | 0 | 10.039 | 246.4078 | 12 | 17.1793 | 3.6843 | 0 | 0 | 12.2412 | 4.9382 | 3.6843 | 0.66461 | 73.447 | 0 | 0 | 10.039 | 10.039 | 3.9152 | 0 | 3.9152 | 0 | 3.9152
2016-11-03 11:00 | 0.15 | 0 | 1.936 | 0 | 10.214 | 248.0727 | 12 | 17.1793 | 3.6843 | 0 | 0 | 12.2767 | 4.9027 | 3.6843 | 0.66559 | 73.66 | 0 | 0 | 10.214 | 10.214 | 3.9835 | 0 | 3.9835 | 0 | 3.9835
2016-11-03 12:00 | 0.146 | 0 | 0 | 1.126 | 11.02 | 248.0727 | 12 | 17.1793 | 3.6843 | 0 | 0 | 13.2577 | 3.9217 | 3.6843 | 0.69248 | 72.502 | 4.121 | 1.3737 | 12.3937 | 13.5197 | 4.2978 | 0.53573 | 4.8335 | 0.43914 | 5.2727
2016-11-03 13:00 | 0.147 | 0 | 0 | 0.651 | 11.496 | 248.0727 | 12 | 17.1793 | 3.6843 | 0 | 0 | 14.3178 | 2.8615 | 3.6843 | 0.72155 | 70.147 | 9.22 | 3.0733 | 14.5693 | 15.2203 | 4.4834 | 1.1986 | 5.682 | 0.25389 | 5.9359
2016-11-03 14:00 | 0.14 | 0 | 0 | 0.329 | 11.811 | 248.0727 | 12 | 17.1793 | 3.6843 | 0 | 0 | 3.9672 | 13.2122 | 3.6843 | 0.43777 | 0 | 13.925 | 4.6417 | 16.4527 | 16.7817 | 4.6063 | 1.8102 | 6.4165 | 0.12831 | 6.5449
2016-11-03 15:00 | 0.128 | 0 | 0 | 0.444 | 11.684 | 248.0727 | 12 | 17.1793 | 3.6843 | 0 | 0 | 15.8853 | 1.294 | 3.6843 | 0.76452 | 66.666 | 16.758 | 5.586 | 17.27 | 17.714 | 4.5568 | 2.1785 | 6.7353 | 0.17316 | 6.9085
2016-11-03 16:00 | 0.091 | 0 | 0 | 0.024 | 12.067 | 248.0727 | 12 | 17.1793 | 3.6843 | 0 | 0 | 16.2757 | 0.90366 | 3.6843 | 0.77522 | 65.799 | 18.636 | 6.212 | 18.279 | 18.303 | 4.7061 | 2.4227 | 7.1288 | 0.00936 | 7.1382
2016-11-03 17:00 | 0.04 | 0 | 0 | 0 | 12.048 | 248.0727 | 12.008 | 17.1908 | 3.6867 | 0 | 0 | 10.8895 | 6.3013 | 3.6867 | 0.62735 | 65.337 | 0 | 0 | 12.048 | 12.048 | 4.6987 | 0 | 4.6987 | 0 | 4.6987
2016-11-03 18:00 | 0.016 | 0 | 0 | 0.691 | 11.325 | 248.0727 | 12 | 17.1793 | 3.6843 | 0 | 0 | 10.8663 | 6.313 | 3.6843 | 0.62692 | 65.198 | 0 | 0 | 11.325 | 12.016 | 4.4168 | 0 | 4.4168 | 0.26949 | 4.6862
2016-11-03 19:00 | 0.001 | 0 | 0 | 0 | 14.642 | 248.0727 | 14.641 | 20.9602 | 4.4951 | 0 | 0 | 10.891 | 10.0692 | 4.4951 | 0.57373 | 65.346 | 0 | 0 | 14.642 | 14.642 | 5.7104 | 0 | 5.7104 | 0 | 5.7104
2016-11-03 20:00 | 0 | 4.941 | 0 | 0 | 19.941 | 242.3274 | 15 | 21.4742 | 4.6053 | 0 | 0 | 0 | 21.4742 | 4.6053 | 0.329 | 0 | 0 | 0 | 19.941 | 19.941 | 7.777 | 0 | 7.777 | 0 | 7.777
2016-11-03 21:00 | 0 | 0 | 0 | 5.314 | 21.686 | 242.3274 | 27 | 38.6535 | 8.2896 | 0 | 0 | 0 | 38.6535 | 8.2896 | 0.329 | 0 | 0 | 0 | 21.686 | 27 | 8.4575 | 0 | 8.4575 | 2.0725 | 10.53
2016-11-03 22:00 | 0 | 0 | 5.2385 | 0.31352 | 21.448 | 246.8325 | 27 | 38.6535 | 8.2896 | 0 | 0 | 0 | 38.6535 | 8.2896 | 0.329 | 0 | 0 | 0 | 21.448 | 21.7615 | 8.3647 | 0 | 8.3647 | 0.12227 | 8.487
2016-11-03 23:00 | 0 | 4.03 | 0 | 0 | 19.03 | 242.1464 | 15 | 21.4742 | 4.6053 | 0 | 0 | 0 | 21.4742 | 4.6053 | 0.329 | 0 | 0 | 0 | 19.03 | 19.03 | 7.4217 | 0 | 7.4217 | 0 | 7.4217
2016-11-04 | 0 | 1.338 | 0 | 0 | 16.338 | 240.5906 | 15 | 21.4742 | 4.6053 | 0 | 0 | 2.1592 | 19.315 | 4.6053 | 0.37636 | 0 | 7.578 | 2.526 | 18.864 | 18.864 | 6.3718 | 0.98514 | 7.357 | 0 | 7.357
2016-11-04 01:00 | 0 | 0 | 0 | 0 | 14.251 | 240.5906 | 14.251 | 20.4019 | 4.3754 | 0 | 0 | 1.8003 | 18.6016 | 4.3754 | 0.37056 | 0 | 6.319 | 2.1063 | 16.3573 | 16.3573 | 5.5579 | 0.82147 | 6.3794 | 0 | 6.3794
2016-11-04 02:00 | 0 | 0 | 0 | 0 | 12.835 | 240.5906 | 12.835 | 18.3747 | 3.9406 | 0 | 0 | 1.504 | 16.8707 | 3.9406 | 0.36755 | 0 | 5.279 | 1.7597 | 14.5947 | 14.5947 | 5.0057 | 0.68627 | 5.6919 | 0 | 5.6919
2016-11-04 03:00 | 0 | 0 | 0 | 0 | 12.314 | 240.5906 | 12.314 | 17.6289 | 3.7807 | 0 | 0 | 1.3295 | 16.2994 | 3.7807 | 0.36452 | 0 | 4.667 | 1.5557 | 13.8697 | 13.8697 | 4.8025 | 0.60671 | 5.4092 | 0 | 5.4092
2016-11-04 04:00 | 0 | 0 | 0 | 0.322 | 11.678 | 240.5906 | 12 | 17.1793 | 3.6843 | 0 | 0 | 1.2033 | 15.976 | 3.6843 | 0.36199 | 0 | 4.224 | 1.408 | 13.086 | 13.408 | 4.5544 | 0.54912 | 5.1035 | 0.12558 | 5.2291
2016-11-04 05:00 | 0 | 0 | 0 | 0.9 | 11.1 | 240.5906 | 12 | 17.1793 | 3.6843 | 0 | 0 | 0 | 17.1793 | 3.6843 | 0.329 | 0 | 0 | 0 | 11.1 | 12 | 4.329 | 0 | 4.329 | 0.351 | 4.68
2016-11-04 06:00 | 0.001 | 0 | 2.782 | 1.7764e-15 | 9.219 | 242.9831 | 12 | 17.1793 | 3.6843 | 0 | 0 | 0 | 17.1793 | 3.6843 | 0.329 | 0 | 0 | 0 | 9.219 | 9.219 | 3.5954 | 0 | 3.5954 | 6.9278e-16 | 3.5954
2016-11-04 07:00 | 0.017 | 0 | 4.144 | 0 | 7.873 | 246.547 | 12 | 17.1793 | 3.6843 | 0 | 0 | 0 | 17.1793 | 3.6843 | 0.329 | 0 | 0 | 0 | 7.873 | 7.873 | 3.0705 | 0 | 3.0705 | 0 | 3.0705
2016-11-04 08:00 | 0.071 | 0 | 3.561 | 0 | 8.51 | 249.6094 | 12 | 17.1793 | 3.6843 | 0 | 0 | 0 | 17.1793 | 3.6843 | 0.329 | 0 | 0 | 0 | 8.51 | 8.51 | 3.3189 | 0 | 3.3189 | 0 | 3.3189
2016-11-04 09:00 | 0.12 | 0 | 0 | 3.564 | 8.556 | 249.6094 | 12 | 17.1793 | 3.6843 | 0 | 0 | 12.2523 | 4.927 | 3.6843 | 0.66492 | 73.514 | 0 | 0 | 8.556 | 12.12 | 3.3368 | 0 | 3.3368 | 1.39 | 4.7268
2016-11-04 10:00 | 0.152 | 0 | 0 | 2.65 | 9.502 | 249.6094 | 12 | 17.1793 | 3.6843 | 0 | 0 | 12.3032 | 4.8762 | 3.6843 | 0.66631 | 73.819 | 0 | 0 | 9.502 | 12.152 | 3.7058 | 0 | 3.7058 | 1.0335 | 4.7393
2016-11-04 11:00 | 0.174 | 0 | 0 | 1.825 | 10.349 | 249.6094 | 12 | 17.1793 | 3.6843 | 0 | 0 | 12.3478 | 4.8315 | 3.6843 | 0.66754 | 74.087 | 0 | 0 | 10.349 | 12.174 | 4.0361 | 0 | 4.0361 | 0.71175 | 4.7479
2016-11-04 12:00 | 0.175 | 0 | 0 | 0.931 | 11.244 | 249.6094 | 12 | 17.1793 | 3.6843 | 0 | 0 | 13.266 | 3.9133 | 3.6843 | 0.69271 | 72.483 | 4.161 | 1.387 | 12.631 | 13.562 | 4.3852 | 0.54093 | 4.9261 | 0.36309 | 5.2892
2016-11-04 13:00 | 0.178 | 0 | 0 | 0.462 | 11.716 | 249.6094 | 12 | 17.1793 | 3.6843 | 0 | 0 | 14.3275 | 2.8518 | 3.6843 | 0.72181 | 70.126 | 9.266 | 3.0887 | 14.8047 | 15.2667 | 4.5692 | 1.2046 | 5.7738 | 0.18018 | 5.954
2016-11-04 14:00 | 0.168 | 0 | 0 | 0.481 | 11.687 | 249.6094 | 12 | 17.1793 | 3.6843 | 0 | 0 | 4.2735 | 12.9058 | 3.6843 | 0.44617 | 0 | 15 | 5 | 16.687 | 17.168 | 4.5579 | 1.95 | 6.5079 | 0.18759 | 6.6955
2016-11-04 15:00 | 0.151 | 0 | 0 | 0 | 12.433 | 249.6094 | 12.282 | 17.583 | 3.7708 | 0 | 0 | 16.2318 | 1.3512 | 3.7708 | 0.7638 | 65.896 | 18.424 | 6.1413 | 18.5743 | 18.5743 | 4.8489 | 2.3951 | 7.244 | 0 | 7.244
2016-11-04 16:00 | 0.111 | 0 | 0 | 0 | 12.293 | 249.6094 | 12.182 | 17.4399 | 3.7401 | 0 | 0 | 16.6637 | 0.77622 | 3.7401 | 0.77904 | 64.937 | 20.501 | 6.8337 | 19.1267 | 19.1267 | 4.7943 | 2.6651 | 7.4594 | 0 | 7.4594
2016-11-04 17:00 | 0.066 | 0 | 0 | 0.485 | 11.581 | 249.6094 | 12 | 17.1793 | 3.6843 | 0 | 0 | 10.7337 | 6.4457 | 3.6843 | 0.62328 | 64.402 | 0 | 0 | 11.581 | 12.066 | 4.5166 | 0 | 4.5166 | 0.18915 | 4.7057
2016-11-04 18:00 | 0.016 | 0 | 1.214 | 1.7764e-15 | 10.802 | 250.6535 | 12 | 17.1793 | 3.6843 | 0 | 0 | 10.6993 | 6.48 | 3.6843 | 0.62234 | 64.196 | 0 | 0 | 10.802 | 10.802 | 4.2128 | 0 | 4.2128 | 6.9278e-16 | 4.2128
2016-11-04 19:00 | 0.001 | 0 | 0 | 0 | 13.338 | 250.6535 | 13.337 | 19.0934 | 4.0947 | 0 | 0 | 10.7233 | 8.3701 | 4.0947 | 0.59353 | 64.34 | 0 | 0 | 13.338 | 13.338 | 5.2018 | 0 | 5.2018 | 0 | 5.2018
2016-11-04 20:00 | 0 | 3.947 | 0 | 0 | 18.947 | 246.064 | 15 | 21.4742 | 4.6053 | 0 | 0 | 0 | 21.4742 | 4.6053 | 0.329 | 0 | 0 | 0 | 18.947 | 18.947 | 7.3893 | 0 | 7.3893 | 0 | 7.3893
2016-11-04 21:00 | 0 | 4.447 | 0 | 0 | 19.447 | 240.893 | 15 | 21.4742 | 4.6053 | 0 | 0 | 0 | 21.4742 | 4.6053 | 0.329 | 0 | 0 | 0 | 19.447 | 19.447 | 7.5843 | 0 | 7.5843 | 0 | 7.5843
2016-11-04 22:00 | 0 | 4.897 | 0 | 0 | 19.897 | 235.1988 | 15 | 21.4742 | 4.6053 | 0 | 0 | 0 | 21.4742 | 4.6053 | 0.329 | 0 | 0 | 0 | 19.897 | 19.897 | 7.7598 | 0 | 7.7598 | 0 | 7.7598
2016-11-04 23:00 | 0 | 2.751 | 0 | 0 | 17.751 | 232 | 15 | 21.4742 | 4.6053 | 0 | 0 | 0 | 21.4742 | 4.6053 | 0.329 | 0 | 0 | 0 | 17.751 | 17.751 | 6.9229 | 0 | 6.9229 | 0 | 6.9229
2016-11-05 | 0 | 0 | 0 | 0 | 14.795 | 232 | 14.795 | 21.1807 | 4.5424 | 0 | 0 | 2.5057 | 18.675 | 4.5424 | 0.38472 | 0 | 8.795 | 2.9317 | 17.7267 | 17.7267 | 5.7701 | 1.1434 | 6.9134 | 0 | 6.9134
2016-11-05 01:00 | 0 | 0 | 0 | 0 | 13.564 | 232 | 13.564 | 19.4184 | 4.1644 | 0 | 0 | 2.1982 | 17.2202 | 4.1644 | 0.38232 | 0 | 7.715 | 2.5717 | 16.1357 | 16.1357 | 5.29 | 1.003 | 6.2929 | 0 | 6.2929
2016-11-05 02:00 | 0 | 0 | 0 | 0 | 12.402 | 232 | 12.402 | 17.7548 | 3.8077 | 0 | 0 | 1.9147 | 15.8402 | 3.8077 | 0.37979 | 0 | 6.721 | 2.2403 | 14.6423 | 14.6423 | 4.8368 | 0.87373 | 5.7105 | 0 | 5.7105
2016-11-05 03:00 | 0 | 0 | 0 | 0.097 | 11.903 | 232 | 12 | 17.1793 | 3.6843 | 0 | 0 | 1.7105 | 15.4688 | 3.6843 | 0.3759 | 0 | 6.004 | 2.0013 | 13.9043 | 14.0013 | 4.6422 | 0.78052 | 5.4227 | 0.03783 | 5.4605
2016-11-05 04:00 | 0 | 0 | 1.233 | 0 | 10.767 | 233.0604 | 12 | 17.1793 | 3.6843 | 0 | 0 | 1.551 | 15.6283 | 3.6843 | 0.37152 | 0 | 5.444 | 1.8147 | 12.5817 | 12.5817 | 4.1991 | 0.70772 | 4.9069 | 0 | 4.9069
2016-11-05 05:00 | 0 | 0 | 1.521 | 0 | 10.479 | 234.3684 | 12 | 17.1793 | 3.6843 | 0 | 0 | 0 | 17.1793 | 3.6843 | 0.329 | 0 | 0 | 0 | 10.479 | 10.479 | 4.0868 | 0 | 4.0868 | 0 | 4.0868
2016-11-05 06:00 | 0.001 | 0 | 3.048 | 1.7764e-15 | 8.953 | 236.9897 | 12 | 17.1793 | 3.6843 | 0 | 0 | 0 | 17.1793 | 3.6843 | 0.329 | 0 | 0 | 0 | 8.953 | 8.953 | 3.4917 | 0 | 3.4917 | 6.9278e-16 | 3.4917
2016-11-05 07:00 | 0.028 | 0 | 4.307 | 0 | 7.721 | 240.6937 | 12 | 17.1793 | 3.6843 | 0 | 0 | 0 | 17.1793 | 3.6843 | 0.329 | 0 | 0 | 0 | 7.721 | 7.721 | 3.0112 | 0 | 3.0112 | 0 | 3.0112
2016-11-05 08:00 | 0.075 | 0 | 3.145 | 0 | 8.93 | 243.3984 | 12 | 17.1793 | 3.6843 | 0 | 0 | 0 | 17.1793 | 3.6843 | 0.329 | 0 | 0 | 0 | 8.93 | 8.93 | 3.4827 | 0 | 3.4827 | 0 | 3.4827
2016-11-05 09:00 | 0.119 | 0 | 2.874 | 0 | 9.245 | 245.8701 | 12 | 17.1793 | 3.6843 | 0 | 0 | 12.2132 | 4.9662 | 3.6843 | 0.66384 | 73.279 | 0 | 0 | 9.245 | 9.245 | 3.6056 | 0 | 3.6056 | 0 | 3.6056
2016-11-05 10:00 | 0.152 | 0 | 2.267 | 0 | 9.885 | 247.8197 | 12 | 17.1793 | 3.6843 | 0 | 0 | 12.2573 | 4.922 | 3.6843 | 0.66506 | 73.544 | 0 | 0 | 9.885 | 9.885 | 3.8552 | 0 | 3.8552 | 0 | 3.8552
2016-11-05 11:00 | 0.167 | 0 | 2.087 | 0 | 10.08 | 249.6145 | 12 | 17.1793 | 3.6843 | 0 | 0 | 12.307 | 4.8723 | 3.6843 | 0.66642 | 73.842 | 0 | 0 | 10.08 | 10.08 | 3.9312 | 0 | 3.9312 | 0 | 3.9312
2016-11-05 12:00 | 0.168 | 0 | 1.48 | 0 | 10.688 | 250.8873 | 12 | 17.1793 | 3.6843 | 0 | 0 | 13.2205 | 3.9588 | 3.6843 | 0.69146 | 72.585 | 3.942 | 1.314 | 12.002 | 12.002 | 4.1683 | 0.51246 | 4.6808 | 0 | 4.6808
2016-11-05 13:00 | 0.169 | 0 | 1.385 | 0 | 10.784 | 252.0784 | 12 | 17.1793 | 3.6843 | 0 | 0 | 14.2268 | 2.9525 | 3.6843 | 0.71905 | 70.349 | 8.782 | 2.9273 | 13.7113 | 13.7113 | 4.2058 | 1.1417 | 5.3474 | 0 | 5.3474
2016-11-05 14:00 | 0.17 | 0 | 0 | 0.754 | 11.416 | 252.0784 | 12 | 17.1793 | 3.6843 | 0 | 0 | 3.6553 | 13.524 | 3.6843 | 0.42922 | 0 | 12.83 | 4.2767 | 15.6927 | 16.4467 | 4.4522 | 1.6679 | 6.1201 | 0.29406 | 6.4142
2016-11-05 15:00 | 0.155 | 0 | 0 | 0.321 | 11.834 | 252.0784 | 12 | 17.1793 | 3.6843 | 0 | 0 | 15.624 | 1.5553 | 3.6843 | 0.75736 | 67.246 | 15.501 | 5.167 | 17.001 | 17.322 | 4.6153 | 2.0151 | 6.6304 | 0.12519 | 6.7556
2016-11-05 16:00 | 0.116 | 0 | 0 | 0.567 | 11.549 | 252.0784 | 12 | 17.1793 | 3.6843 | 0 | 0 | 16.0197 | 1.1597 | 3.6843 | 0.76821 | 66.367 | 17.404 | 5.8013 | 17.3503 | 17.9173 | 4.5041 | 2.2625 | 6.7666 | 0.22113 | 6.9878
2016-11-05 17:00 | 0.083 | 0 | 0 | 0.747 | 11.336 | 252.0784 | 12 | 17.1793 | 3.6843 | 0 | 0 | 10.965 | 6.2143 | 3.6843 | 0.62962 | 65.79 | 0 | 0 | 11.336 | 12.083 | 4.421 | 0 | 4.421 | 0.29133 | 4.7124
2016-11-05 18:00 | 0.016 | 0 | 0 | 0.883 | 11.133 | 252.0784 | 12 | 17.1793 | 3.6843 | 0 | 0 | 10.929 | 6.2503 | 3.6843 | 0.62864 | 65.574 | 0 | 0 | 11.133 | 12.016 | 4.3419 | 0 | 4.3419 | 0.34437 | 4.6862
2016-11-05 19:00 | 0.001 | 0.138 | 0 | 0 | 15.139 | 251.918 | 15 | 21.4742 | 4.6053 | 0 | 0 | 10.9598 | 10.5143 | 4.6053 | 0.56939 | 65.759 | 0 | 0 | 15.139 | 15.139 | 5.9042 | 0 | 5.9042 | 0 | 5.9042
2016-11-05 20:00 | 0 | 5.759 | 0 | 0 | 20.759 | 245.2214 | 15 | 21.4742 | 4.6053 | 0 | 0 | 0 | 21.4742 | 4.6053 | 0.329 | 0 | 0 | 0 | 20.759 | 20.759 | 8.096 | 0 | 8.096 | 0 | 8.096
2016-11-05 21:00 | 0 | 0 | 4.1701 | 1.1009 | 21.729 | 248.8077 | 27 | 38.6535 | 8.2896 | 0 | 0 | 0 | 38.6535 | 8.2896 | 0.329 | 0 | 0 | 0 | 21.729 | 22.8299 | 8.4743 | 0 | 8.4743 | 0.42935 | 8.9037
2016-11-05 22:00 | 0 | 4.994 | 0 | 0 | 19.994 | 243.0008 | 15 | 21.4742 | 4.6053 | 0 | 0 | 0 | 21.4742 | 4.6053 | 0.329 | 0 | 0 | 0 | 19.994 | 19.994 | 7.7977 | 0 | 7.7977 | 0 | 7.7977
2016-11-05 23:00 | 0 | 2.141 | 0 | 0 | 17.141 | 240.5112 | 15 | 21.4742 | 4.6053 | 0 | 0 | 0 | 21.4742 | 4.6053 | 0.329 | 0 | 0 | 0 | 17.141 | 17.141 | 6.685 | 0 | 6.685 | 0 | 6.685
2016-11-06 | 0 | 0 | 0 | 0 | 14.245 | 240.5112 | 14.245 | 20.3933 | 4.3735 | 0 | 0 | 2.3513 | 18.042 | 4.3735 | 0.38331 | 0 | 8.253 | 2.751 | 16.996 | 16.996 | 5.5556 | 1.0729 | 6.6284 | 0 | 6.6284
2016-11-06 01:00 | 0 | 0 | 0 | 0 | 13.246 | 240.5112 | 13.246 | 18.9631 | 4.0668 | 0 | 0 | 2.0607 | 16.9025 | 4.0668 | 0.38018 | 0 | 7.233 | 2.411 | 15.657 | 15.657 | 5.1659 | 0.94029 | 6.1062 | 0 | 6.1062
2016-11-06 02:00 | 0 | 0 | 0 | 0 | 12.163 | 240.5112 | 12.163 | 17.4127 | 3.7343 | 0 | 0 | 1.8513 | 15.5614 | 3.7343 | 0.37908 | 0 | 6.498 | 2.166 | 14.329 | 14.329 | 4.7436 | 0.84474 | 5.5883 | 0 | 5.5883
2016-11-06 03:00 | 0 | 0 | 0 | 0.038 | 11.962 | 240.5112 | 12 | 17.1793 | 3.6843 | 0 | 0 | 1.689 | 15.4903 | 3.6843 | 0.37531 | 0 | 5.928 | 1.976 | 13.938 | 13.976 | 4.6652 | 0.77064 | 5.4358 | 0.01482 | 5.4506
2016-11-06 04:00 | 0 | 0 | 0 | 0.44 | 11.56 | 240.5112 | 12 | 17.1793 | 3.6843 | 0 | 0 | 1.5593 | 15.62 | 3.6843 | 0.37175 | 0 | 5.473 | 1.8243 | 13.3843 | 13.8243 | 4.5084 | 0.71149 | 5.2199 | 0.1716 | 5.3915
2016-11-06 05:00 | 0 | 0 | 0 | 0.555 | 11.445 | 240.5112 | 12 | 17.1793 | 3.6843 | 0 | 0 | 0 | 17.1793 | 3.6843 | 0.329 | 0 | 0 | 0 | 11.445 | 12 | 4.4636 | 0 | 4.4636 | 0.21645 | 4.68
2016-11-06 06:00 | 0.001 | 0 | 2.284 | 0 | 9.717 | 242.4755 | 12 | 17.1793 | 3.6843 | 0 | 0 | 0 | 17.1793 | 3.6843 | 0.329 | 0 | 0 | 0 | 9.717 | 9.717 | 3.7896 | 0 | 3.7896 | 0 | 3.7896
2016-11-06 07:00 | 0.034 | 0 | 3.337 | 0 | 8.697 | 245.3453 | 12 | 17.1793 | 3.6843 | 0 | 0 | 0 | 17.1793 | 3.6843 | 0.329 | 0 | 0 | 0 | 8.697 | 8.697 | 3.3918 | 0 | 3.3918 | 0 | 3.3918
2016-11-06 08:00 | 0.075 | 0 | 3.235 | 0 | 8.84 | 248.1274 | 12 | 17.1793 | 3.6843 | 0 | 0 | 0 | 17.1793 | 3.6843 | 0.329 | 0 | 0 | 0 | 8.84 | 8.84 | 3.4476 | 0 | 3.4476 | 0 | 3.4476
2016-11-06 09:00 | 0.123 | 0 | 3.176 | 0 | 8.947 | 250.8587 | 12 | 17.1793 | 3.6843 | 0 | 0 | 12.1788 | 5.0005 | 3.6843 | 0.6629 | 73.073 | 0 | 0 | 8.947 | 8.947 | 3.4893 | 0 | 3.4893 | 0 | 3.4893
2016-11-06 10:00 | 0.15 | 0 | 0 | 2.319 | 9.831 | 250.8587 | 12 | 17.1793 | 3.6843 | 0 | 0 | 12.2135 | 4.9658 | 3.6843 | 0.66385 | 73.281 | 0 | 0 | 9.831 | 12.15 | 3.8341 | 0 | 3.8341 | 0.90441 | 4.7385
2016-11-06 11:00 | 0.17 | 0 | 0 | 2.168 | 10.002 | 250.8587 | 12 | 17.1793 | 3.6843 | 0 | 0 | 12.2507 | 4.9287 | 3.6843 | 0.66487 | 73.504 | 0 | 0 | 10.002 | 12.17 | 3.9008 | 0 | 3.9008 | 0.84552 | 4.7463
2016-11-06 12:00 | 0.175 | 0 | 0 | 1.633 | 10.542 | 250.8587 | 12 | 17.1793 | 3.6843 | 0 | 0 | 13.3377 | 3.8417 | 3.6843 | 0.69467 | 72.324 | 4.506 | 1.502 | 12.044 | 13.677 | 4.1114 | 0.58578 | 4.6972 | 0.63687 | 5.334
2016-11-06 13:00 | 0.169 | 0 | 0 | 1.409 | 10.76 | 250.8587 | 12 | 17.1793 | 3.6843 | 0 | 0 | 14.0717 | 3.1077 | 3.6843 | 0.7148 | 70.694 | 8.036 | 2.6787 | 13.4387 | 14.8477 | 4.1964 | 1.0447 | 5.2411 | 0.54951 | 5.7906
2016-11-06 14:00 | 0.16 | 0 | 0 | 0.577 | 11.583 | 250.8587 | 12 | 17.1793 | 3.6843 | 0 | 0 | 3.2483 | 13.931 | 3.6843 | 0.41806 | 0 | 11.401 | 3.8003 | 15.3833 | 15.9603 | 4.5174 | 1.4821 | 5.9995 | 0.22503 | 6.2245
2016-11-06 15:00 | 0.15 | 0 | 0 | 0.599 | 11.551 | 250.8587 | 12 | 17.1793 | 3.6843 | 0 | 0 | 15.3742 | 1.8052 | 3.6843 | 0.75051 | 67.801 | 14.3 | 4.7667 | 16.3177 | 16.9167 | 4.5049 | 1.859 | 6.3639 | 0.23361 | 6.5975
2016-11-06 16:00 | 0.119 | 0 | 0 | 0.164 | 11.955 | 250.8587 | 12 | 17.1793 | 3.6843 | 0 | 0 | 15.8757 | 1.3037 | 3.6843 | 0.76426 | 66.687 | 16.711 | 5.5703 | 17.5253 | 17.6893 | 4.6624 | 2.1724 | 6.8349 | 0.06396 | 6.8988
2016-11-06 17:00 | 0.076 | 0 | 0 | 0.378 | 11.698 | 250.8587 | 12 | 17.1793 | 3.6843 | 0 | 0 | 10.9825 | 6.1968 | 3.6843 | 0.6301 | 65.895 | 0 | 0 | 11.698 | 12.076 | 4.5622 | 0 | 4.5622 | 0.14742 | 4.7096
2016-11-06 18:00 | 0.017 | 0 | 0 | 0.156 | 11.861 | 250.8587 | 12 | 17.1793 | 3.6843 | 0 | 0 | 10.9057 | 6.2737 | 3.6843 | 0.628 | 65.434 | 0 | 0 | 11.861 | 12.017 | 4.6258 | 0 | 4.6258 | 0.06084 | 4.6866
2016-11-06 19:00 | 0.001 | 0.83 | 0 | 0 | 15.831 | 249.8936 | 15 | 21.4742 | 4.6053 | 0 | 0 | 10.8887 | 10.5855 | 4.6053 | 0.56782 | 65.332 | 0 | 0 | 15.831 | 15.831 | 6.1741 | 0 | 6.1741 | 0 | 6.1741
2016-11-06 20:00 | 0 | 0 | 0 | 5.636 | 21.364 | 249.8936 | 27 | 38.6535 | 8.2896 | 0 | 0 | 0 | 38.6535 | 8.2896 | 0.329 | 0 | 0 | 0 | 21.364 | 27 | 8.332 | 0 | 8.332 | 2.198 | 10.53
2016-11-06 21:00 | 0 | 0 | 0 | 5.374 | 21.626 | 249.8936 | 27 | 38.6535 | 8.2896 | 0 | 0 | 0 | 38.6535 | 8.2896 | 0.329 | 0 | 0 | 0 | 21.626 | 27 | 8.4341 | 0 | 8.4341 | 2.0959 | 10.53
2016-11-06 22:00 | 0 | 5.48 | 0 | 0 | 20.48 | 243.5215 | 15 | 21.4742 | 4.6053 | 0 | 0 | 0 | 21.4742 | 4.6053 | 0.329 | 0 | 0 | 0 | 20.48 | 20.48 | 7.9872 | 0 | 7.9872 | 0 | 7.9872
2016-11-06 23:00 | 0 | 2.458 | 0 | 0 | 17.458 | 240.6634 | 15 | 21.4742 | 4.6053 | 0 | 0 | 0 | 21.4742 | 4.6053 | 0.329 | 0 | 0 | 0 | 17.458 | 17.458 | 6.8086 | 0 | 6.8086 | 0 | 6.8086
2016-11-07 | 0 | 0 | 0 | 0 | 14.423 | 240.6634 | 14.423 | 20.6481 | 4.4282 | 0 | 0 | 2.411 | 18.2371 | 4.4282 | 0.384 | 0 | 8.462 | 2.8207 | 17.2437 | 17.2437 | 5.625 | 1.1001 | 6.725 | 0 | 6.725
2016-11-07 01:00 | 0 | 0 | 0 | 0 | 12.236 | 240.6634 | 12.236 | 17.5172 | 3.7567 | 0 | 0 | 2.1192 | 15.398 | 3.7567 | 0.38598 | 0 | 7.439 | 2.4797 | 14.7157 | 14.7157 | 4.772 | 0.96707 | 5.7391 | 0 | 5.7391
2016-11-07 02:00 | 0 | 0 | 0 | 1.059 | 10.941 | 240.6634 | 12 | 17.1793 | 3.6843 | 0 | 0 | 1.8868 | 15.2925 | 3.6843 | 0.38073 | 0 | 6.623 | 2.2077 | 13.1487 | 14.2077 | 4.267 | 0.86099 | 5.128 | 0.41301 | 5.541
2016-11-07 03:00 | 0 | 0 | 1.635 | 0 | 10.365 | 242.0695 | 12 | 17.1793 | 3.6843 | 0 | 0 | 1.6953 | 15.484 | 3.6843 | 0.37548 | 0 | 5.95 | 1.9833 | 12.3483 | 12.3483 | 4.0423 | 0.7735 | 4.8159 | 0 | 4.8159
2016-11-07 04:00 | 0 | 0 | 1.819 | 0 | 10.181 | 243.6338 | 12 | 17.1793 | 3.6843 | 0 | 0 | 1.5498 | 15.6295 | 3.6843 | 0.37149 | 0 | 5.44 | 1.8133 | 11.9943 | 11.9943 | 3.9706 | 0.7072 | 4.6778 | 0 | 4.6778
2016-11-07 05:00 | 0 | 0 | 1.612 | 0 | 10.388 | 245.0202 | 12 | 17.1793 | 3.6843 | 0 | 0 | 0 | 17.1793 | 3.6843 | 0.329 | 0 | 0 | 0 | 10.388 | 10.388 | 4.0513 | 0 | 4.0513 | 0 | 4.0513
2016-11-07 06:00 | 0.002 | 0 | 0 | 2.468 | 9.534 | 245.0202 | 12 | 17.1793 | 3.6843 | 0 | 0 | 0 | 17.1793 | 3.6843 | 0.329 | 0 | 0 | 0 | 9.534 | 12.002 | 3.7183 | 0 | 3.7183 | 0.96252 | 4.6808
2016-11-07 07:00 | 0.032 | 0 | 4.409 | 0 | 7.623 | 248.8119 | 12 | 17.1793 | 3.6843 | 0 | 0 | 0 | 17.1793 | 3.6843 | 0.329 | 0 | 0 | 0 | 7.623 | 7.623 | 2.973 | 0 | 2.973 | 0 | 2.973
2016-11-07 08:00 | 0.077 | 0 | 4.089 | 0 | 7.988 | 252.3284 | 12 | 17.1793 | 3.6843 | 0 | 0 | 0 | 17.1793 | 3.6843 | 0.329 | 0 | 0 | 0 | 7.988 | 7.988 | 3.1153 | 0 | 3.1153 | 0 | 3.1153
2016-11-07 09:00 | 0.12 | 0 | 0 | 3.303 | 8.817 | 252.3284 | 12 | 17.1793 | 3.6843 | 0 | 0 | 12.1638 | 5.0155 | 3.6843 | 0.66249 | 72.983 | 0 | 0 | 8.817 | 12.12 | 3.4386 | 0 | 3.4386 | 1.2882 | 4.7268
2016-11-07 10:00 | 0.152 | 0 | 0 | 2.633 | 9.519 | 252.3284 | 12 | 17.1793 | 3.6843 | 0 | 0 | 12.1845 | 4.9948 | 3.6843 | 0.66306 | 73.107 | 0 | 0 | 9.519 | 12.152 | 3.7124 | 0 | 3.7124 | 1.0269 | 4.7393
2016-11-07 11:00 | 0.167 | 0 | 0 | 2.097 | 10.07 | 252.3284 | 12 | 17.1793 | 3.6843 | 0 | 0 | 12.1948 | 4.9845 | 3.6843 | 0.66334 | 73.169 | 0 | 0 | 10.07 | 12.167 | 3.9273 | 0 | 3.9273 | 0.81783 | 4.7451
2016-11-07 12:00 | 0.157 | 0 | 0 | 1.604 | 10.553 | 252.3284 | 12 | 17.1793 | 3.6843 | 0 | 0 | 13.4857 | 3.6937 | 3.6843 | 0.69873 | 71.995 | 5.217 | 1.739 | 12.292 | 13.896 | 4.1157 | 0.67821 | 4.7939 | 0.62556 | 5.4194
2016-11-07 13:00 | 0.162 | 0 | 1.258 | 0 | 10.904 | 253.4103 | 12 | 17.1793 | 3.6843 | 0 | 0 | 14.2842 | 2.8952 | 3.6843 | 0.72062 | 70.222 | 9.057 | 3.019 | 13.923 | 13.923 | 4.2526 | 1.1774 | 5.43 | 0 | 5.43
2016-11-07 14:00 | 0.151 | 0 | 1.235 | 0 | 10.916 | 254.4724 | 12 | 17.1793 | 3.6843 | 0 | 0 | 3.6467 | 13.5327 | 3.6843 | 0.42898 | 0 | 12.8 | 4.2667 | 15.1827 | 15.1827 | 4.2572 | 1.664 | 5.9212 | 0 | 5.9212
2016-11-07 15:00 | 0.137 | 0 | 0 | 0.79 | 11.347 | 254.4724 | 12 | 17.1793 | 3.6843 | 0 | 0 | 15.667 | 1.5123 | 3.6843 | 0.75854 | 67.151 | 15.708 | 5.236 | 16.583 | 17.373 | 4.4253 | 2.042 | 6.4674 | 0.3081 | 6.7755
2016-11-07 16:00 | 0.098 | 0 | 0 | 0.698 | 11.4 | 254.4724 | 12 | 17.1793 | 3.6843 | 0 | 0 | 16.053 | 1.1263 | 3.6843 | 0.76912 | 66.293 | 17.564 | 5.8547 | 17.2547 | 17.9527 | 4.446 | 2.2833 | 6.7293 | 0.27222 | 7.0015
2016-11-07 17:00 | 0.063 | 0 | 0 | 0.697 | 11.366 | 254.4724 | 12 | 17.1793 | 3.6843 | 0 | 0 | 10.9792 | 6.2002 | 3.6843 | 0.63001 | 65.875 | 0 | 0 | 11.366 | 12.063 | 4.4327 | 0 | 4.4327 | 0.27183 | 4.7046
2016-11-07 18:00 | 0.016 | 0 | 0 | 0.444 | 11.572 | 254.4724 | 12 | 17.1793 | 3.6843 | 0 | 0 | 10.9798 | 6.1995 | 3.6843 | 0.63003 | 65.879 | 0 | 0 | 11.572 | 12.016 | 4.5131 | 0 | 4.5131 | 0.17316 | 4.6862
2016-11-07 19:00 | 0.001 | 0.55 | 0 | 0 | 15.551 | 253.8329 | 15 | 21.4742 | 4.6053 | 0 | 0 | 11.0428 | 10.4313 | 4.6053 | 0.57121 | 66.257 | 0 | 0 | 15.551 | 15.551 | 6.0649 | 0 | 6.0649 | 0 | 6.0649
2016-11-07 20:00 | 0 | 5.84 | 0 | 0 | 20.84 | 247.0422 | 15 | 21.4742 | 4.6053 | 0 | 0 | 0 | 21.4742 | 4.6053 | 0.329 | 0 | 0 | 0 | 20.84 | 20.84 | 8.1276 | 0 | 8.1276 | 0 | 8.1276
2016-11-07 21:00 | 0 | 0 | 0 | 5.813 | 21.187 | 247.0422 | 27 | 38.6535 | 8.2896 | 0 | 0 | 0 | 38.6535 | 8.2896 | 0.329 | 0 | 0 | 0 | 21.187 | 27 | 8.2629 | 0 | 8.2629 | 2.2671 | 10.53
2016-11-07 22:00 | 0 | 5.885 | 0 | 0 | 20.885 | 240.1992 | 15 | 21.4742 | 4.6053 | 0 | 0 | 0 | 21.4742 | 4.6053 | 0.329 | 0 | 0 | 0 | 20.885 | 20.885 | 8.1452 | 0 | 8.1452 | 0 | 8.1452
2016-11-07 23:00 | 0 | 3.976 | 0 | 0 | 18.976 | 235.5759 | 15 | 21.4742 | 4.6053 | 0 | 0 | 0 | 21.4742 | 4.6053 | 0.329 | 0 | 0 | 0 | 18.976 | 18.976 | 7.4006 | 0 | 7.4006 | 0 | 7.4006
2016-11-08 | 0 | 0.295 | 0 | 0 | 15.295 | 235.2329 | 15 | 21.4742 | 4.6053 | 0 | 0 | 1.995 | 19.4792 | 4.6053 | 0.37276 | 0 | 7.003 | 2.3343 | 17.6293 | 17.6293 | 5.965 | 0.91039 | 6.8754 | 0 | 6.8754
2016-11-08 01:00 | 0 | 0 | 0 | 0 | 13.109 | 235.2329 | 13.109 | 18.767 | 4.0247 | 0 | 0 | 1.7388 | 17.0282 | 4.0247 | 0.37264 | 0 | 6.103 | 2.0343 | 15.1433 | 15.1433 | 5.1125 | 0.79339 | 5.9059 | 0 | 5.9059
2016-11-08 02:00 | 0 | 0 | 0 | 0.264 | 11.736 | 235.2329 | 12 | 17.1793 | 3.6843 | 0 | 0 | 1.524 | 15.6553 | 3.6843 | 0.37078 | 0 | 5.349 | 1.783 | 13.519 | 13.783 | 4.577 | 0.69537 | 5.2724 | 0.10296 | 5.3754
2016-11-08 03:00 | 0 | 0 | 0 | 0.747 | 11.253 | 235.2329 | 12 | 17.1793 | 3.6843 | 0 | 0 | 1.3812 | 15.7982 | 3.6843 | 0.36687 | 0 | 4.848 | 1.616 | 12.869 | 13.616 | 4.3887 | 0.63024 | 5.0189 | 0.29133 | 5.3102
2016-11-08 04:00 | 0 | 0 | 1.234 | 0 | 10.766 | 236.2941 | 12 | 17.1793 | 3.6843 | 0 | 0 | 1.2888 | 15.8905 | 3.6843 | 0.36434 | 0 | 4.524 | 1.508 | 12.274 | 12.274 | 4.1987 | 0.58812 | 4.7869 | 0 | 4.7869
2016-11-08 05:00 | 0 | 0 | 0 | 1.468 | 10.532 | 236.2941 | 12 | 17.1793 | 3.6843 | 0 | 0 | 0 | 17.1793 | 3.6843 | 0.329 | 0 | 0 | 0 | 10.532 | 12 | 4.1075 | 0 | 4.1075 | 0.57252 | 4.68
2016-11-08 06:00 | 0.001 | 0 | 0 | 2.853 | 9.148 | 236.2941 | 12 | 17.1793 | 3.6843 | 0 | 0 | 0 | 17.1793 | 3.6843 | 0.329 | 0 | 0 | 0 | 9.148 | 12.001 | 3.5677 | 0 | 3.5677 | 1.1127 | 4.6804
2016-11-08 07:00 | 0.028 | 0 | 4.076 | 0 | 7.952 | 239.7995 | 12 | 17.1793 | 3.6843 | 0 | 0 | 0 | 17.1793 | 3.6843 | 0.329 | 0 | 0 | 0 | 7.952 | 7.952 | 3.1013 | 0 | 3.1013 | 0 | 3.1013
2016-11-08 08:00 | 0.072 | 0 | 0 | 3.134 | 8.938 | 239.7995 | 12 | 17.1793 | 3.6843 | 0 | 0 | 0 | 17.1793 | 3.6843 | 0.329 | 0 | 0 | 0 | 8.938 | 12.072 | 3.4858 | 0 | 3.4858 | 1.2223 | 4.7081
2016-11-08 09:00 | 0.1 | 0 | 0 | 3.128 | 8.972 | 239.7995 | 12 | 17.1793 | 3.6843 | 0 | 0 | 12.2327 | 4.9467 | 3.6843 | 0.66438 | 73.396 | 0 | 0 | 8.972 | 12.1 | 3.4991 | 0 | 3.4991 | 1.2199 | 4.719
2016-11-08 10:00 | 0.12 | 0 | 0 | 2.54 | 9.58 | 239.7995 | 12 | 17.1793 | 3.6843 | 0 | 0 | 12.2723 | 4.907 | 3.6843 | 0.66547 | 73.634 | 0 | 0 | 9.58 | 12.12 | 3.7362 | 0 | 3.7362 | 0.9906 | 4.7268
2016-11-08 11:00 | 0.145 | 0 | 0 | 2.413 | 9.732 | 239.7995 | 12 | 17.1793 | 3.6843 | 0 | 0 | 12.3043 | 4.875 | 3.6843 | 0.66634 | 73.826 | 0 | 0 | 9.732 | 12.145 | 3.7955 | 0 | 3.7955 | 0.94107 | 4.7365
2016-11-08 12:00 | 0.146 | 0 | 0 | 2.312 | 9.834 | 239.7995 | 12 | 17.1793 | 3.6843 | 0 | 0 | 13.212 | 3.9673 | 3.6843 | 0.69123 | 72.603 | 3.901 | 1.3003 | 11.1343 | 13.4463 | 3.8353 | 0.50713 | 4.3424 | 0.90168 | 5.2441
2016-11-08 13:00 | 0.16 | 0 | 1.844 | 0 | 10.316 | 241.3853 | 12 | 17.1793 | 3.6843 | 0 | 0 | 14.066 | 3.1133 | 3.6843 | 0.71464 | 70.706 | 8.008 | 2.6693 | 12.9853 | 12.9853 | 4.0232 | 1.041 | 5.0643 | 0 | 5.0643
2016-11-08 14:00 | 0.157 | 0 | 1.405 | 0 | 10.752 | 242.5936 | 12 | 17.1793 | 3.6843 | 0 | 0 | 3.4458 | 13.7335 | 3.6843 | 0.42347 | 0 | 12.095 | 4.0317 | 14.7837 | 14.7837 | 4.1933 | 1.5723 | 5.7656 | 0 | 5.7656
2016-11-08 15:00 | 0.13 | 0 | 0 | 1.088 | 11.042 | 242.5936 | 12 | 17.1793 | 3.6843 | 0 | 0 | 15.587 | 1.5923 | 3.6843 | 0.75634 | 67.328 | 15.323 | 5.1077 | 16.1497 | 17.2377 | 4.3064 | 1.992 | 6.2984 | 0.42432 | 6.7227
2016-11-08 16:00 | 0.096 | 0 | 0 | 1.088 | 11.008 | 242.5936 | 12 | 17.1793 | 3.6843 | 0 | 0 | 16.0362 | 1.1432 | 3.6843 | 0.76866 | 66.331 | 17.484 | 5.828 | 16.836 | 17.924 | 4.2931 | 2.2729 | 6.566 | 0.42432 | 6.9904
2016-11-08 17:00 | 0.061 | 0 | 0 | 1.095 | 10.966 | 242.5936 | 12 | 17.1793 | 3.6843 | 0 | 0 | 10.9657 | 6.2137 | 3.6843 | 0.62964 | 65.794 | 0 | 0 | 10.966 | 12.061 | 4.2767 | 0 | 4.2767 | 0.42705 | 4.7038
2016-11-08 18:00 | 0.009 | 0 | 0 | 1.02 | 10.989 | 242.5936 | 12 | 17.1793 | 3.6843 | 0 | 0 | 10.9428 | 6.2365 | 3.6843 | 0.62902 | 65.657 | 0 | 0 | 10.989 | 12.009 | 4.2857 | 0 | 4.2857 | 0.3978 | 4.6835
2016-11-08 19:00 | 0 | 0 | 0 | 0 | 14.993 | 242.5936 | 14.993 | 21.4641 | 4.6032 | 0 | 0 | 10.9877 | 10.4765 | 4.6032 | 0.57011 | 65.926 | 0 | 0 | 14.993 | 14.993 | 5.8473 | 0 | 5.8473 | 0 | 5.8473
2016-11-08 20:00 | 0 | 0 | 5.869 | 0 | 21.131 | 247.641 | 27 | 38.6535 | 8.2896 | 0 | 0 | 0 | 38.6535 | 8.2896 | 0.329 | 0 | 0 | 0 | 21.131 | 21.131 | 8.2411 | 0 | 8.2411 | 0 | 8.2411
2016-11-08 21:00 | 0 | 0 | 0 | 4.805 | 22.195 | 247.641 | 27 | 38.6535 | 8.2896 | 0 | 0 | 0 | 38.6535 | 8.2896 | 0.329 | 0 | 0 | 0 | 22.195 | 27 | 8.6561 | 0 | 8.6561 | 1.874 | 10.53
2016-11-08 22:00 | 0 | 4.925 | 0 | 0 | 19.925 | 241.9142 | 15 | 21.4742 | 4.6053 | 0 | 0 | 0 | 21.4742 | 4.6053 | 0.329 | 0 | 0 | 0 | 19.925 | 19.925 | 7.7707 | 0 | 7.7707 | 0 | 7.7707
2016-11-08 23:00 | 0 | 2.655 | 0 | 0 | 17.655 | 238.827 | 15 | 21.4742 | 4.6053 | 0 | 0 | 0 | 21.4742 | 4.6053 | 0.329 | 0 | 0 | 0 | 17.655 | 17.655 | 6.8855 | 0 | 6.8855 | 0 | 6.8855
2016-11-09 | 0 | 0 | 0 | 0 | 14.833 | 238.827 | 14.833 | 21.2351 | 4.5541 | 0 | 0 | 2.078 | 19.1571 | 4.5541 | 0.37509 | 0 | 7.294 | 2.4313 | 17.2643 | 17.2643 | 5.7849 | 0.94822 | 6.7331 | 0 | 6.7331
2016-11-09 01:00 | 0 | 0 | 0 | 0 | 13.672 | 238.827 | 13.672 | 19.573 | 4.1976 | 0 | 0 | 1.7777 | 17.7953 | 4.1976 | 0.37178 | 0 | 6.239 | 2.0797 | 15.7517 | 15.7517 | 5.3321 | 0.81107 | 6.1432 | 0 | 6.1432
2016-11-09 02:00 | 0 | 0 | 0 | 0 | 12.527 | 238.827 | 12.527 | 17.9338 | 3.8461 | 0 | 0 | 1.5503 | 16.3835 | 3.8461 | 0.36972 | 0 | 5.442 | 1.814 | 14.341 | 14.341 | 4.8855 | 0.70746 | 5.593 | 0 | 5.593
2016-11-09 03:00 | 0 | 0 | 0 | 0 | 12.026 | 238.827 | 12.026 | 17.2166 | 3.6922 | 0 | 0 | 1.4142 | 15.8024 | 3.6922 | 0.36769 | 0 | 4.964 | 1.6547 | 13.6807 | 13.6807 | 4.6901 | 0.64532 | 5.3355 | 0 | 5.3355
2016-11-09 04:00 | 0 | 0 | 0 | 0.689 | 11.311 | 238.827 | 12 | 17.1793 | 3.6843 | 0 | 0 | 1.3175 | 15.8618 | 3.6843 | 0.36512 | 0 | 4.624 | 1.5413 | 12.8523 | 13.5413 | 4.4113 | 0.60112 | 5.0124 | 0.26871 | 5.2811
2016-11-09 05:00 | 0 | 0 | 0 | 1.208 | 10.792 | 238.827 | 12 | 17.1793 | 3.6843 | 0 | 0 | 0 | 17.1793 | 3.6843 | 0.329 | 0 | 0 | 0 | 10.792 | 12 | 4.2089 | 0 | 4.2089 | 0.47112 | 4.68
2016-11-09 06:00 | 0.002 | 0 | 2.815 | 0 | 9.187 | 241.2479 | 12 | 17.1793 | 3.6843 | 0 | 0 | 0 | 17.1793 | 3.6843 | 0.329 | 0 | 0 | 0 | 9.187 | 9.187 | 3.5829 | 0 | 3.5829 | 0 | 3.5829
2016-11-09 07:00 | 0.029 | 0 | 4.057 | 0 | 7.972 | 244.7369 | 12 | 17.1793 | 3.6843 | 0 | 0 | 0 | 17.1793 | 3.6843 | 0.329 | 0 | 0 | 0 | 7.972 | 7.972 | 3.1091 | 0 | 3.1091 | 0 | 3.1091
2016-11-09 08:00 | 0.069 | 0 | 3.456 | 0 | 8.613 | 247.7091 | 12 | 17.1793 | 3.6843 | 0 | 0 | 0 | 17.1793 | 3.6843 | 0.329 | 0 | 0 | 0 | 8.613 | 8.613 | 3.3591 | 0 | 3.3591 | 0 | 3.3591
2016-11-09 09:00 | 0.112 | 0 | 3.325 | 0 | 8.787 | 250.5686 | 12 | 17.1793 | 3.6843 | 0 | 0 | 12.2235 | 4.9558 | 3.6843 | 0.66413 | 73.341 | 0 | 0 | 8.787 | 8.787 | 3.4269 | 0 | 3.4269 | 0 | 3.4269
2016-11-09 10:00 | 0.138 | 0 | 2.743 | 0 | 9.395 | 252.9276 | 12 | 17.1793 | 3.6843 | 0 | 0 | 12.2593 | 4.92 | 3.6843 | 0.66511 | 73.556 | 0 | 0 | 9.395 | 9.395 | 3.6641 | 0 | 3.6641 | 0 | 3.6641
2016-11-09 11:00 | 0.154 | 0 | 2.671 | 0 | 9.483 | 255.2246 | 12 | 17.1793 | 3.6843 | 0 | 0 | 12.2873 | 4.892 | 3.6843 | 0.66588 | 73.724 | 0 | 0 | 9.483 | 9.483 | 3.6984 | 0 | 3.6984 | 0 | 3.6984
2016-11-09 12:00 | 0.17 | 0 | 2.247 | 0 | 9.923 | 257.157 | 12 | 17.1793 | 3.6843 | 0 | 0 | 13.2883 | 3.891 | 3.6843 | 0.69332 | 72.434 | 4.268 | 1.4227 | 11.3457 | 11.3457 | 3.87 | 0.55484 | 4.4248 | 0 | 4.4248
2016-11-09 13:00 | 0.165 | 0 | 1.936 | 0 | 10.229 | 258.822 | 12 | 17.1793 | 3.6843 | 0 | 0 | 14.1913 | 2.988 | 3.6843 | 0.71808 | 70.428 | 8.611 | 2.8703 | 13.0993 | 13.0993 | 3.9893 | 1.1194 | 5.1087 | 0 | 5.1087
2016-11-09 14:00 | 0.15 | 0 | 1.575 | 0 | 10.575 | 260.1765 | 12 | 17.1793 | 3.6843 | 0 | 0 | 3.824 | 13.3553 | 3.6843 | 0.43384 | 0 | 13.422 | 4.474 | 15.049 | 15.049 | 4.1242 | 1.7449 | 5.8691 | 0 | 5.8691
2016-11-09 15:00 | 0.132 | 0 | 1.319 | 0 | 10.813 | 261.3108 | 12 | 17.1793 | 3.6843 | 0 | 0 | 15.8702 | 1.3092 | 3.6843 | 0.76411 | 66.699 | 16.685 | 5.5617 | 16.3747 | 16.3747 | 4.2171 | 2.169 | 6.3861 | 0 | 6.3861
2016-11-09 16:00 | 0.109 | 0 | 0 | 0.761 | 11.348 | 261.3108 | 12 | 17.1793 | 3.6843 | 0 | 0 | 16.3032 | 0.87616 | 3.6843 | 0.77598 | 65.738 | 18.767 | 6.2557 | 17.6037 | 18.3647 | 4.4257 | 2.4397 | 6.8654 | 0.29679 | 7.1622
2016-11-09 17:00 | 0.05 | 0 | 0 | 0.92 | 11.13 | 261.3108 | 12 | 17.1793 | 3.6843 | 0 | 0 | 10.8805 | 6.2988 | 3.6843 | 0.62731 | 65.283 | 0 | 0 | 11.13 | 12.05 | 4.3407 | 0 | 4.3407 | 0.3588 | 4.6995
2016-11-09 18:00 | 0.015 | 0 | 0 | 0.903 | 11.112 | 261.3108 | 12 | 17.1793 | 3.6843 | 0 | 0 | 10.8853 | 6.294 | 3.6843 | 0.62744 | 65.312 | 0 | 0 | 11.112 | 12.015 | 4.3337 | 0 | 4.3337 | 0.35217 | 4.6859
2016-11-09 19:00 | 0.001 | 0 | 0 | 0 | 13.965 | 261.3108 | 13.964 | 19.991 | 4.2872 | 0 | 0 | 10.97 | 9.021 | 4.2872 | 0.58746 | 65.82 | 0 | 0 | 13.965 | 13.965 | 5.4463 | 0 | 5.4463 | 0 | 5.4463
2016-11-09 20:00 | 0 | 3.792 | 0 | 0 | 18.792 | 256.9015 | 15 | 21.4742 | 4.6053 | 0 | 0 | 0 | 21.4742 | 4.6053 | 0.329 | 0 | 0 | 0 | 18.792 | 18.792 | 7.3289 | 0 | 7.3289 | 0 | 7.3289
2016-11-09 21:00 | 0 | 4.944 | 0 | 0 | 19.944 | 251.1527 | 15 | 21.4742 | 4.6053 | 0 | 0 | 0 | 21.4742 | 4.6053 | 0.329 | 0 | 0 | 0 | 19.944 | 19.944 | 7.7782 | 0 | 7.7782 | 0 | 7.7782
2016-11-09 22:00 | 0 | 4.467 | 0 | 0 | 19.467 | 245.9585 | 15 | 21.4742 | 4.6053 | 0 | 0 | 0 | 21.4742 | 4.6053 | 0.329 | 0 | 0 | 0 | 19.467 | 19.467 | 7.5921 | 0 | 7.5921 | 0 | 7.5921
2016-11-09 23:00 | 0 | 2.832 | 0 | 0 | 17.832 | 242.6655 | 15 | 21.4742 | 4.6053 | 0 | 0 | 0 | 21.4742 | 4.6053 | 0.329 | 0 | 0 | 0 | 17.832 | 17.832 | 6.9545 | 0 | 6.9545 | 0 | 6.9545
2016-11-10 | 0 | 0 | 0 | 0 | 14.609 | 242.6655 | 14.609 | 20.9144 | 4.4853 | 0 | 0 | 2.0972 | 18.8172 | 4.4853 | 0.37623 | 0 | 7.361 | 2.4537 | 17.0627 | 17.0627 | 5.6975 | 0.95693 | 6.6544 | 0 | 6.6544
2016-11-10 01:00 | 0 | 0 | 0 | 0 | 12.607 | 242.6655 | 12.607 | 18.0483 | 3.8706 | 0 | 0 | 1.8677 | 16.1807 | 3.8706 | 0.37774 | 0 | 6.556 | 2.1853 | 14.7923 | 14.7923 | 4.9167 | 0.85228 | 5.769 | 0 | 5.769
2016-11-10 02:00 | 0 | 0 | 0 | 0 | 12.031 | 242.6655 | 12.031 | 17.2237 | 3.6938 | 0 | 0 | 1.662 | 15.5617 | 3.6938 | 0.37445 | 0 | 5.834 | 1.9447 | 13.9757 | 13.9757 | 4.6921 | 0.75842 | 5.4505 | 0 | 5.4505
2016-11-10 03:00 | 0 | 0 | 0 | 0.895 | 11.105 | 242.6655 | 12 | 17.1793 | 3.6843 | 0 | 0 | 1.4727 | 15.7067 | 3.6843 | 0.36938 | 0 | 5.169 | 1.723 | 12.828 | 13.723 | 4.331 | 0.67197 | 5.0029 | 0.34905 | 5.352
2016-11-10 04:00 | 0 | 0 | 0 | 0.947 | 11.053 | 242.6655 | 12 | 17.1793 | 3.6843 | 0 | 0 | 1.2937 | 15.8857 | 3.6843 | 0.36447 | 0 | 4.541 | 1.5137 | 12.5667 | 13.5137 | 4.3107 | 0.59033 | 4.901 | 0.36933 | 5.2703
2016-11-10 05:00 | 0 | 0 | 0 | 1.166 | 10.834 | 242.6655 | 12 | 17.1793 | 3.6843 | 0 | 0 | 0 | 17.1793 | 3.6843 | 0.329 | 0 | 0 | 0 | 10.834 | 12 | 4.2253 | 0 | 4.2253 | 0.45474 | 4.68
2016-11-10 06:00 | 0.001 | 0 | 2.693 | 0 | 9.308 | 244.9815 | 12 | 17.1793 | 3.6843 | 0 | 0 | 0 | 17.1793 | 3.6843 | 0.329 | 0 | 0 | 0 | 9.308 | 9.308 | 3.6301 | 0 | 3.6301 | 0 | 3.6301
2016-11-10 07:00 | 0.019 | 0 | 4.212 | 0 | 7.807 | 248.6038 | 12 | 17.1793 | 3.6843 | 0 | 0 | 0 | 17.1793 | 3.6843 | 0.329 | 0 | 0 | 0 | 7.807 | 7.807 | 3.0447 | 0 | 3.0447 | 0 | 3.0447
2016-11-10 08:00 | 0.06 | 0 | 3.456 | 0 | 8.604 | 251.576 | 12 | 17.1793 | 3.6843 | 0 | 0 | 0 | 17.1793 | 3.6843 | 0.329 | 0 | 0 | 0 | 8.604 | 8.604 | 3.3556 | 0 | 3.3556 | 0 | 3.3556
2016-11-10 09:00 | 0.102 | 0 | 3.484 | 0 | 8.618 | 254.5722 | 12 | 17.1793 | 3.6843 | 0 | 0 | 12.155 | 5.0243 | 3.6843 | 0.66225 | 72.93 | 0 | 0 | 8.618 | 8.618 | 3.361 | 0 | 3.361 | 0 | 3.361
2016-11-10 10:00 | 0.15 | 0 | 3.171 | 0 | 8.979 | 257.2993 | 12 | 17.1793 | 3.6843 | 0 | 0 | 12.1705 | 5.0088 | 3.6843 | 0.66267 | 73.023 | 0 | 0 | 8.979 | 8.979 | 3.5018 | 0 | 3.5018 | 0 | 3.5018
2016-11-10 11:00 | 0.164 | 0 | 2.695 | 0 | 9.469 | 259.617 | 12 | 17.1793 | 3.6843 | 0 | 0 | 12.1742 | 5.0052 | 3.6843 | 0.66278 | 73.045 | 0 | 0 | 9.469 | 9.469 | 3.6929 | 0 | 3.6929 | 0 | 3.6929
2016-11-10 12:00 | 0.157 | 0 | 1.991 | 1.7764e-15 | 10.166 | 261.3292 | 12 | 17.1793 | 3.6843 | 0 | 0 | 13.369 | 3.8103 | 3.6843 | 0.69553 | 72.254 | 4.657 | 1.5523 | 11.7183 | 11.7183 | 3.9647 | 0.60541 | 4.5701 | 6.9278e-16 | 4.5702
2016-11-10 13:00 | 0.135 | 0 | 1.156 | 0 | 10.979 | 262.3234 | 12 | 17.1793 | 3.6843 | 0 | 0 | 14.0323 | 3.147 | 3.6843 | 0.71372 | 70.781 | 7.846 | 2.6153 | 13.5943 | 13.5943 | 4.2818 | 1.02 | 5.3018 | 0 | 5.3018
2016-11-10 14:00 | 0.128 | 0 | 0 | 0.704 | 11.424 | 262.3234 | 12 | 17.1793 | 3.6843 | 0 | 0 | 3.1208 | 14.0585 | 3.6843 | 0.41456 | 0 | 10.954 | 3.6513 | 15.0753 | 15.7793 | 4.4554 | 1.424 | 5.8794 | 0.27456 | 6.1539
2016-11-10 15:00 | 0.145 | 0 | 0 | 0.397 | 11.748 | 262.3234 | 12 | 17.1793 | 3.6843 | 0 | 0 | 15.2408 | 1.9385 | 3.6843 | 0.74685 | 68.097 | 13.659 | 4.553 | 16.301 | 16.698 | 4.5817 | 1.7757 | 6.3574 | 0.15483 | 6.5122
2016-11-10 16:00 | 0.117 | 0 | 0 | 0.156 | 11.961 | 262.3234 | 12 | 17.1793 | 3.6843 | 0 | 0 | 15.6387 | 1.5407 | 3.6843 | 0.75776 | 67.214 | 15.572 | 5.1907 | 17.1517 | 17.3077 | 4.6648 | 2.0244 | 6.6892 | 0.06084 | 6.75
2016-11-10 17:00 | 0.063 | 0 | 0 | 0.41 | 11.653 | 262.3234 | 12 | 17.1793 | 3.6843 | 0 | 0 | 11.1275 | 6.0518 | 3.6843 | 0.63408 | 66.765 | 0 | 0 | 11.653 | 12.063 | 4.5447 | 0 | 4.5447 | 0.1599 | 4.7046
2016-11-10 18:00 | 0.019 | 0 | 0 | 1.057 | 10.962 | 262.3234 | 12 | 17.1793 | 3.6843 | 0 | 0 | 11.115 | 6.0643 | 3.6843 | 0.63374 | 66.69 | 0 | 0 | 10.962 | 12.019 | 4.2752 | 0 | 4.2752 | 0.41223 | 4.6874
2016-11-10 19:00 | 0.001 | 0 | 0 | 0 | 14.389 | 262.3234 | 14.388 | 20.598 | 4.4174 | 0 | 0 | 11.1498 | 9.4482 | 4.4174 | 0.58396 | 66.899 | 0 | 0 | 14.389 | 14.389 | 5.6117 | 0 | 5.6117 | 0 | 5.6117
2016-11-10 20:00 | 0 | 4.923 | 0 | 0 | 19.923 | 256.599 | 15 | 21.4742 | 4.6053 | 0 | 0 | 0 | 21.4742 | 4.6053 | 0.329 | 0 | 0 | 0 | 19.923 | 19.923 | 7.77 | 0 | 7.77 | 0 | 7.77
2016-11-10 21:00 | 0 | 6.069 | 0 | 0 | 21.069 | 249.542 | 15 | 21.4742 | 4.6053 | 0 | 0 | 0 | 21.4742 | 4.6053 | 0.329 | 0 | 0 | 0 | 21.069 | 21.069 | 8.2169 | 0 | 8.2169 | 0 | 8.2169
2016-11-10 22:00 | 0 | 4.573 | 0 | 0 | 19.573 | 244.2245 | 15 | 21.4742 | 4.6053 | 0 | 0 | 0 | 21.4742 | 4.6053 | 0.329 | 0 | 0 | 0 | 19.573 | 19.573 | 7.6335 | 0 | 7.6335 | 0 | 7.6335
2016-11-10 23:00 | 0 | 2.401 | 0 | 0 | 17.401 | 241.4327 | 15 | 21.4742 | 4.6053 | 0 | 0 | 0 | 21.4742 | 4.6053 | 0.329 | 0 | 0 | 0 | 17.401 | 17.401 | 6.7864 | 0 | 6.7864 | 0 | 6.7864
2016-11-11 | 0 | 0.027 | 0 | 0 | 15.027 | 241.4013 | 15 | 21.4742 | 4.6053 | 0 | 0 | 2.0653 | 19.4088 | 4.6053 | 0.3743 | 0 | 7.249 | 2.4163 | 17.4433 | 17.4433 | 5.8605 | 0.94237 | 6.8029 | 0 | 6.8029
2016-11-11 01:00 | 0 | 0 | 0 | 0 | 13.014 | 241.4013 | 13.014 | 18.631 | 3.9956 | 0 | 0 | 1.783 | 16.848 | 3.9956 | 0.37408 | 0 | 6.258 | 2.086 | 15.1 | 15.1 | 5.0755 | 0.81354 | 5.889 | 0 | 5.889
2016-11-11 02:00 | 0 | 0 | 0 | 0 | 12.332 | 241.4013 | 12.332 | 17.6546 | 3.7862 | 0 | 0 | 1.5383 | 16.1163 | 3.7862 | 0.37004 | 0 | 5.4 | 1.8 | 14.132 | 14.132 | 4.8095 | 0.702 | 5.5115 | 0 | 5.5115
2016-11-11 03:00 | 0 | 0 | 0 | 0.106 | 11.894 | 241.4013 | 12 | 17.1793 | 3.6843 | 0 | 0 | 1.3725 | 15.8068 | 3.6843 | 0.36663 | 0 | 4.818 | 1.606 | 13.5 | 13.606 | 4.6387 | 0.62634 | 5.265 | 0.04134 | 5.3063
2016-11-11 04:00 | 0 | 0 | 0 | 0.557 | 11.443 | 241.4013 | 12 | 17.1793 | 3.6843 | 0 | 0 | 1.2458 | 15.9335 | 3.6843 | 0.36316 | 0 | 4.373 | 1.4577 | 12.9007 | 13.4577 | 4.4628 | 0.56849 | 5.0313 | 0.21723 | 5.2485
2016-11-11 05:00 | 0 | 0 | 0 | 0.97 | 11.03 | 241.4013 | 12 | 17.1793 | 3.6843 | 0 | 0 | 0 | 17.1793 | 3.6843 | 0.329 | 0 | 0 | 0 | 11.03 | 12 | 4.3017 | 0 | 4.3017 | 0.3783 | 4.68
2016-11-11 06:00 | 0.001 | 0 | 2.193 | 0 | 9.808 | 243.2873 | 12 | 17.1793 | 3.6843 | 0 | 0 | 0 | 17.1793 | 3.6843 | 0.329 | 0 | 0 | 0 | 9.808 | 9.808 | 3.8251 | 0 | 3.8251 | 0 | 3.8251
2016-11-11 07:00 | 0.011 | 0 | 3.548 | 0 | 8.463 | 246.3385 | 12 | 17.1793 | 3.6843 | 0 | 0 | 0 | 17.1793 | 3.6843 | 0.329 | 0 | 0 | 0 | 8.463 | 8.463 | 3.3006 | 0 | 3.3006 | 0 | 3.3006
2016-11-11 08:00 | 0.026 | 0 | 3.069 | 0 | 8.957 | 248.9779 | 12 | 17.1793 | 3.6843 | 0 | 0 | 0 | 17.1793 | 3.6843 | 0.329 | 0 | 0 | 0 | 8.957 | 8.957 | 3.4932 | 0 | 3.4932 | 0 | 3.4932
2016-11-11 09:00 | 0.044 | 0 | 2.686 | 0 | 9.358 | 251.2878 | 12 | 17.1793 | 3.6843 | 0 | 0 | 12.1743 | 5.005 | 3.6843 | 0.66278 | 73.046 | 0 | 0 | 9.358 | 9.358 | 3.6496 | 0 | 3.6496 | 0 | 3.6496
2016-11-11 10:00 | 0.049 | 0 | 2.294 | 0 | 9.755 | 253.2607 | 12 | 17.1793 | 3.6843 | 0 | 0 | 12.2017 | 4.9777 | 3.6843 | 0.66353 | 73.21 | 0 | 0 | 9.755 | 9.755 | 3.8045 | 0 | 3.8045 | 0 | 3.8045
2016-11-11 11:00 | 0.068 | 0 | 0 | 2.609 | 9.459 | 253.2607 | 12 | 17.1793 | 3.6843 | 0 | 0 | 12.2397 | 4.9397 | 3.6843 | 0.66457 | 73.438 | 0 | 0 | 9.459 | 12.068 | 3.689 | 0 | 3.689 | 1.0175 | 4.7065
2016-11-11 12:00 | 0.085 | 0 | 1.951 | 0 | 10.134 | 254.9385 | 12 | 17.1793 | 3.6843 | 0 | 0 | 13.3688 | 3.8105 | 3.6843 | 0.69553 | 72.255 | 4.656 | 1.552 | 11.686 | 11.686 | 3.9523 | 0.60528 | 4.5575 | 0 | 4.5575
2016-11-11 13:00 | 0.107 | 0 | 1.651 | 0 | 10.456 | 256.3584 | 12 | 17.1793 | 3.6843 | 0 | 0 | 14.2627 | 2.9167 | 3.6843 | 0.72003 | 70.27 | 8.954 | 2.9847 | 13.4407 | 13.4407 | 4.0778 | 1.164 | 5.2419 | 0 | 5.2419
2016-11-11 14:00 | 0.058 | 0 | 0 | 0.852 | 11.206 | 256.3584 | 12 | 17.1793 | 3.6843 | 0 | 0 | 3.7508 | 13.4285 | 3.6843 | 0.43184 | 0 | 13.165 | 4.3883 | 15.5943 | 16.4463 | 4.3703 | 1.7114 | 6.0818 | 0.33228 | 6.4141
2016-11-11 15:00 | 0.042 | 0 | 0 | 0.458 | 11.584 | 256.3584 | 12 | 17.1793 | 3.6843 | 0 | 0 | 15.7167 | 1.4627 | 3.6843 | 0.7599 | 67.04 | 15.947 | 5.3157 | 16.8997 | 17.3577 | 4.5178 | 2.0731 | 6.5909 | 0.17862 | 6.7695
2016-11-11 16:00 | 0.034 | 0 | 0 | 0 | 12.138 | 256.3584 | 12.104 | 17.3282 | 3.7162 | 0 | 0 | 16.035 | 1.2932 | 3.7162 | 0.76485 | 66.333 | 17.478 | 5.826 | 17.964 | 17.964 | 4.7338 | 2.2721 | 7.006 | 0 | 7.006
2016-11-11 17:00 | 0.022 | 0 | 0 | 0.894 | 11.128 | 256.3584 | 12 | 17.1793 | 3.6843 | 0 | 0 | 11.006 | 6.1733 | 3.6843 | 0.63075 | 66.036 | 0 | 0 | 11.128 | 12.022 | 4.3399 | 0 | 4.3399 | 0.34866 | 4.6886
2016-11-11 18:00 | 0.006 | 0 | 1.212 | 0 | 10.794 | 257.4007 | 12 | 17.1793 | 3.6843 | 0 | 0 | 11.0195 | 6.1598 | 3.6843 | 0.63112 | 66.117 | 0 | 0 | 10.794 | 10.794 | 4.2097 | 0 | 4.2097 | 0 | 4.2097
2016-11-11 19:00 | 0 | 0 | 0 | 0 | 14.248 | 257.4007 | 14.248 | 20.3976 | 4.3744 | 0 | 0 | 11.082 | 9.3156 | 4.3744 | 0.58489 | 66.492 | 0 | 0 | 14.248 | 14.248 | 5.5567 | 0 | 5.5567 | 0 | 5.5567
2016-11-11 20:00 | 0 | 5.02 | 0 | 0 | 20.02 | 251.5635 | 15 | 21.4742 | 4.6053 | 0 | 0 | 0 | 21.4742 | 4.6053 | 0.329 | 0 | 0 | 0 | 20.02 | 20.02 | 7.8078 | 0 | 7.8078 | 0 | 7.8078
2016-11-11 21:00 | 0 | 0 | 0 | 5.273 | 21.727 | 251.5635 | 27 | 38.6535 | 8.2896 | 0 | 0 | 0 | 38.6535 | 8.2896 | 0.329 | 0 | 0 | 0 | 21.727 | 27 | 8.4735 | 0 | 8.4735 | 2.0565 | 10.53
2016-11-11 22:00 | 0 | 5.626 | 0 | 0 | 20.626 | 245.0217 | 15 | 21.4742 | 4.6053 | 0 | 0 | 0 | 21.4742 | 4.6053 | 0.329 | 0 | 0 | 0 | 20.626 | 20.626 | 8.0441 | 0 | 8.0441 | 0 | 8.0441
2016-11-11 23:00 | 0 | 2.94 | 0 | 0 | 17.94 | 241.603 | 15 | 21.4742 | 4.6053 | 0 | 0 | 0 | 21.4742 | 4.6053 | 0.329 | 0 | 0 | 0 | 17.94 | 17.94 | 6.9966 | 0 | 6.9966 | 0 | 6.9966
2016-11-12 | 0 | 0.133 | 0 | 0 | 15.133 | 241.4484 | 15 | 21.4742 | 4.6053 | 0 | 0 | 2.2785 | 19.1957 | 4.6053 | 0.37898 | 0 | 7.997 | 2.6657 | 17.7987 | 17.7987 | 5.9019 | 1.0396 | 6.9415 | 0 | 6.9415
2016-11-12 01:00 | 0 | 0 | 0 | 0 | 13.855 | 241.4484 | 13.855 | 19.835 | 4.2538 | 0 | 0 | 1.9667 | 17.8683 | 4.2538 | 0.3757 | 0 | 6.903 | 2.301 | 16.156 | 16.156 | 5.4035 | 0.89739 | 6.3008 | 0 | 6.3008
2016-11-12 02:00 | 0 | 0 | 0 | 0 | 12.734 | 241.4484 | 12.734 | 18.2301 | 3.9096 | 0 | 0 | 1.7257 | 16.5045 | 3.9096 | 0.37358 | 0 | 6.057 | 2.019 | 14.753 | 14.753 | 4.9663 | 0.78741 | 5.7537 | 0 | 5.7537
2016-11-12 03:00 | 0 | 0 | 0 | 0 | 12.312 | 241.4484 | 12.312 | 17.626 | 3.78 | 0 | 0 | 1.5493 | 16.0767 | 3.78 | 0.3704 | 0 | 5.438 | 1.8127 | 14.1247 | 14.1247 | 4.8017 | 0.70694 | 5.5086 | 0 | 5.5086
2016-11-12 04:00 | 0 | 0 | 0 | 0.532 | 11.468 | 241.4484 | 12 | 17.1793 | 3.6843 | 0 | 0 | 1.4477 | 15.7317 | 3.6843 | 0.36869 | 0 | 5.082 | 1.694 | 13.162 | 13.694 | 4.4725 | 0.66066 | 5.1332 | 0.20748 | 5.3407
2016-11-12 05:00 | 0 | 0 | 0 | 1.157 | 10.843 | 241.4484 | 12 | 17.1793 | 3.6843 | 0 | 0 | 0 | 17.1793 | 3.6843 | 0.329 | 0 | 0 | 0 | 10.843 | 12 | 4.2288 | 0 | 4.2288 | 0.45123 | 4.68
2016-11-12 06:00 | 0.001 | 0 | 2.231 | 1.7764e-15 | 9.77 | 243.3671 | 12 | 17.1793 | 3.6843 | 0 | 0 | 0 | 17.1793 | 3.6843 | 0.329 | 0 | 0 | 0 | 9.77 | 9.77 | 3.8103 | 0 | 3.8103 | 6.9278e-16 | 3.8103
2016-11-12 07:00 | 0.011 | 0 | 3.493 | 0 | 8.518 | 246.371 | 12 | 17.1793 | 3.6843 | 0 | 0 | 0 | 17.1793 | 3.6843 | 0.329 | 0 | 0 | 0 | 8.518 | 8.518 | 3.322 | 0 | 3.322 | 0 | 3.322
2016-11-12 08:00 | 0.034 | 0 | 0 | 2.533 | 9.501 | 246.371 | 12 | 17.1793 | 3.6843 | 0 | 0 | 0 | 17.1793 | 3.6843 | 0.329 | 0 | 0 | 0 | 9.501 | 12.034 | 3.7054 | 0 | 3.7054 | 0.98787 | 4.6933
2016-11-12 09:00 | 0.063 | 0 | 2.584 | 0 | 9.479 | 248.5933 | 12 | 17.1793 | 3.6843 | 0 | 0 | 12.0627 | 5.1167 | 3.6843 | 0.65972 | 72.376 | 0 | 0 | 9.479 | 9.479 | 3.6968 | 0 | 3.6968 | 0 | 3.6968
2016-11-12 10:00 | 0.096 | 0 | 1.9 | 0 | 10.196 | 250.2273 | 12 | 17.1793 | 3.6843 | 0 | 0 | 12.0873 | 5.092 | 3.6843 | 0.66039 | 72.524 | 0 | 0 | 10.196 | 10.196 | 3.9764 | 0 | 3.9764 | 0 | 3.9764
2016-11-12 11:00 | 0.13 | 0 | 1.765 | 0 | 10.365 | 251.7452 | 12 | 17.1793 | 3.6843 | 0 | 0 | 12.1127 | 5.0667 | 3.6843 | 0.66109 | 72.676 | 0 | 0 | 10.365 | 10.365 | 4.0423 | 0 | 4.0423 | 0 | 4.0423
2016-11-12 12:00 | 0.162 | 0 | 2.123 | 0 | 10.039 | 253.571 | 12 | 17.1793 | 3.6843 | 0 | 0 | 13.6165 | 3.5628 | 3.6843 | 0.70232 | 71.705 | 5.847 | 1.949 | 11.988 | 11.988 | 3.9152 | 0.76011 | 4.6753 | 0 | 4.6753
2016-11-12 13:00 | 0.166 | 0 | 1.693 | 0 | 10.473 | 255.0269 | 12 | 17.1793 | 3.6843 | 0 | 0 | 14.2375 | 2.9418 | 3.6843 | 0.71934 | 70.326 | 8.833 | 2.9443 | 13.4173 | 13.4173 | 4.0845 | 1.1483 | 5.2328 | 0 | 5.2328
2016-11-12 14:00 | 0.179 | 0 | 0 | 0.789 | 11.39 | 255.0269 | 12 | 17.1793 | 3.6843 | 0 | 0 | 3.3605 | 13.8188 | 3.6843 | 0.42113 | 0 | 11.795 | 3.9317 | 15.3217 | 16.1107 | 4.4421 | 1.5333 | 5.9755 | 0.30771 | 6.2832
2016-11-12 15:00 | 0.152 | 0 | 0 | 0 | 12.214 | 255.0269 | 12.062 | 17.2681 | 3.7033 | 0 | 0 | 15.387 | 1.8811 | 3.7033 | 0.74869 | 67.773 | 14.362 | 4.7873 | 17.0013 | 17.0013 | 4.7635 | 1.8671 | 6.6305 | 0 | 6.6305
2016-11-12 16:00 | 0.11 | 0 | 0 | 0 | 12.209 | 255.0269 | 12.099 | 17.3211 | 3.7147 | 0 | 0 | 15.743 | 1.5781 | 3.7147 | 0.75709 | 66.982 | 16.073 | 5.3577 | 17.5667 | 17.5667 | 4.7615 | 2.0895 | 6.851 | 0 | 6.851
2016-11-12 17:00 | 0.072 | 0 | 0 | 0.322 | 11.75 | 255.0269 | 12 | 17.1793 | 3.6843 | 0 | 0 | 11.0938 | 6.0855 | 3.6843 | 0.63316 | 66.563 | 0 | 0 | 11.75 | 12.072 | 4.5825 | 0 | 4.5825 | 0.12558 | 4.7081
2016-11-12 18:00 | 0.017 | 0 | 0.917 | 0 | 11.1 | 255.8156 | 12 | 17.1793 | 3.6843 | 0 | 0 | 11.0675 | 6.1118 | 3.6843 | 0.63243 | 66.405 | 0 | 0 | 11.1 | 11.1 | 4.329 | 0 | 4.329 | 0 | 4.329
2016-11-12 19:00 | 0.001 | 0 | 0 | 0 | 14.194 | 255.8156 | 14.193 | 20.3189 | 4.3576 | 0 | 0 | 11.0817 | 9.2372 | 4.3576 | 0.58588 | 66.49 | 0 | 0 | 14.194 | 14.194 | 5.5357 | 0 | 5.5357 | 0 | 5.5357
2016-11-12 20:00 | 0 | 4.591 | 0 | 0 | 19.591 | 250.4772 | 15 | 21.4742 | 4.6053 | 0 | 0 | 0 | 21.4742 | 4.6053 | 0.329 | 0 | 0 | 0 | 19.591 | 19.591 | 7.6405 | 0 | 7.6405 | 0 | 7.6405
2016-11-12 21:00 | 0 | 5.476 | 0 | 0 | 20.476 | 244.1097 | 15 | 21.4742 | 4.6053 | 0 | 0 | 0 | 21.4742 | 4.6053 | 0.329 | 0 | 0 | 0 | 20.476 | 20.476 | 7.9856 | 0 | 7.9856 | 0 | 7.9856
2016-11-12 22:00 | 0 | 5.116 | 0 | 0 | 20.116 | 238.1609 | 15 | 21.4742 | 4.6053 | 0 | 0 | 0 | 21.4742 | 4.6053 | 0.329 | 0 | 0 | 0 | 20.116 | 20.116 | 7.8452 | 0 | 7.8452 | 0 | 7.8452
2016-11-12 23:00 | 0 | 2.011 | 0 | 0 | 17.011 | 235.8225 | 15 | 21.4742 | 4.6053 | 0 | 0 | 0 | 21.4742 | 4.6053 | 0.329 | 0 | 0 | 0 | 17.011 | 17.011 | 6.6343 | 0 | 6.6343 | 0 | 6.6343
2016-11-13 | 0 | 0 | 0 | 0 | 14.966 | 235.8225 | 14.966 | 21.4255 | 4.5949 | 0 | 0 | 2.2087 | 19.2168 | 4.5949 | 0.37755 | 0 | 7.753 | 2.5843 | 17.5503 | 17.5503 | 5.8367 | 1.0079 | 6.8446 | 0 | 6.8446
2016-11-13 01:00 | 0 | 0 | 0 | 0 | 13.544 | 235.8225 | 13.544 | 19.3897 | 4.1583 | 0 | 0 | 1.8812 | 17.5086 | 4.1583 | 0.3747 | 0 | 6.603 | 2.201 | 15.745 | 15.745 | 5.2822 | 0.85839 | 6.1406 | 0 | 6.1406
2016-11-13 02:00 | 0 | 0 | 0 | 0 | 12.857 | 235.8225 | 12.857 | 18.4062 | 3.9474 | 0 | 0 | 1.6628 | 16.7434 | 3.9474 | 0.37155 | 0 | 5.837 | 1.9457 | 14.8027 | 14.8027 | 5.0142 | 0.75881 | 5.773 | 0 | 5.773
2016-11-13 03:00 | 0 | 0 | 0 | 0 | 12.17 | 235.8225 | 12.17 | 17.4227 | 3.7365 | 0 | 0 | 1.4807 | 15.942 | 3.7365 | 0.36903 | 0 | 5.197 | 1.7323 | 13.9023 | 13.9023 | 4.7463 | 0.67561 | 5.4219 | 0 | 5.4219
2016-11-13 04:00 | 0 | 0 | 0 | 0.026 | 11.974 | 235.8225 | 12 | 17.1793 | 3.6843 | 0 | 0 | 1.3442 | 15.8352 | 3.6843 | 0.36585 | 0 | 4.718 | 1.5727 | 13.5467 | 13.5727 | 4.6699 | 0.61334 | 5.2832 | 0.01014 | 5.2933
2016-11-13 05:00 | 0 | 0 | 0 | 0.852 | 11.148 | 235.8225 | 12 | 17.1793 | 3.6843 | 0 | 0 | 0 | 17.1793 | 3.6843 | 0.329 | 0 | 0 | 0 | 11.148 | 12 | 4.3477 | 0 | 4.3477 | 0.33228 | 4.68
2016-11-13 06:00 | 0.001 | 0 | 2.73 | 0 | 9.271 | 238.1703 | 12 | 17.1793 | 3.6843 | 0 | 0 | 0 | 17.1793 | 3.6843 | 0.329 | 0 | 0 | 0 | 9.271 | 9.271 | 3.6157 | 0 | 3.6157 | 0 | 3.6157
2016-11-13 07:00 | 0.022 | 0 | 4.076 | 0 | 7.946 | 241.6757 | 12 | 17.1793 | 3.6843 | 0 | 0 | 0 | 17.1793 | 3.6843 | 0.329 | 0 | 0 | 0 | 7.946 | 7.946 | 3.0989 | 0 | 3.0989 | 0 | 3.0989
2016-11-13 08:00 | 0.075 | 0 | 3.147 | 1.7764e-15 | 8.928 | 244.3821 | 12 | 17.1793 | 3.6843 | 0 | 0 | 0 | 17.1793 | 3.6843 | 0.329 | 0 | 0 | 0 | 8.928 | 8.928 | 3.4819 | 0 | 3.4819 | 6.9278e-16 | 3.4819
2016-11-13 09:00 | 0.116 | 0 | 2.698 | 0 | 9.418 | 246.7024 | 12 | 17.1793 | 3.6843 | 0 | 0 | 12.258 | 4.9213 | 3.6843 | 0.66507 | 73.548 | 0 | 0 | 9.418 | 9.418 | 3.673 | 0 | 3.673 | 0 | 3.673
2016-11-13 10:00 | 0.128 | 0 | 2 | 0 | 10.128 | 248.4224 | 12 | 17.1793 | 3.6843 | 0 | 0 | 12.31 | 4.8693 | 3.6843 | 0.6665 | 73.86 | 0 | 0 | 10.128 | 10.128 | 3.9499 | 0 | 3.9499 | 0 | 3.9499
2016-11-13 11:00 | 0.145 | 0 | 2.018 | 0 | 10.127 | 250.1579 | 12 | 17.1793 | 3.6843 | 0 | 0 | 12.3398 | 4.8395 | 3.6843 | 0.66732 | 74.039 | 0 | 0 | 10.127 | 10.127 | 3.9495 | 0 | 3.9495 | 0 | 3.9495
2016-11-13 12:00 | 0.156 | 0 | 2.053 | 0 | 10.103 | 251.9235 | 12 | 17.1793 | 3.6843 | 0 | 0 | 13.1455 | 4.0338 | 3.6843 | 0.68941 | 72.751 | 3.581 | 1.1937 | 11.2967 | 11.2967 | 3.9402 | 0.46553 | 4.4057 | 0 | 4.4057
2016-11-13 13:00 | 0.156 | 0 | 1.457 | 1.7764e-15 | 10.699 | 253.1765 | 12 | 17.1793 | 3.6843 | 0 | 0 | 14.0038 | 3.1755 | 3.6843 | 0.71294 | 70.845 | 7.709 | 2.5697 | 13.2687 | 13.2687 | 4.1726 | 1.0022 | 5.1748 | 6.9278e-16 | 5.1748
2016-11-13 14:00 | 0.15 | 0 | 0 | 0.358 | 11.792 | 253.1765 | 12 | 17.1793 | 3.6843 | 0 | 0 | 3.3148 | 13.8645 | 3.6843 | 0.41988 | 0 | 11.635 | 3.8783 | 15.6703 | 16.0283 | 4.5989 | 1.5126 | 6.1114 | 0.13962 | 6.2511
2016-11-13 15:00 | 0.136 | 0 | 0 | 0.257 | 11.879 | 253.1765 | 12 | 17.1793 | 3.6843 | 0 | 0 | 15.4057 | 1.7737 | 3.6843 | 0.75137 | 67.731 | 14.451 | 4.817 | 16.696 | 16.953 | 4.6328 | 1.8786 | 6.5114 | 0.10023 | 6.6117
2016-11-13 16:00 | 0.094 | 0 | 0 | 0 | 12.176 | 253.1765 | 12.082 | 17.2967 | 3.7094 | 0 | 0 | 15.791 | 1.5057 | 3.7094 | 0.759 | 66.875 | 16.305 | 5.435 | 17.611 | 17.611 | 4.7486 | 2.1197 | 6.8683 | 0 | 6.8683
2016-11-13 17:00 | 0.066 | 0 | 0 | 0 | 12.214 | 253.1765 | 12.148 | 17.3912 | 3.7297 | 0 | 0 | 11.0668 | 6.3244 | 3.7297 | 0.62872 | 66.401 | 0 | 0 | 12.214 | 12.214 | 4.7635 | 0 | 4.7635 | 0 | 4.7635
2016-11-13 18:00 | 0.017 | 0 | 0 | 0 | 12.285 | 253.1765 | 12.268 | 17.563 | 3.7665 | 0 | 0 | 11.0477 | 6.5153 | 3.7665 | 0.62527 | 66.286 | 0 | 0 | 12.285 | 12.285 | 4.7912 | 0 | 4.7912 | 0 | 4.7912
2016-11-13 19:00 | 0.001 | 0.335 | 0 | 0 | 15.336 | 252.7869 | 15 | 21.4742 | 4.6053 | 0 | 0 | 11.0822 | 10.392 | 4.6053 | 0.57207 | 66.493 | 0 | 0 | 15.336 | 15.336 | 5.981 | 0 | 5.981 | 0 | 5.981
2016-11-13 20:00 | 0 | 0 | 5.706 | 0 | 21.294 | 257.6941 | 27 | 38.6535 | 8.2896 | 0 | 0 | 0 | 38.6535 | 8.2896 | 0.329 | 0 | 0 | 0 | 21.294 | 21.294 | 8.3047 | 0 | 8.3047 | 0 | 8.3047
2016-11-13 21:00 | 0 | 0 | 0 | 5.552 | 21.448 | 257.6941 | 27 | 38.6535 | 8.2896 | 0 | 0 | 0 | 38.6535 | 8.2896 | 0.329 | 0 | 0 | 0 | 21.448 | 27 | 8.3647 | 0 | 8.3647 | 2.1653 | 10.53
2016-11-13 22:00 | 0 | 5.746 | 0 | 0 | 20.746 | 251.0127 | 15 | 21.4742 | 4.6053 | 0 | 0 | 0 | 21.4742 | 4.6053 | 0.329 | 0 | 0 | 0 | 20.746 | 20.746 | 8.0909 | 0 | 8.0909 | 0 | 8.0909
2016-11-13 23:00 | 0 | 3.421 | 0 | 0 | 18.421 | 247.0348 | 15 | 21.4742 | 4.6053 | 0 | 0 | 0 | 21.4742 | 4.6053 | 0.329 | 0 | 0 | 0 | 18.421 | 18.421 | 7.1842 | 0 | 7.1842 | 0 | 7.1842
2016-11-14 | 0 | 0.453 | 0 | 0 | 15.453 | 246.5081 | 15 | 21.4742 | 4.6053 | 0 | 0 | 2.0172 | 19.457 | 4.6053 | 0.37324 | 0 | 7.08 | 2.36 | 17.813 | 17.813 | 6.0267 | 0.9204 | 6.9471 | 0 | 6.9471
2016-11-14 01:00 | 0 | 0 | 0 | 0 | 13.596 | 246.5081 | 13.596 | 19.4642 | 4.1743 | 0 | 0 | 1.7448 | 17.7193 | 4.1743 | 0.37122 | 0 | 6.125 | 2.0417 | 15.6377 | 15.6377 | 5.3024 | 0.79625 | 6.0987 | 0 | 6.0987
2016-11-14 02:00 | 0 | 0 | 0 | 0 | 12.995 | 246.5081 | 12.995 | 18.6038 | 3.9897 | 0 | 0 | 1.7272 | 16.8766 | 3.9897 | 0.37273 | 0 | 6.062 | 2.0207 | 15.0157 | 15.0157 | 5.068 | 0.78806 | 5.8561 | 0 | 5.8561
2016-11-14 03:00 | 0 | 0 | 0 | 0 | 12.227 | 246.5081 | 12.227 | 17.5043 | 3.754 | 0 | 0 | 1.7185 | 15.7858 | 3.754 | 0.37524 | 0 | 6.032 | 2.0107 | 14.2377 | 14.2377 | 4.7685 | 0.78416 | 5.5527 | 0 | 5.5527
2016-11-14 04:00 | 0 | 0 | 0 | 0.783 | 11.217 | 246.5081 | 12 | 17.1793 | 3.6843 | 0 | 0 | 1.678 | 15.5013 | 3.6843 | 0.37501 | 0 | 5.89 | 1.9633 | 13.1803 | 13.9633 | 4.3746 | 0.7657 | 5.1403 | 0.30537 | 5.4457
2016-11-14 05:00 | 0 | 0 | 0 | 1.229 | 10.771 | 246.5081 | 12 | 17.1793 | 3.6843 | 0 | 0 | 0 | 17.1793 | 3.6843 | 0.329 | 0 | 0 | 0 | 10.771 | 12 | 4.2007 | 0 | 4.2007 | 0.47931 | 4.68
2016-11-14 06:00 | 0.002 | 0 | 2.559 | 1.7764e-15 | 9.443 | 248.7088 | 12 | 17.1793 | 3.6843 | 0 | 0 | 0 | 17.1793 | 3.6843 | 0.329 | 0 | 0 | 0 | 9.443 | 9.443 | 3.6828 | 0 | 3.6828 | 6.9278e-16 | 3.6828
2016-11-14 07:00 | 0.03 | 0 | 3.88 | 0 | 8.15 | 252.0456 | 12 | 17.1793 | 3.6843 | 0 | 0 | 0 | 17.1793 | 3.6843 | 0.329 | 0 | 0 | 0 | 8.15 | 8.15 | 3.1785 | 0 | 3.1785 | 0 | 3.1785
2016-11-14 08:00 | 0.074 | 0 | 3.117 | 0 | 8.957 | 254.7262 | 12 | 17.1793 | 3.6843 | 0 | 0 | 0 | 17.1793 | 3.6843 | 0.329 | 0 | 0 | 0 | 8.957 | 8.957 | 3.4932 | 0 | 3.4932 | 0 | 3.4932
2016-11-14 09:00 | 0.119 | 0 | 2.707 | 0 | 9.412 | 257.0542 | 12 | 17.1793 | 3.6843 | 0 | 0 | 12.1235 | 5.0558 | 3.6843 | 0.66139 | 72.741 | 0 | 0 | 9.412 | 9.412 | 3.6707 | 0 | 3.6707 | 0 | 3.6707
2016-11-14 10:00 | 0.147 | 0 | 2.513 | 0 | 9.634 | 259.2154 | 12 | 17.1793 | 3.6843 | 0 | 0 | 12.1493 | 5.03 | 3.6843 | 0.66209 | 72.896 | 0 | 0 | 9.634 | 9.634 | 3.7573 | 0 | 3.7573 | 0 | 3.7573
2016-11-14 11:00 | 0.169 | 0 | 0 | 2.052 | 10.117 | 259.2154 | 12 | 17.1793 | 3.6843 | 0 | 0 | 12.1752 | 5.0042 | 3.6843 | 0.6628 | 73.051 | 0 | 0 | 10.117 | 12.169 | 3.9456 | 0 | 3.9456 | 0.80028 | 4.7459
2016-11-14 12:00 | 0.178 | 0 | 1.849 | 0 | 10.329 | 260.8056 | 12 | 17.1793 | 3.6843 | 0 | 0 | 13.3808 | 3.7985 | 3.6843 | 0.69586 | 72.228 | 4.713 | 1.571 | 11.9 | 11.9 | 4.0283 | 0.61269 | 4.641 | 0 | 4.641
2016-11-14 13:00 | 0.172 | 0 | 1.21 | 0 | 10.962 | 261.8462 | 12 | 17.1793 | 3.6843 | 0 | 0 | 14.0605 | 3.1188 | 3.6843 | 0.71449 | 70.719 | 7.982 | 2.6607 | 13.6227 | 13.6227 | 4.2752 | 1.0377 | 5.3128 | 0 | 5.3128
2016-11-14 14:00 | 0.162 | 0 | 0 | 0.056 | 12.106 | 261.8462 | 12 | 17.1793 | 3.6843 | 0 | 0 | 3.3268 | 13.8525 | 3.6843 | 0.42021 | 0 | 11.677 | 3.8923 | 15.9983 | 16.0543 | 4.7213 | 1.518 | 6.2393 | 0.02184 | 6.2612
2016-11-14 15:00 | 0.134 | 0 | 0 | 0 | 12.367 | 261.8462 | 12.233 | 17.5129 | 3.7558 | 0 | 0 | 15.3793 | 2.1336 | 3.7558 | 0.74262 | 67.79 | 14.324 | 4.7747 | 17.1417 | 17.1417 | 4.8231 | 1.8621 | 6.6852 | 0 | 6.6852
2016-11-14 16:00 | 0.107 | 0 | 0 | 0 | 12.327 | 261.8462 | 12.22 | 17.4943 | 3.7518 | 0 | 0 | 15.763 | 1.7313 | 3.7518 | 0.75339 | 66.937 | 16.17 | 5.39 | 17.717 | 17.717 | 4.8075 | 2.1021 | 6.9096 | 0 | 6.9096
2016-11-14 17:00 | 0.05 | 0 | 0 | 0 | 12.415 | 261.8462 | 12.365 | 17.7019 | 3.7963 | 0 | 0 | 11.0847 | 6.6172 | 3.7963 | 0.62393 | 66.508 | 0 | 0 | 12.415 | 12.415 | 4.8418 | 0 | 4.8418 | 0 | 4.8418
2016-11-14 18:00 | 0.014 | 0 | 0 | 0 | 12.445 | 261.8462 | 12.431 | 17.7964 | 3.8166 | 0 | 0 | 11.0733 | 6.723 | 3.8166 | 0.62207 | 66.44 | 0 | 0 | 12.445 | 12.445 | 4.8536 | 0 | 4.8536 | 0 | 4.8536
2016-11-14 19:00 | 0.001 | 0.322 | 0 | 0 | 15.323 | 261.4717 | 15 | 21.4742 | 4.6053 | 0 | 0 | 11.1075 | 10.3667 | 4.6053 | 0.57262 | 66.645 | 0 | 0 | 15.323 | 15.323 | 5.976 | 0 | 5.976 | 0 | 5.976
2016-11-14 20:00 | 0 | 0 | 5.577 | 0 | 21.423 | 266.268 | 27 | 38.6535 | 8.2896 | 0 | 0 | 0 | 38.6535 | 8.2896 | 0.329 | 0 | 0 | 0 | 21.423 | 21.423 | 8.355 | 0 | 8.355 | 0 | 8.355
2016-11-14 21:00 | 0 | 0 | 4.392 | 0 | 22.608 | 270.0451 | 27 | 38.6535 | 8.2896 | 0 | 0 | 0 | 38.6535 | 8.2896 | 0.329 | 0 | 0 | 0 | 22.608 | 22.608 | 8.8171 | 0 | 8.8171 | 0 | 8.8171
2016-11-14 22:00 | 0 | 5.34 | 0 | 0 | 20.34 | 263.8358 | 15 | 21.4742 | 4.6053 | 0 | 0 | 0 | 21.4742 | 4.6053 | 0.329 | 0 | 0 | 0 | 20.34 | 20.34 | 7.9326 | 0 | 7.9326 | 0 | 7.9326
2016-11-14 23:00 | 0 | 2.599 | 0 | 0 | 17.599 | 260.8137 | 15 | 21.4742 | 4.6053 | 0 | 0 | 0 | 21.4742 | 4.6053 | 0.329 | 0 | 0 | 0 | 17.599 | 17.599 | 6.8636 | 0 | 6.8636 | 0 | 6.8636
2016-11-15 | 0 | 0.352 | 0 | 0 | 15.352 | 260.4044 | 15 | 21.4742 | 4.6053 | 0 | 0 | 2.1373 | 19.3368 | 4.6053 | 0.37588 | 0 | 7.502 | 2.5007 | 17.8527 | 17.8527 | 5.9873 | 0.97526 | 6.9625 | 0 | 6.9625
2016-11-15 01:00 | 0 | 0 | 0 | 0 | 13.272 | 260.4044 | 13.272 | 19.0003 | 4.0748 | 0 | 0 | 1.8505 | 17.1498 | 4.0748 | 0.37487 | 0 | 6.495 | 2.165 | 15.437 | 15.437 | 5.1761 | 0.84435 | 6.0204 | 0 | 6.0204
2016-11-15 02:00 | 0 | 0 | 0 | 0 | 12.5 | 260.4044 | 12.5 | 17.8951 | 3.8378 | 0 | 0 | 1.6812 | 16.214 | 3.8378 | 0.37325 | 0 | 5.901 | 1.967 | 14.467 | 14.467 | 4.875 | 0.76713 | 5.6421 | 0 | 5.6421
2016-11-15 03:00 | 0 | 0 | 0 | 0 | 12.115 | 260.4044 | 12.115 | 17.344 | 3.7196 | 0 | 0 | 1.465 | 15.879 | 3.7196 | 0.36878 | 0 | 5.142 | 1.714 | 13.829 | 13.829 | 4.7248 | 0.66846 | 5.3933 | 0 | 5.3933
2016-11-15 04:00 | 0 | 0 | 0 | 0.534 | 11.466 | 260.4044 | 12 | 17.1793 | 3.6843 | 0 | 0 | 1.3777 | 15.8017 | 3.6843 | 0.36677 | 0 | 4.836 | 1.612 | 13.078 | 13.612 | 4.4717 | 0.62868 | 5.1004 | 0.20826 | 5.3087
2016-11-15 05:00 | 0 | 0 | 1.522 | 0 | 10.478 | 261.7133 | 12 | 17.1793 | 3.6843 | 0 | 0 | 0 | 17.1793 | 3.6843 | 0.329 | 0 | 0 | 0 | 10.478 | 10.478 | 4.0864 | 0 | 4.0864 | 0 | 4.0864
2016-11-15 06:00 | 0.002 | 0 | 3.051 | 0 | 8.951 | 264.3372 | 12 | 17.1793 | 3.6843 | 0 | 0 | 0 | 17.1793 | 3.6843 | 0.329 | 0 | 0 | 0 | 8.951 | 8.951 | 3.4909 | 0 | 3.4909 | 0 | 3.4909
2016-11-15 07:00 | 0.026 | 0 | 4.382 | 0 | 7.644 | 268.1057 | 12 | 17.1793 | 3.6843 | 0 | 0 | 0 | 17.1793 | 3.6843 | 0.329 | 0 | 0 | 0 | 7.644 | 7.644 | 2.9812 | 0 | 2.9812 | 0 | 2.9812
2016-11-15 08:00 | 0.052 | 0 | 3.353 | 0 | 8.699 | 270.9893 | 12 | 17.1793 | 3.6843 | 0 | 0 | 0 | 17.1793 | 3.6843 | 0.329 | 0 | 0 | 0 | 8.699 | 8.699 | 3.3926 | 0 | 3.3926 | 0 | 3.3926
2016-11-15 09:00 | 0.086 | 0 | 2.534 | 0 | 9.552 | 273.1685 | 12 | 17.1793 | 3.6843 | 0 | 0 | 12.2582 | 4.9212 | 3.6843 | 0.66508 | 73.549 | 0 | 0 | 9.552 | 9.552 | 3.7253 | 0 | 3.7253 | 0 | 3.7253
2016-11-15 10:00 | 0.123 | 0 | 1.915 | 0 | 10.208 | 274.8154 | 12 | 17.1793 | 3.6843 | 0 | 0 | 12.3117 | 4.8677 | 3.6843 | 0.66654 | 73.87 | 0 | 0 | 10.208 | 10.208 | 3.9811 | 0 | 3.9811 | 0 | 3.9811
2016-11-15 11:00 | 0.144 | 0 | 1.58 | 0 | 10.564 | 276.1742 | 12 | 17.1793 | 3.6843 | 0 | 0 | 12.3548 | 4.8245 | 3.6843 | 0.66773 | 74.129 | 0 | 0 | 10.564 | 10.564 | 4.12 | 0 | 4.12 | 0 | 4.12
2016-11-15 12:00 | 0.166 | 0 | 0 | 1.944 | 10.222 | 276.1742 | 12 | 17.1793 | 3.6843 | 0 | 0 | 13.2607 | 3.9187 | 3.6843 | 0.69256 | 72.495 | 4.135 | 1.3783 | 11.6003 | 13.5443 | 3.9866 | 0.53755 | 4.5241 | 0.75816 | 5.2823
2016-11-15 13:00 | 0.168 | 0 | 1.502 | 0 | 10.666 | 277.4659 | 12 | 17.1793 | 3.6843 | 0 | 0 | 14.2583 | 2.921 | 3.6843 | 0.71992 | 70.279 | 8.934 | 2.978 | 13.644 | 13.644 | 4.1597 | 1.1614 | 5.3212 | 0 | 5.3212
2016-11-15 14:00 | 0.151 | 0 | 0.931 | 0 | 11.22 | 278.2666 | 12 | 17.1793 | 3.6843 | 0 | 0 | 3.7018 | 13.4775 | 3.6843 | 0.43049 | 0 | 12.993 | 4.331 | 15.551 | 15.551 | 4.3758 | 1.6891 | 6.0649 | 0 | 6.0649
2016-11-15 15:00 | 0.144 | 0 | 0 | 0 | 12.302 | 278.2666 | 12.158 | 17.4055 | 3.7328 | 0 | 0 | 15.6877 | 1.7179 | 3.7328 | 0.75351 | 67.105 | 15.807 | 5.269 | 17.571 | 17.571 | 4.7978 | 2.0549 | 6.8527 | 0 | 6.8527
2016-11-15 16:00 | 0.093 | 0 | 0 | 0 | 12.958 | 278.2666 | 12.865 | 18.4177 | 3.9498 | 0 | 0 | 16.0727 | 2.345 | 3.9498 | 0.74003 | 66.25 | 17.659 | 5.8863 | 18.8443 | 18.8443 | 5.0536 | 2.2957 | 7.3493 | 0 | 7.3493
2016-11-15 17:00 | 0.041 | 0 | 0 | 0 | 12.677 | 278.2666 | 12.636 | 18.0898 | 3.8795 | 0 | 0 | 10.9612 | 7.1287 | 3.8795 | 0.61439 | 65.767 | 0 | 0 | 12.677 | 12.677 | 4.944 | 0 | 4.944 | 0 | 4.944
2016-11-15 18:00 | 0.02 | 0 | 0 | 0 | 12.348 | 278.2666 | 12.328 | 17.6489 | 3.785 | 0 | 0 | 10.9362 | 6.7127 | 3.785 | 0.62086 | 65.617 | 0 | 0 | 12.348 | 12.348 | 4.8157 | 0 | 4.8157 | 0 | 4.8157
2016-11-15 19:00 | 0.001 | 0.31 | 0 | 0 | 15.311 | 277.9061 | 15 | 21.4742 | 4.6053 | 0 | 0 | 10.9672 | 10.507 | 4.6053 | 0.56955 | 65.803 | 0 | 0 | 15.311 | 15.311 | 5.9713 | 0 | 5.9713 | 0 | 5.9713
2016-11-15 20:00 | 0 | 5.015 | 0 | 0 | 20.015 | 272.0747 | 15 | 21.4742 | 4.6053 | 0 | 0 | 0 | 21.4742 | 4.6053 | 0.329 | 0 | 0 | 0 | 20.015 | 20.015 | 7.8059 | 0 | 7.8059 | 0 | 7.8059
2016-11-15 21:00 | 0 | 5.688 | 0 | 0 | 20.688 | 265.4608 | 15 | 21.4742 | 4.6053 | 0 | 0 | 0 | 21.4742 | 4.6053 | 0.329 | 0 | 0 | 0 | 20.688 | 20.688 | 8.0683 | 0 | 8.0683 | 0 | 8.0683
2016-11-15 22:00 | 0 | 4.87 | 0 | 0 | 19.87 | 259.798 | 15 | 21.4742 | 4.6053 | 0 | 0 | 0 | 21.4742 | 4.6053 | 0.329 | 0 | 0 | 0 | 19.87 | 19.87 | 7.7493 | 0 | 7.7493 | 0 | 7.7493
2016-11-15 23:00 | 0 | 3.468 | 0 | 0 | 18.468 | 255.7654 | 15 | 21.4742 | 4.6053 | 0 | 0 | 0 | 21.4742 | 4.6053 | 0.329 | 0 | 0 | 0 | 18.468 | 18.468 | 7.2025 | 0 | 7.2025 | 0 | 7.2025
2016-11-16 | 0 | 0.745 | 0 | 0 | 15.745 | 254.8991 | 15 | 21.4742 | 4.6053 | 0 | 0 | 2.1728 | 19.3013 | 4.6053 | 0.37666 | 0 | 7.627 | 2.5423 | 18.2873 | 18.2873 | 6.1406 | 0.99151 | 7.1321 | 0 | 7.1321
2016-11-16 01:00 | 0 | 0 | 0 | 0 | 13.613 | 254.8991 | 13.613 | 19.4885 | 4.1795 | 0 | 0 | 1.8732 | 17.6154 | 4.1795 | 0.37427 | 0 | 6.575 | 2.1917 | 15.8047 | 15.8047 | 5.3091 | 0.85475 | 6.1638 | 0 | 6.1638
2016-11-16 02:00 | 0 | 0 | 0 | 0 | 12.483 | 254.8991 | 12.483 | 17.8708 | 3.8326 | 0 | 0 | 1.6543 | 16.2165 | 3.8326 | 0.3726 | 0 | 5.806 | 1.9353 | 14.4183 | 14.4183 | 4.8684 | 0.75478 | 5.6231 | 0 | 5.6231
2016-11-16 03:00 | 0 | 0 | 0 | 0.146 | 11.854 | 254.8991 | 12 | 17.1793 | 3.6843 | 0 | 0 | 1.4818 | 15.6975 | 3.6843 | 0.36963 | 0 | 5.201 | 1.7337 | 13.5877 | 13.7337 | 4.6231 | 0.67613 | 5.2992 | 0.05694 | 5.3561
2016-11-16 04:00 | 0 | 0 | 0 | 0.331 | 11.669 | 254.8991 | 12 | 17.1793 | 3.6843 | 0 | 0 | 1.3395 | 15.8398 | 3.6843 | 0.36572 | 0 | 4.702 | 1.5673 | 13.2363 | 13.5673 | 4.5509 | 0.61126 | 5.1622 | 0.12909 | 5.2913
2016-11-16 05:00 | 0 | 0 | 0.953 | 0 | 11.047 | 255.7187 | 12 | 17.1793 | 3.6843 | 0 | 0 | 0 | 17.1793 | 3.6843 | 0.329 | 0 | 0 | 0 | 11.047 | 11.047 | 4.3083 | 0 | 4.3083 | 0 | 4.3083
2016-11-16 06:00 | 0.002 | 0 | 2.497 | 0 | 9.505 | 257.8661 | 12 | 17.1793 | 3.6843 | 0 | 0 | 0 | 17.1793 | 3.6843 | 0.329 | 0 | 0 | 0 | 9.505 | 9.505 | 3.7069 | 0 | 3.7069 | 0 | 3.7069
2016-11-16 07:00 | 0.016 | 0 | 3.673 | 0 | 8.343 | 261.0249 | 12 | 17.1793 | 3.6843 | 0 | 0 | 0 | 17.1793 | 3.6843 | 0.329 | 0 | 0 | 0 | 8.343 | 8.343 | 3.2538 | 0 | 3.2538 | 0 | 3.2538
2016-11-16 08:00 | 0.045 | 0 | 2.994 | 0 | 9.051 | 263.5998 | 12 | 17.1793 | 3.6843 | 0 | 0 | 0 | 17.1793 | 3.6843 | 0.329 | 0 | 0 | 0 | 9.051 | 9.051 | 3.5299 | 0 | 3.5299 | 0 | 3.5299
2016-11-16 09:00 | 0.088 | 0 | 2.109 | 0 | 9.979 | 265.4135 | 12 | 17.1793 | 3.6843 | 0 | 0 | 12.2457 | 4.9337 | 3.6843 | 0.66474 | 73.474 | 0 | 0 | 9.979 | 9.979 | 3.8918 | 0 | 3.8918 | 0 | 3.8918
2016-11-16 10:00 | 0.127 | 0 | 1.587 | 0 | 10.54 | 266.7783 | 12 | 17.1793 | 3.6843 | 0 | 0 | 12.2847 | 4.8947 | 3.6843 | 0.6658 | 73.708 | 0 | 0 | 10.54 | 10.54 | 4.1106 | 0 | 4.1106 | 0 | 4.1106
2016-11-16 11:00 | 0.153 | 0 | 1.22 | 0 | 10.933 | 267.8275 | 12 | 17.1793 | 3.6843 | 0 | 0 | 12.3193 | 4.86 | 3.6843 | 0.66676 | 73.916 | 0 | 0 | 10.933 | 10.933 | 4.2639 | 0 | 4.2639 | 0 | 4.2639
2016-11-16 12:00 | 0.17 | 0 | 1.445 | 0 | 10.725 | 269.0702 | 12 | 17.1793 | 3.6843 | 0 | 0 | 13.3423 | 3.837 | 3.6843 | 0.6948 | 72.314 | 4.528 | 1.5093 | 12.2343 | 12.2343 | 4.1828 | 0.58864 | 4.7714 | 0 | 4.7714
2016-11-16 13:00 | 0.171 | 0 | 0.839 | 0 | 11.332 | 269.7918 | 12 | 17.1793 | 3.6843 | 0 | 0 | 14.4558 | 2.7235 | 3.6843 | 0.72533 | 69.841 | 9.883 | 3.2943 | 14.6263 | 14.6263 | 4.4195 | 1.2848 | 5.7043 | 0 | 5.7043
2016-11-16 14:00 | 0.17 | 0 | 0 | 0.513 | 11.657 | 269.7918 | 12 | 17.1793 | 3.6843 | 0 | 0 | 4.3148 | 12.8645 | 3.6843 | 0.4473 | 0 | 15.145 | 5.0483 | 16.7053 | 17.2183 | 4.5462 | 1.9688 | 6.5151 | 0.20007 | 6.7152
2016-11-16 15:00 | 0.145 | 0 | 0 | 0 | 12.538 | 269.7918 | 12.393 | 17.742 | 3.8049 | 0 | 0 | 16.1535 | 1.5885 | 3.8049 | 0.75783 | 66.07 | 18.048 | 6.016 | 18.554 | 18.554 | 4.8898 | 2.3462 | 7.2361 | 0 | 7.2361
2016-11-16 16:00 | 0.11 | 0 | 0 | 0 | 12.8 | 269.7918 | 12.69 | 18.1671 | 3.8961 | 0 | 0 | 16.5623 | 1.6048 | 3.8961 | 0.75839 | 65.162 | 20.014 | 6.6713 | 19.4713 | 19.4713 | 4.992 | 2.6018 | 7.5938 | 0 | 7.5938
2016-11-16 17:00 | 0.052 | 0 | 0 | 0 | 12.188 | 269.7918 | 12.136 | 17.374 | 3.726 | 0 | 0 | 10.7835 | 6.5905 | 3.726 | 0.62133 | 64.701 | 0 | 0 | 12.188 | 12.188 | 4.7533 | 0 | 4.7533 | 0 | 4.7533
2016-11-16 18:00 | 0.015 | 0 | 0 | 0.382 | 11.633 | 269.7918 | 12 | 17.1793 | 3.6843 | 0 | 0 | 10.7668 | 6.4125 | 3.6843 | 0.62419 | 64.601 | 0 | 0 | 11.633 | 12.015 | 4.5369 | 0 | 4.5369 | 0.14898 | 4.6859
2016-11-16 19:00 | 0.002 | 0 | 0 | 0 | 13.819 | 269.7918 | 13.817 | 19.7806 | 4.2421 | 0 | 0 | 10.81 | 8.9706 | 4.2421 | 0.5864 | 64.86 | 0 | 0 | 13.819 | 13.819 | 5.3894 | 0 | 5.3894 | 0 | 5.3894
2016-11-16 20:00 | 0 | 4.457 | 0 | 0 | 19.457 | 264.6092 | 15 | 21.4742 | 4.6053 | 0 | 0 | 0 | 21.4742 | 4.6053 | 0.329 | 0 | 0 | 0 | 19.457 | 19.457 | 7.5882 | 0 | 7.5882 | 0 | 7.5882
2016-11-16 21:00 | 0 | 5.986 | 0 | 0 | 20.986 | 257.6487 | 15 | 21.4742 | 4.6053 | 0 | 0 | 0 | 21.4742 | 4.6053 | 0.329 | 0 | 0 | 0 | 20.986 | 20.986 | 8.1845 | 0 | 8.1845 | 0 | 8.1845
2016-11-16 22:00 | 0 | 6.027 | 0 | 0 | 21.027 | 250.6406 | 15 | 21.4742 | 4.6053 | 0 | 0 | 0 | 21.4742 | 4.6053 | 0.329 | 0 | 0 | 0 | 21.027 | 21.027 | 8.2005 | 0 | 8.2005 | 0 | 8.2005
2016-11-16 23:00 | 0 | 4.406 | 0 | 0 | 19.406 | 245.5173 | 15 | 21.4742 | 4.6053 | 0 | 0 | 0 | 21.4742 | 4.6053 | 0.329 | 0 | 0 | 0 | 19.406 | 19.406 | 7.5683 | 0 | 7.5683 | 0 | 7.5683
2016-11-17 | 0 | 0.715 | 0 | 0 | 15.715 | 244.6859 | 15 | 21.4742 | 4.6053 | 0 | 0 | 2.5002 | 18.974 | 4.6053 | 0.38384 | 0 | 8.776 | 2.9253 | 18.6403 | 18.6403 | 6.1288 | 1.1409 | 7.2697 | 0 | 7.2697
2016-11-17 01:00 | 0 | 0 | 0 | 0 | 13.743 | 244.6859 | 13.743 | 19.6746 | 4.2194 | 0 | 0 | 2.1912 | 17.4835 | 4.2194 | 0.38146 | 0 | 7.691 | 2.5637 | 16.3067 | 16.3067 | 5.3598 | 0.99983 | 6.3596 | 0 | 6.3596
2016-11-17 02:00 | 0 | 0 | 0 | 0 | 12.771 | 244.6859 | 12.771 | 18.2831 | 3.921 | 0 | 0 | 1.9858 | 16.2973 | 3.921 | 0.38016 | 0 | 6.97 | 2.3233 | 15.0943 | 15.0943 | 4.9807 | 0.9061 | 5.8868 | 0 | 5.8868
2016-11-17 03:00 | 0 | 0 | 0 | 0 | 12.025 | 244.6859 | 12.025 | 17.2151 | 3.6919 | 0 | 0 | 1.857 | 15.3581 | 3.6919 | 0.37981 | 0 | 6.518 | 2.1727 | 14.1977 | 14.1977 | 4.6898 | 0.84734 | 5.5371 | 0 | 5.5371
2016-11-17 04:00 | 0 | 0 | 1.14 | 0 | 10.86 | 245.6663 | 12 | 17.1793 | 3.6843 | 0 | 0 | 1.7463 | 15.433 | 3.6843 | 0.37688 | 0 | 6.13 | 2.0433 | 12.9033 | 12.9033 | 4.2354 | 0.7969 | 5.0323 | 0 | 5.0323
2016-11-17 05:00 | 0 | 0 | 1.432 | 0 | 10.568 | 246.8979 | 12 | 17.1793 | 3.6843 | 0 | 0 | 0 | 17.1793 | 3.6843 | 0.329 | 0 | 0 | 0 | 10.568 | 10.568 | 4.1215 | 0 | 4.1215 | 0 | 4.1215
2016-11-17 06:00 | 0.001 | 0 | 2.698 | 1.7764e-15 | 9.303 | 249.2181 | 12 | 17.1793 | 3.6843 | 0 | 0 | 0 | 17.1793 | 3.6843 | 0.329 | 0 | 0 | 0 | 9.303 | 9.303 | 3.6282 | 0 | 3.6282 | 6.9278e-16 | 3.6282
2016-11-17 07:00 | 0.023 | 0 | 3.649 | 0 | 8.374 | 252.3563 | 12 | 17.1793 | 3.6843 | 0 | 0 | 0 | 17.1793 | 3.6843 | 0.329 | 0 | 0 | 0 | 8.374 | 8.374 | 3.2659 | 0 | 3.2659 | 0 | 3.2659
2016-11-17 08:00 | 0.076 | 0 | 2.21 | 0 | 9.866 | 254.2569 | 12 | 17.1793 | 3.6843 | 0 | 0 | 0 | 17.1793 | 3.6843 | 0.329 | 0 | 0 | 0 | 9.866 | 9.866 | 3.8477 | 0 | 3.8477 | 0 | 3.8477
2016-11-17 09:00 | 0.085 | 0 | 2.203 | 1.7764e-15 | 9.882 | 256.1515 | 12 | 17.1793 | 3.6843 | 0 | 0 | 12.1195 | 5.0598 | 3.6843 | 0.66128 | 72.717 | 0 | 0 | 9.882 | 9.882 | 3.854 | 0 | 3.854 | 6.9278e-16 | 3.854
2016-11-17 10:00 | 0.114 | 0 | 1.984 | 0 | 10.13 | 257.8577 | 12 | 17.1793 | 3.6843 | 0 | 0 | 12.1608 | 5.0185 | 3.6843 | 0.66241 | 72.965 | 0 | 0 | 10.13 | 10.13 | 3.9507 | 0 | 3.9507 | 0 | 3.9507
2016-11-17 11:00 | 0.137 | 0 | 1.868 | 1.7764e-15 | 10.269 | 259.4642 | 12 | 17.1793 | 3.6843 | 0 | 0 | 12.1962 | 4.9832 | 3.6843 | 0.66338 | 73.177 | 0 | 0 | 10.269 | 10.269 | 4.0049 | 0 | 4.0049 | 6.9278e-16 | 4.0049
2016-11-17 12:00 | 0.13 | 0 | 1.543 | 0 | 10.587 | 260.7912 | 12 | 17.1793 | 3.6843 | 0 | 0 | 13.557 | 3.6223 | 3.6843 | 0.70069 | 71.837 | 5.561 | 1.8537 | 12.4407 | 12.4407 | 4.1289 | 0.72293 | 4.8519 | 0 | 4.8519
2016-11-17 13:00 | 0.128 | 0 | 1.409 | 0 | 10.719 | 262.0029 | 12 | 17.1793 | 3.6843 | 0 | 0 | 14.4665 | 2.7128 | 3.6843 | 0.72562 | 69.817 | 9.934 | 3.3113 | 14.0303 | 14.0303 | 4.1804 | 1.2914 | 5.4718 | 0 | 5.4718
2016-11-17 14:00 | 0.111 | 0 | 0 | 0.42 | 11.691 | 262.0029 | 12 | 17.1793 | 3.6843 | 0 | 0 | 4.0437 | 13.1357 | 3.6843 | 0.43986 | 0 | 14.193 | 4.731 | 16.422 | 16.842 | 4.5595 | 1.8451 | 6.4046 | 0.1638 | 6.5684
2016-11-17 15:00 | 0.102 | 0 | 0 | 0 | 12.396 | 262.0029 | 12.294 | 17.6002 | 3.7745 | 0 | 0 | 15.9503 | 1.6499 | 3.7745 | 0.75585 | 66.521 | 17.071 | 5.6903 | 18.0863 | 18.0863 | 4.8344 | 2.2192 | 7.0537 | 0 | 7.0537
2016-11-17 16:00 | 0.079 | 0 | 0 | 0 | 13.183 | 262.0029 | 13.104 | 18.7598 | 4.0232 | 0 | 0 | 16.3662 | 2.3937 | 4.0232 | 0.7399 | 65.598 | 19.07 | 6.3567 | 19.5397 | 19.5397 | 5.1414 | 2.4791 | 7.6205 | 0 | 7.6205
2016-11-17 17:00 | 0.039 | 0 | 0 | 0 | 13.007 | 262.0029 | 12.968 | 18.5651 | 3.9815 | 0 | 0 | 10.8373 | 7.7278 | 3.9815 | 0.60394 | 65.024 | 0 | 0 | 13.007 | 13.007 | 5.0727 | 0 | 5.0727 | 0 | 5.0727
2016-11-17 18:00 | 0.017 | 0 | 0 | 0.445 | 11.572 | 262.0029 | 12 | 17.1793 | 3.6843 | 0 | 0 | 10.7987 | 6.3807 | 3.6843 | 0.62506 | 64.792 | 0 | 0 | 11.572 | 12.017 | 4.5131 | 0 | 4.5131 | 0.17355 | 4.6866
2016-11-17 19:00 | 0.001 | 0 | 0 | 0 | 14.191 | 262.0029 | 14.19 | 20.3146 | 4.3566 | 0 | 0 | 10.8238 | 9.4907 | 4.3566 | 0.57995 | 64.943 | 0 | 0 | 14.191 | 14.191 | 5.5345 | 0 | 5.5345 | 0 | 5.5345
2016-11-17 20:00 | 0 | 5.611 | 0 | 0 | 20.611 | 255.4785 | 15 | 21.4742 | 4.6053 | 0 | 0 | 0 | 21.4742 | 4.6053 | 0.329 | 0 | 0 | 0 | 20.611 | 20.611 | 8.0383 | 0 | 8.0383 | 0 | 8.0383
2016-11-17 21:00 | 0 | 5.847 | 0 | 0 | 20.847 | 248.6796 | 15 | 21.4742 | 4.6053 | 0 | 0 | 0 | 21.4742 | 4.6053 | 0.329 | 0 | 0 | 0 | 20.847 | 20.847 | 8.1303 | 0 | 8.1303 | 0 | 8.1303
2016-11-17 22:00 | 0 | 5.622 | 0 | 0 | 20.622 | 242.1424 | 15 | 21.4742 | 4.6053 | 0 | 0 | 0 | 21.4742 | 4.6053 | 0.329 | 0 | 0 | 0 | 20.622 | 20.622 | 8.0426 | 0 | 8.0426 | 0 | 8.0426
2016-11-17 23:00 | 0 | 3.653 | 0 | 0 | 18.653 | 237.8948 | 15 | 21.4742 | 4.6053 | 0 | 0 | 0 | 21.4742 | 4.6053 | 0.329 | 0 | 0 | 0 | 18.653 | 18.653 | 7.2747 | 0 | 7.2747 | 0 | 7.2747
2016-11-18 | 0 | 1.034 | 0 | 0 | 16.034 | 236.6924 | 15 | 21.4742 | 4.6053 | 0 | 0 | 2.6797 | 18.7945 | 4.6053 | 0.38777 | 0 | 9.406 | 3.1353 | 19.1693 | 19.1693 | 6.2533 | 1.2228 | 7.476 | 0 | 7.476
2016-11-18 01:00 | 0 | 0 | 0 | 0 | 14.053 | 236.6924 | 14.053 | 20.1184 | 4.3146 | 0 | 0 | 2.3662 | 17.7523 | 4.3146 | 0.3844 | 0 | 8.305 | 2.7683 | 16.8213 | 16.8213 | 5.4807 | 1.0796 | 6.5603 | 0 | 6.5603
2016-11-18 02:00 | 0 | 0 | 0 | 0 | 12.453 | 236.6924 | 12.453 | 17.8279 | 3.8233 | 0 | 0 | 2.1685 | 15.6594 | 3.8233 | 0.38629 | 0 | 7.612 | 2.5373 | 14.9903 | 14.9903 | 4.8567 | 0.98956 | 5.8462 | 0 | 5.8462
2016-11-18 03:00 | 0 | 0 | 0 | 0.165 | 11.835 | 236.6924 | 12 | 17.1793 | 3.6843 | 0 | 0 | 1.9793 | 15.2 | 3.6843 | 0.38327 | 0 | 6.947 | 2.3157 | 14.1507 | 14.3157 | 4.6156 | 0.90311 | 5.5188 | 0.06435 | 5.5831
2016-11-18 04:00 | 0 | 0 | 1.023 | 0 | 10.977 | 237.5722 | 12 | 17.1793 | 3.6843 | 0 | 0 | 1.8223 | 15.357 | 3.6843 | 0.37896 | 0 | 6.396 | 2.132 | 13.109 | 13.109 | 4.281 | 0.83148 | 5.1125 | 0 | 5.1125
2016-11-18 05:00 | 0 | 0 | 0 | 1.043 | 10.957 | 237.5722 | 12 | 17.1793 | 3.6843 | 0 | 0 | 0 | 17.1793 | 3.6843 | 0.329 | 0 | 0 | 0 | 10.957 | 12 | 4.2732 | 0 | 4.2732 | 0.40677 | 4.68
2016-11-18 06:00 | 0.002 | 0 | 2.429 | 0 | 9.573 | 239.6612 | 12 | 17.1793 | 3.6843 | 0 | 0 | 0 | 17.1793 | 3.6843 | 0.329 | 0 | 0 | 0 | 9.573 | 9.573 | 3.7335 | 0 | 3.7335 | 0 | 3.7335
2016-11-18 07:00 | 0.025 | 0 | 3.856 | 0 | 8.169 | 242.9773 | 12 | 17.1793 | 3.6843 | 0 | 0 | 0 | 17.1793 | 3.6843 | 0.329 | 0 | 0 | 0 | 8.169 | 8.169 | 3.1859 | 0 | 3.1859 | 0 | 3.1859
2016-11-18 08:00 | 0.072 | 0 | 2.822 | 0 | 9.25 | 245.4042 | 12 | 17.1793 | 3.6843 | 0 | 0 | 0 | 17.1793 | 3.6843 | 0.329 | 0 | 0 | 0 | 9.25 | 9.25 | 3.6075 | 0 | 3.6075 | 0 | 3.6075
2016-11-18 09:00 | 0.113 | 0 | 2.208 | 0 | 9.905 | 247.3031 | 12 | 17.1793 | 3.6843 | 0 | 0 | 12.0993 | 5.08 | 3.6843 | 0.66072 | 72.596 | 0 | 0 | 9.905 | 9.905 | 3.863 | 0 | 3.863 | 0 | 3.863
2016-11-18 10:00 | 0.154 | 0 | 1.893 | 0 | 10.261 | 248.9311 | 12 | 17.1793 | 3.6843 | 0 | 0 | 12.143 | 5.0363 | 3.6843 | 0.66192 | 72.858 | 0 | 0 | 10.261 | 10.261 | 4.0018 | 0 | 4.0018 | 0 | 4.0018
2016-11-18 11:00 | 0.164 | 0 | 1.111 | 0 | 11.053 | 249.8866 | 12 | 17.1793 | 3.6843 | 0 | 0 | 12.17 | 5.0093 | 3.6843 | 0.66266 | 73.02 | 0 | 0 | 11.053 | 11.053 | 4.3107 | 0 | 4.3107 | 0 | 4.3107
2016-11-18 12:00 | 0.178 | 0 | 0.871 | 0 | 11.307 | 250.6356 | 12 | 17.1793 | 3.6843 | 0 | 0 | 13.6063 | 3.573 | 3.6843 | 0.70204 | 71.728 | 5.797 | 1.9323 | 13.2393 | 13.2393 | 4.4097 | 0.75361 | 5.1633 | 0 | 5.1633
2016-11-18 13:00 | 0.169 | 0 | 1.473 | 1.7764e-15 | 10.696 | 251.9024 | 12 | 17.1793 | 3.6843 | 0 | 0 | 14.4557 | 2.7237 | 3.6843 | 0.72533 | 69.841 | 9.882 | 3.294 | 13.99 | 13.99 | 4.1714 | 1.2847 | 5.4561 | 6.9278e-16 | 5.4561
2016-11-18 14:00 | 0.168 | 0 | 1.024 | 0 | 11.144 | 252.783 | 12 | 17.1793 | 3.6843 | 0 | 0 | 3.8615 | 13.3178 | 3.6843 | 0.43487 | 0 | 13.554 | 4.518 | 15.662 | 15.662 | 4.3462 | 1.762 | 6.1082 | 0 | 6.1082
2016-11-18 15:00 | 0.154 | 0 | 0.767 | 0 | 11.387 | 253.4427 | 12 | 17.1793 | 3.6843 | 0 | 0 | 15.7873 | 1.392 | 3.6843 | 0.76184 | 66.883 | 16.287 | 5.429 | 16.816 | 16.816 | 4.4409 | 2.1173 | 6.5582 | 0 | 6.5582
2016-11-18 16:00 | 0.107 | 0 | 0 | 0.485 | 11.622 | 253.4427 | 12 | 17.1793 | 3.6843 | 0 | 0 | 16.176 | 1.0033 | 3.6843 | 0.77249 | 66.02 | 18.156 | 6.052 | 17.674 | 18.159 | 4.5326 | 2.3603 | 6.8929 | 0.18915 | 7.082
2016-11-18 17:00 | 0.058 | 0 | 0.727 | 0 | 11.331 | 254.0679 | 12 | 17.1793 | 3.6843 | 0 | 0 | 10.9485 | 6.2308 | 3.6843 | 0.62917 | 65.691 | 0 | 0 | 11.331 | 11.331 | 4.4191 | 0 | 4.4191 | 0 | 4.4191
2016-11-18 18:00 | 0.016 | 0 | 0.781 | 0 | 11.235 | 254.7395 | 12 | 17.1793 | 3.6843 | 0 | 0 | 11.024 | 6.1553 | 3.6843 | 0.63124 | 66.144 | 0 | 0 | 11.235 | 11.235 | 4.3816 | 0 | 4.3816 | 0 | 4.3816
2016-11-18 19:00 | 0.002 | 0 | 0 | 0 | 14.603 | 254.7395 | 14.601 | 20.903 | 4.4828 | 0 | 0 | 11.2365 | 9.6665 | 4.4828 | 0.58219 | 67.419 | 0 | 0 | 14.603 | 14.603 | 5.6952 | 0 | 5.6952 | 0 | 5.6952
2016-11-18 20:00 | 0 | 4.963 | 0 | 0 | 19.963 | 248.9686 | 15 | 21.4742 | 4.6053 | 0 | 0 | 0 | 21.4742 | 4.6053 | 0.329 | 0 | 0 | 0 | 19.963 | 19.963 | 7.7856 | 0 | 7.7856 | 0 | 7.7856
2016-11-18 21:00 | 0 | 5.737 | 0 | 0 | 20.737 | 242.2977 | 15 | 21.4742 | 4.6053 | 0 | 0 | 0 | 21.4742 | 4.6053 | 0.329 | 0 | 0 | 0 | 20.737 | 20.737 | 8.0874 | 0 | 8.0874 | 0 | 8.0874
2016-11-18 22:00 | 0 | 5.527 | 0 | 0 | 20.527 | 235.8709 | 15 | 21.4742 | 4.6053 | 0 | 0 | 0 | 21.4742 | 4.6053 | 0.329 | 0 | 0 | 0 | 20.527 | 20.527 | 8.0055 | 0 | 8.0055 | 0 | 8.0055
2016-11-18 23:00 | 0 | 3.211 | 0 | 0 | 18.211 | 232.1372 | 15 | 21.4742 | 4.6053 | 0 | 0 | 0 | 21.4742 | 4.6053 | 0.329 | 0 | 0 | 0 | 18.211 | 18.211 | 7.1023 | 0 | 7.1023 | 0 | 7.1023
2016-11-19 | 0 | 0.118 | 0 | 0 | 15.118 | 232 | 15 | 21.4742 | 4.6053 | 0 | 0 | 1.9893 | 19.4848 | 4.6053 | 0.37263 | 0 | 6.982 | 2.3273 | 17.4453 | 17.4453 | 5.896 | 0.90766 | 6.8037 | 0 | 6.8037
2016-11-19 01:00 | 0 | 0 | 0 | 0 | 12.954 | 232 | 12.954 | 18.5451 | 3.9772 | 0 | 0 | 1.7647 | 16.7804 | 3.9772 | 0.37382 | 0 | 6.194 | 2.0647 | 15.0187 | 15.0187 | 5.0521 | 0.80522 | 5.8573 | 0 | 5.8573
2016-11-19 02:00 | 0 | 0 | 0 | 0.26 | 11.74 | 232 | 12 | 17.1793 | 3.6843 | 0 | 0 | 1.6147 | 15.5647 | 3.6843 | 0.37327 | 0 | 5.667 | 1.889 | 13.629 | 13.889 | 4.5786 | 0.73671 | 5.3153 | 0.1014 | 5.4167
2016-11-19 03:00 | 0 | 0 | 0 | 0.548 | 11.452 | 232 | 12 | 17.1793 | 3.6843 | 0 | 0 | 1.4413 | 15.738 | 3.6843 | 0.36852 | 0 | 5.059 | 1.6863 | 13.1383 | 13.6863 | 4.4663 | 0.65767 | 5.124 | 0.21372 | 5.3377
2016-11-19 04:00 | 0 | 0 | 0 | 0.791 | 11.209 | 232 | 12 | 17.1793 | 3.6843 | 0 | 0 | 1.3023 | 15.877 | 3.6843 | 0.36471 | 0 | 4.571 | 1.5237 | 12.7327 | 13.5237 | 4.3715 | 0.59423 | 4.9657 | 0.30849 | 5.2742
2016-11-19 05:00 | 0 | 0 | 0 | 0.531 | 11.469 | 232 | 12 | 17.1793 | 3.6843 | 0 | 0 | 0 | 17.1793 | 3.6843 | 0.329 | 0 | 0 | 0 | 11.469 | 12 | 4.4729 | 0 | 4.4729 | 0.20709 | 4.68
2016-11-19 06:00 | 0.002 | 0 | 2.405 | 1.7764e-15 | 9.597 | 234.0683 | 12 | 17.1793 | 3.6843 | 0 | 0 | 0 | 17.1793 | 3.6843 | 0.329 | 0 | 0 | 0 | 9.597 | 9.597 | 3.7428 | 0 | 3.7428 | 6.9278e-16 | 3.7428
2016-11-19 07:00 | 0.016 | 0 | 3.996 | 0 | 8.02 | 237.5049 | 12 | 17.1793 | 3.6843 | 0 | 0 | 0 | 17.1793 | 3.6843 | 0.329 | 0 | 0 | 0 | 8.02 | 8.02 | 3.1278 | 0 | 3.1278 | 0 | 3.1278
2016-11-19 08:00 | 0.062 | 0 | 3.464 | 0 | 8.598 | 240.4839 | 12 | 17.1793 | 3.6843 | 0 | 0 | 0 | 17.1793 | 3.6843 | 0.329 | 0 | 0 | 0 | 8.598 | 8.598 | 3.3532 | 0 | 3.3532 | 0 | 3.3532
2016-11-19 09:00 | 0.12 | 0 | 2.833 | 0 | 9.287 | 242.9203 | 12 | 17.1793 | 3.6843 | 0 | 0 | 12.284 | 4.8953 | 3.6843 | 0.66579 | 73.704 | 0 | 0 | 9.287 | 9.287 | 3.6219 | 0 | 3.6219 | 0 | 3.6219
2016-11-19 10:00 | 0.141 | 0 | 0 | 1.885 | 10.256 | 242.9203 | 12 | 17.1793 | 3.6843 | 0 | 0 | 12.3432 | 4.8362 | 3.6843 | 0.66741 | 74.059 | 0 | 0 | 10.256 | 12.141 | 3.9998 | 0 | 3.9998 | 0.73515 | 4.735
2016-11-19 11:00 | 0.158 | 0 | 0 | 1.647 | 10.511 | 242.9203 | 12 | 17.1793 | 3.6843 | 0 | 0 | 12.3898 | 4.7895 | 3.6843 | 0.66869 | 74.339 | 0 | 0 | 10.511 | 12.158 | 4.0993 | 0 | 4.0993 | 0.64233 | 4.7416
2016-11-19 12:00 | 0.161 | 0 | 0 | 1.53 | 10.631 | 242.9203 | 12 | 17.1793 | 3.6843 | 0 | 0 | 13.1792 | 4.0002 | 3.6843 | 0.69033 | 72.676 | 3.743 | 1.2477 | 11.8787 | 13.4087 | 4.1461 | 0.48659 | 4.6327 | 0.5967 | 5.2294
2016-11-19 13:00 | 0.16 | 0 | 1.089 | 0 | 11.071 | 243.8568 | 12 | 17.1793 | 3.6843 | 0 | 0 | 14.1682 | 3.0112 | 3.6843 | 0.71744 | 70.48 | 8.5 | 2.8333 | 13.9043 | 13.9043 | 4.3177 | 1.105 | 5.4227 | 0 | 5.4227
2016-11-19 14:00 | 0.147 | 0 | 1.11 | 0 | 11.037 | 244.8114 | 12 | 17.1793 | 3.6843 | 0 | 0 | 3.6083 | 13.571 | 3.6843 | 0.42793 | 0 | 12.665 | 4.2217 | 15.2587 | 15.2587 | 4.3044 | 1.6464 | 5.9509 | 0 | 5.9509
2016-11-19 15:00 | 0.108 | 0 | 0 | 0.961 | 11.147 | 244.8114 | 12 | 17.1793 | 3.6843 | 0 | 0 | 15.6917 | 1.4877 | 3.6843 | 0.75921 | 67.096 | 15.826 | 5.2753 | 16.4223 | 17.3833 | 4.3473 | 2.0574 | 6.4047 | 0.37479 | 6.7795
2016-11-19 16:00 | 0.08 | 0 | 0.31449 | 0.57751 | 11.188 | 245.0819 | 12 | 17.1793 | 3.6843 | 0 | 0 | 16.157 | 1.0223 | 3.6843 | 0.77197 | 66.062 | 18.065 | 6.0217 | 17.2097 | 17.7872 | 4.3633 | 2.3485 | 6.7118 | 0.22523 | 6.937
2016-11-19 17:00 | 0.063 | 0 | 0 | 0.419 | 11.644 | 245.0819 | 12 | 17.1793 | 3.6843 | 0 | 0 | 10.9043 | 6.275 | 3.6843 | 0.62796 | 65.426 | 0 | 0 | 11.644 | 12.063 | 4.5412 | 0 | 4.5412 | 0.16341 | 4.7046
2016-11-19 18:00 | 0.017 | 0 | 0.621 | 1.7764e-15 | 11.396 | 245.6159 | 12 | 17.1793 | 3.6843 | 0 | 0 | 10.862 | 6.3173 | 3.6843 | 0.6268 | 65.172 | 0 | 0 | 11.396 | 11.396 | 4.4444 | 0 | 4.4444 | 6.9278e-16 | 4.4444
2016-11-19 19:00 | 0.002 | 0.037 | 0 | 0 | 15.039 | 245.5729 | 15 | 21.4742 | 4.6053 | 0 | 0 | 10.8787 | 10.5955 | 4.6053 | 0.56761 | 65.272 | 0 | 0 | 15.039 | 15.039 | 5.8652 | 0 | 5.8652 | 0 | 5.8652
2016-11-19 20:00 | 0 | 5.511 | 0 | 0 | 20.511 | 239.1648 | 15 | 21.4742 | 4.6053 | 0 | 0 | 0 | 21.4742 | 4.6053 | 0.329 | 0 | 0 | 0 | 20.511 | 20.511 | 7.9993 | 0 | 7.9993 | 0 | 7.9993
2016-11-19 21:00 | 0 | 0 | 5.717 | 0 | 21.283 | 244.0814 | 27 | 38.6535 | 8.2896 | 0 | 0 | 0 | 38.6535 | 8.2896 | 0.329 | 0 | 0 | 0 | 21.283 | 21.283 | 8.3004 | 0 | 8.3004 | 0 | 8.3004
2016-11-19 22:00 | 0 | 5.659 | 0 | 0 | 20.659 | 237.5012 | 15 | 21.4742 | 4.6053 | 0 | 0 | 0 | 21.4742 | 4.6053 | 0.329 | 0 | 0 | 0 | 20.659 | 20.659 | 8.057 | 0 | 8.057 | 0 | 8.057
2016-11-19 23:00 | 0 | 3.915 | 0 | 0 | 18.915 | 232.9488 | 15 | 21.4742 | 4.6053 | 0 | 0 | 0 | 21.4742 | 4.6053 | 0.329 | 0 | 0 | 0 | 18.915 | 18.915 | 7.3769 | 0 | 7.3769 | 0 | 7.3769
2016-11-20 | 0 | 0.816 | 0 | 0 | 15.816 | 232 | 15 | 21.4742 | 4.6053 | 0 | 0 | 2.5415 | 18.9327 | 4.6053 | 0.38474 | 0 | 8.921 | 2.9737 | 18.7897 | 18.7897 | 6.1682 | 1.1597 | 7.328 | 0 | 7.328
2016-11-20 01:00 | 0 | 0 | 0 | 0 | 13.431 | 232 | 13.431 | 19.228 | 4.1236 | 0 | 0 | 2.3203 | 16.9076 | 4.1236 | 0.38584 | 0 | 8.144 | 2.7147 | 16.1457 | 16.1457 | 5.2381 | 1.0587 | 6.2968 | 0 | 6.2968
2016-11-20 02:00 | 0 | 0 | 0 | 0 | 12.324 | 232 | 12.324 | 17.6432 | 3.7837 | 0 | 0 | 2.1063 | 15.5368 | 3.7837 | 0.38523 | 0 | 7.393 | 2.4643 | 14.7883 | 14.7883 | 4.8064 | 0.96109 | 5.7675 | 0 | 5.7675
2016-11-20 03:00 | 0 | 0 | 0 | 0.182 | 11.818 | 232 | 12 | 17.1793 | 3.6843 | 0 | 0 | 1.9278 | 15.2515 | 3.6843 | 0.38185 | 0 | 6.767 | 2.2557 | 14.0737 | 14.2557 | 4.609 | 0.87971 | 5.4887 | 0.07098 | 5.5597
2016-11-20 04:00 | 0 | 0 | 0 | 1.175 | 10.825 | 232 | 12 | 17.1793 | 3.6843 | 0 | 0 | 1.7762 | 15.4032 | 3.6843 | 0.3777 | 0 | 6.234 | 2.078 | 12.903 | 14.078 | 4.2218 | 0.81042 | 5.0322 | 0.45825 | 5.4904
2016-11-20 05:00 | 0 | 0 | 0 | 1.635 | 10.365 | 232 | 12 | 17.1793 | 3.6843 | 0 | 0 | 0 | 17.1793 | 3.6843 | 0.329 | 0 | 0 | 0 | 10.365 | 12 | 4.0423 | 0 | 4.0423 | 0.63765 | 4.68
2016-11-20 06:00 | 0.001 | 0 | 2.866 | 0 | 9.135 | 234.4648 | 12 | 17.1793 | 3.6843 | 0 | 0 | 0 | 17.1793 | 3.6843 | 0.329 | 0 | 0 | 0 | 9.135 | 9.135 | 3.5627 | 0 | 3.5627 | 0 | 3.5627
2016-11-20 07:00 | 0.009 | 0 | 4.029 | 0 | 7.98 | 237.9297 | 12 | 17.1793 | 3.6843 | 0 | 0 | 0 | 17.1793 | 3.6843 | 0.329 | 0 | 0 | 0 | 7.98 | 7.98 | 3.1122 | 0 | 3.1122 | 0 | 3.1122
2016-11-20 08:00 | 0.038 | 0 | 3.449 | 0 | 8.589 | 240.8958 | 12 | 17.1793 | 3.6843 | 0 | 0 | 0 | 17.1793 | 3.6843 | 0.329 | 0 | 0 | 0 | 8.589 | 8.589 | 3.3497 | 0 | 3.3497 | 0 | 3.3497
2016-11-20 09:00 | 0.073 | 0 | 2.47 | 0 | 9.603 | 243.02 | 12 | 17.1793 | 3.6843 | 0 | 0 | 12.064 | 5.1153 | 3.6843 | 0.65975 | 72.384 | 0 | 0 | 9.603 | 9.603 | 3.7452 | 0 | 3.7452 | 0 | 3.7452
2016-11-20 10:00 | 0.107 | 0 | 2.295 | 0 | 9.812 | 244.9937 | 12 | 17.1793 | 3.6843 | 0 | 0 | 12.099 | 5.0803 | 3.6843 | 0.66071 | 72.594 | 0 | 0 | 9.812 | 9.812 | 3.8267 | 0 | 3.8267 | 0 | 3.8267
2016-11-20 11:00 | 0.124 | 0 | 2.097 | 0 | 10.027 | 246.7972 | 12 | 17.1793 | 3.6843 | 0 | 0 | 12.124 | 5.0553 | 3.6843 | 0.6614 | 72.744 | 0 | 0 | 10.027 | 10.027 | 3.9105 | 0 | 3.9105 | 0 | 3.9105
2016-11-20 12:00 | 0.134 | 0 | 0 | 1.508 | 10.626 | 246.7972 | 12 | 17.1793 | 3.6843 | 0 | 0 | 13.8038 | 3.3755 | 3.6843 | 0.70746 | 71.289 | 6.748 | 2.2493 | 12.8753 | 14.3833 | 4.1441 | 0.87724 | 5.0214 | 0.58812 | 5.6095
2016-11-20 13:00 | 0.14 | 0 | 0 | 0.955 | 11.185 | 246.7972 | 12 | 17.1793 | 3.6843 | 0 | 0 | 14.5472 | 2.6322 | 3.6843 | 0.72783 | 69.638 | 10.322 | 3.4407 | 14.6257 | 15.5807 | 4.3622 | 1.3419 | 5.704 | 0.37245 | 6.0765
2016-11-20 14:00 | 0.151 | 0 | 0 | 0.927 | 11.224 | 246.7972 | 12 | 17.1793 | 3.6843 | 0 | 0 | 3.892 | 13.2873 | 3.6843 | 0.43571 | 0 | 13.661 | 4.5537 | 15.7777 | 16.7047 | 4.3774 | 1.7759 | 6.1533 | 0.36153 | 6.5148
2016-11-20 15:00 | 0.123 | 0 | 1.096 | 1.7764e-15 | 11.027 | 247.7397 | 12 | 17.1793 | 3.6843 | 0 | 0 | 15.8577 | 1.3217 | 3.6843 | 0.76376 | 66.727 | 16.625 | 5.5417 | 16.5687 | 16.5687 | 4.3005 | 2.1612 | 6.4618 | 6.9278e-16 | 6.4618
2016-11-20 16:00 | 0.096 | 0 | 0 | 0.875 | 11.221 | 247.7397 | 12 | 17.1793 | 3.6843 | 0 | 0 | 16.323 | 0.85633 | 3.6843 | 0.77652 | 65.694 | 18.863 | 6.2877 | 17.5087 | 18.3837 | 4.3762 | 2.4522 | 6.8284 | 0.34125 | 7.1696
2016-11-20 17:00 | 0.047 | 0 | 1.099 | 0 | 10.948 | 248.6849 | 12 | 17.1793 | 3.6843 | 0 | 0 | 10.8347 | 6.3447 | 3.6843 | 0.62605 | 65.008 | 0 | 0 | 10.948 | 10.948 | 4.2697 | 0 | 4.2697 | 0 | 4.2697
2016-11-20 18:00 | 0.017 | 0 | 0 | 0.674 | 11.343 | 248.6849 | 12 | 17.1793 | 3.6843 | 0 | 0 | 10.7795 | 6.3998 | 3.6843 | 0.62454 | 64.677 | 0 | 0 | 11.343 | 12.017 | 4.4238 | 0 | 4.4238 | 0.26286 | 4.6866
2016-11-20 19:00 | 0.001 | 0.754 | 0 | 0 | 15.755 | 247.8081 | 15 | 21.4742 | 4.6053 | 0 | 0 | 10.7802 | 10.694 | 4.6053 | 0.56544 | 64.681 | 0 | 0 | 15.755 | 15.755 | 6.1445 | 0 | 6.1445 | 0 | 6.1445
2016-11-20 20:00 | 0 | 0 | 0 | 5.798 | 21.202 | 247.8081 | 27 | 38.6535 | 8.2896 | 0 | 0 | 0 | 38.6535 | 8.2896 | 0.329 | 0 | 0 | 0 | 21.202 | 27 | 8.2688 | 0 | 8.2688 | 2.2612 | 10.53
2016-11-20 21:00 | 0 | 0 | 0 | 4.696 | 22.304 | 247.8081 | 27 | 38.6535 | 8.2896 | 0 | 0 | 0 | 38.6535 | 8.2896 | 0.329 | 0 | 0 | 0 | 22.304 | 27 | 8.6986 | 0 | 8.6986 | 1.8314 | 10.53
2016-11-20 22:00 | 0 | 0 | 0 | 5.14 | 21.86 | 247.8081 | 27 | 38.6535 | 8.2896 | 0 | 0 | 0 | 38.6535 | 8.2896 | 0.329 | 0 | 0 | 0 | 21.86 | 27 | 8.5254 | 0 | 8.5254 | 2.0046 | 10.53
2016-11-20 23:00 | 0 | 3.992 | 0 | 0 | 18.992 | 243.1663 | 15 | 21.4742 | 4.6053 | 0 | 0 | 0 | 21.4742 | 4.6053 | 0.329 | 0 | 0 | 0 | 18.992 | 18.992 | 7.4069 | 0 | 7.4069 | 0 | 7.4069
2016-11-21 | 0 | 1.061 | 0 | 0 | 16.061 | 241.9325 | 15 | 21.4742 | 4.6053 | 0 | 0 | 2.7938 | 18.6803 | 4.6053 | 0.39028 | 0 | 9.807 | 3.269 | 19.33 | 19.33 | 6.2638 | 1.2749 | 7.5387 | 0 | 7.5387
2016-11-21 01:00 | 0 | 0 | 0 | 0 | 14.254 | 241.9325 | 14.254 | 20.4062 | 4.3763 | 0 | 0 | 2.4588 | 17.9473 | 4.3763 | 0.38575 | 0 | 8.631 | 2.877 | 17.131 | 17.131 | 5.5591 | 1.122 | 6.6811 | 0 | 6.6811
2016-11-21 02:00 | 0 | 0 | 0 | 0 | 12.718 | 241.9325 | 12.718 | 18.2072 | 3.9047 | 0 | 0 | 2.271 | 15.9362 | 3.9047 | 0.38775 | 0 | 7.971 | 2.657 | 15.375 | 15.375 | 4.96 | 1.0362 | 5.9962 | 0 | 5.9962
2016-11-21 03:00 | 0 | 0 | 0 | 0.182 | 11.818 | 241.9325 | 12 | 17.1793 | 3.6843 | 0 | 0 | 2.0872 | 15.0922 | 3.6843 | 0.38622 | 0 | 7.326 | 2.442 | 14.26 | 14.442 | 4.609 | 0.95238 | 5.5614 | 0.07098 | 5.6324
2016-11-21 04:00 | 0 | 0 | 0 | 1.441 | 10.559 | 241.9325 | 12 | 17.1793 | 3.6843 | 0 | 0 | 1.9405 | 15.2388 | 3.6843 | 0.3822 | 0 | 6.811 | 2.2703 | 12.8293 | 14.2703 | 4.118 | 0.88543 | 5.0034 | 0.56199 | 5.5654
2016-11-21 05:00 | 0 | 0 | 0 | 1.593 | 10.407 | 241.9325 | 12 | 17.1793 | 3.6843 | 0 | 0 | 0 | 17.1793 | 3.6843 | 0.329 | 0 | 0 | 0 | 10.407 | 12 | 4.0587 | 0 | 4.0587 | 0.62127 | 4.68
2016-11-21 06:00 | 0.001 | 0 | 3.3 | 0 | 8.701 | 244.7705 | 12 | 17.1793 | 3.6843 | 0 | 0 | 0 | 17.1793 | 3.6843 | 0.329 | 0 | 0 | 0 | 8.701 | 8.701 | 3.3934 | 0 | 3.3934 | 0 | 3.3934
2016-11-21 07:00 | 0.012 | 0 | 0 | 4.67 | 7.342 | 244.7705 | 12 | 17.1793 | 3.6843 | 0 | 0 | 0 | 17.1793 | 3.6843 | 0.329 | 0 | 0 | 0 | 7.342 | 12.012 | 2.8634 | 0 | 2.8634 | 1.8213 | 4.6847
2016-11-21 08:00 | 0.038 | 0 | 4.066 | 0 | 7.972 | 248.2673 | 12 | 17.1793 | 3.6843 | 0 | 0 | 0 | 17.1793 | 3.6843 | 0.329 | 0 | 0 | 0 | 7.972 | 7.972 | 3.1091 | 0 | 3.1091 | 0 | 3.1091
2016-11-21 09:00 | 0.066 | 0 | 3.223 | 0 | 8.843 | 251.0391 | 12 | 17.1793 | 3.6843 | 0 | 0 | 12.0547 | 5.1247 | 3.6843 | 0.6595 | 72.328 | 0 | 0 | 8.843 | 8.843 | 3.4488 | 0 | 3.4488 | 0 | 3.4488
2016-11-21 10:00 | 0.111 | 0 | 2.444 | 0 | 9.667 | 253.1409 | 12 | 17.1793 | 3.6843 | 0 | 0 | 12.097 | 5.0823 | 3.6843 | 0.66066 | 72.582 | 0 | 0 | 9.667 | 9.667 | 3.7701 | 0 | 3.7701 | 0 | 3.7701
2016-11-21 11:00 | 0.105 | 0 | 2.108 | 0 | 9.997 | 254.9538 | 12 | 17.1793 | 3.6843 | 0 | 0 | 12.12 | 5.0593 | 3.6843 | 0.66129 | 72.72 | 0 | 0 | 9.997 | 9.997 | 3.8988 | 0 | 3.8988 | 0 | 3.8988
2016-11-21 12:00 | 0.129 | 0 | 0 | 1.739 | 10.39 | 254.9538 | 12 | 17.1793 | 3.6843 | 0 | 0 | 13.7007 | 3.4787 | 3.6843 | 0.70463 | 71.518 | 6.251 | 2.0837 | 12.4737 | 14.2127 | 4.0521 | 0.81263 | 4.8647 | 0.67821 | 5.5429
2016-11-21 13:00 | 0.113 | 0 | 1.09 | 0 | 11.023 | 255.8912 | 12 | 17.1793 | 3.6843 | 0 | 0 | 14.428 | 2.7513 | 3.6843 | 0.72457 | 69.903 | 9.749 | 3.2497 | 14.2727 | 14.2727 | 4.299 | 1.2674 | 5.5663 | 0 | 5.5663
2016-11-21 14:00 | 0.081 | 0 | 0 | 0.97 | 11.111 | 255.8912 | 12 | 17.1793 | 3.6843 | 0 | 0 | 3.645 | 13.5343 | 3.6843 | 0.42893 | 0 | 12.794 | 4.2647 | 15.3757 | 16.3457 | 4.3333 | 1.6632 | 5.9965 | 0.3783 | 6.3748
2016-11-21 15:00 | 0.087 | 0 | 0 | 0.801 | 11.286 | 255.8912 | 12 | 17.1793 | 3.6843 | 0 | 0 | 15.562 | 1.6173 | 3.6843 | 0.75566 | 67.384 | 15.203 | 5.0677 | 16.3537 | 17.1547 | 4.4015 | 1.9764 | 6.3779 | 0.31239 | 6.6903
2016-11-21 16:00 | 0.079 | 0 | 0 | 0.557 | 11.522 | 255.8912 | 12 | 17.1793 | 3.6843 | 0 | 0 | 15.8842 | 1.2952 | 3.6843 | 0.76449 | 66.668 | 16.753 | 5.5843 | 17.1063 | 17.6633 | 4.4936 | 2.1779 | 6.6715 | 0.21723 | 6.8887
2016-11-21 17:00 | 0.041 | 0 | 0 | 0.06 | 11.981 | 255.8912 | 12 | 17.1793 | 3.6843 | 0 | 0 | 11.0545 | 6.1248 | 3.6843 | 0.63208 | 66.327 | 0 | 0 | 11.981 | 12.041 | 4.6726 | 0 | 4.6726 | 0.0234 | 4.696
2016-11-21 18:00 | 0.018 | 0 | 0 | 0.973 | 11.045 | 255.8912 | 12 | 17.1793 | 3.6843 | 0 | 0 | 11.0978 | 6.0815 | 3.6843 | 0.63327 | 66.587 | 0 | 0 | 11.045 | 12.018 | 4.3075 | 0 | 4.3075 | 0.37947 | 4.687
2016-11-21 19:00 | 0.002 | 0 | 0 | 0 | 14.725 | 255.8912 | 14.723 | 21.0776 | 4.5203 | 0 | 0 | 11.2743 | 9.8033 | 4.5203 | 0.58094 | 67.646 | 0 | 0 | 14.725 | 14.725 | 5.7428 | 0 | 5.7428 | 0 | 5.7428
2016-11-21 20:00 | 0 | 0 | 0 | 5.057 | 21.943 | 255.8912 | 27 | 38.6535 | 8.2896 | 0 | 0 | 0 | 38.6535 | 8.2896 | 0.329 | 0 | 0 | 0 | 21.943 | 27 | 8.5578 | 0 | 8.5578 | 1.9722 | 10.53
2016-11-21 21:00 | 0 | 0 | 3.372 | 0 | 23.628 | 258.7911 | 27 | 38.6535 | 8.2896 | 0 | 0 | 0 | 38.6535 | 8.2896 | 0.329 | 0 | 0 | 0 | 23.628 | 23.628 | 9.2149 | 0 | 9.2149 | 0 | 9.2149
2016-11-21 22:00 | 0 | 0 | 4.417 | 0 | 22.583 | 262.5897 | 27 | 38.6535 | 8.2896 | 0 | 0 | 0 | 38.6535 | 8.2896 | 0.329 | 0 | 0 | 0 | 22.583 | 22.583 | 8.8074 | 0 | 8.8074 | 0 | 8.8074
2016-11-21 23:00 | 0 | 4.621 | 0 | 0 | 19.621 | 257.2165 | 15 | 21.4742 | 4.6053 | 0 | 0 | 0 | 21.4742 | 4.6053 | 0.329 | 0 | 0 | 0 | 19.621 | 19.621 | 7.6522 | 0 | 7.6522 | 0 | 7.6522
2016-11-22 | 0 | 1.329 | 0 | 0 | 16.329 | 255.6711 | 15 | 21.4742 | 4.6053 | 0 | 0 | 2.3115 | 19.1627 | 4.6053 | 0.3797 | 0 | 8.113 | 2.7043 | 19.0333 | 19.0333 | 6.3683 | 1.0547 | 7.423 | 0 | 7.423
2016-11-22 01:00 | 0 | 0 | 0 | 0 | 13.586 | 255.6711 | 13.586 | 19.4499 | 4.1712 | 0 | 0 | 2.0312 | 17.4187 | 4.1712 | 0.37819 | 0 | 7.129 | 2.3763 | 15.9623 | 15.9623 | 5.2985 | 0.92677 | 6.2253 | 0 | 6.2253
2016-11-22 02:00 | 0 | 0 | 0 | 0 | 12.855 | 255.6711 | 12.855 | 18.4034 | 3.9468 | 0 | 0 | 1.7722 | 16.6312 | 3.9468 | 0.37436 | 0 | 6.22 | 2.0733 | 14.9283 | 14.9283 | 5.0135 | 0.8086 | 5.8221 | 0 | 5.8221
2016-11-22 03:00 | 0 | 0 | 0 | 0 | 12.325 | 255.6711 | 12.325 | 17.6446 | 3.784 | 0 | 0 | 1.5503 | 16.0943 | 3.784 | 0.37038 | 0 | 5.442 | 1.814 | 14.139 | 14.139 | 4.8068 | 0.70746 | 5.5142 | 0 | 5.5142
2016-11-22 04:00 | 0 | 0 | 0 | 1.346 | 10.654 | 255.6711 | 12 | 17.1793 | 3.6843 | 0 | 0 | 1.4133 | 15.766 | 3.6843 | 0.36775 | 0 | 4.961 | 1.6537 | 12.3077 | 13.6537 | 4.1551 | 0.64493 | 4.8 | 0.52494 | 5.3249
2016-11-22 05:00 | 0 | 0 | 1.27 | 0 | 10.73 | 256.7633 | 12 | 17.1793 | 3.6843 | 0 | 0 | 0 | 17.1793 | 3.6843 | 0.329 | 0 | 0 | 0 | 10.73 | 10.73 | 4.1847 | 0 | 4.1847 | 0 | 4.1847
2016-11-22 06:00 | 0.002 | 0 | 2.708 | 0 | 9.294 | 259.0922 | 12 | 17.1793 | 3.6843 | 0 | 0 | 0 | 17.1793 | 3.6843 | 0.329 | 0 | 0 | 0 | 9.294 | 9.294 | 3.6247 | 0 | 3.6247 | 0 | 3.6247
2016-11-22 07:00 | 0.021 | 0 | 3.716 | 0 | 8.305 | 262.288 | 12 | 17.1793 | 3.6843 | 0 | 0 | 0 | 17.1793 | 3.6843 | 0.329 | 0 | 0 | 0 | 8.305 | 8.305 | 3.2389 | 0 | 3.2389 | 0 | 3.2389
2016-11-22 08:00 | 0.052 | 0 | 3.432 | 0 | 8.62 | 265.2395 | 12 | 17.1793 | 3.6843 | 0 | 0 | 0 | 17.1793 | 3.6843 | 0.329 | 0 | 0 | 0 | 8.62 | 8.62 | 3.3618 | 0 | 3.3618 | 0 | 3.3618
2016-11-22 09:00 | 0.073 | 0 | 2.527 | 0 | 9.546 | 267.4127 | 12 | 17.1793 | 3.6843 | 0 | 0 | 12.0435 | 5.1358 | 3.6843 | 0.65919 | 72.261 | 0 | 0 | 9.546 | 9.546 | 3.7229 | 0 | 3.7229 | 0 | 3.7229
2016-11-22 10:00 | 0.09 | 0 | 0 | 1.93 | 10.16 | 267.4127 | 12 | 17.1793 | 3.6843 | 0 | 0 | 12.0533 | 5.126 | 3.6843 | 0.65946 | 72.32 | 0 | 0 | 10.16 | 12.09 | 3.9624 | 0 | 3.9624 | 0.7527 | 4.7151
2016-11-22 11:00 | 0.108 | 0 | 1.541 | 0 | 10.567 | 268.738 | 12 | 17.1793 | 3.6843 | 0 | 0 | 12.0615 | 5.1178 | 3.6843 | 0.65969 | 72.369 | 0 | 0 | 10.567 | 10.567 | 4.1211 | 0 | 4.1211 | 0 | 4.1211
2016-11-22 12:00 | 0.107 | 0 | 1.08 | 0 | 11.027 | 269.6668 | 12 | 17.1793 | 3.6843 | 0 | 0 | 13.7307 | 3.4487 | 3.6843 | 0.70545 | 71.451 | 6.395 | 2.1317 | 13.1587 | 13.1587 | 4.3005 | 0.83135 | 5.1319 | 0 | 5.1319
2016-11-22 13:00 | 0.099 | 0 | 1.054 | 0 | 11.045 | 270.5732 | 12 | 17.1793 | 3.6843 | 0 | 0 | 14.2717 | 2.9077 | 3.6843 | 0.72028 | 70.25 | 8.997 | 2.999 | 14.044 | 14.044 | 4.3075 | 1.1696 | 5.4772 | 0 | 5.4772
2016-11-22 14:00 | 0.087 | 0 | 0 | 0.782 | 11.305 | 270.5732 | 12 | 17.1793 | 3.6843 | 0 | 0 | 3.3347 | 13.8447 | 3.6843 | 0.42043 | 0 | 11.704 | 3.9013 | 15.2063 | 15.9883 | 4.4089 | 1.5215 | 5.9305 | 0.30498 | 6.2354
2016-11-22 15:00 | 0.061 | 0 | 0 | 0.021 | 12.04 | 270.5732 | 12 | 17.1793 | 3.6843 | 0 | 0 | 15.3067 | 1.8727 | 3.6843 | 0.74866 | 67.951 | 13.975 | 4.6583 | 16.6983 | 16.7193 | 4.6956 | 1.8168 | 6.5123 | 0.00819 | 6.5205
2016-11-22 16:00 | 0.039 | 0 | 0 | 0 | 12.226 | 270.5732 | 12.187 | 17.447 | 3.7417 | 0 | 0 | 15.593 | 1.854 | 3.7417 | 0.74995 | 67.315 | 15.352 | 5.1173 | 17.3433 | 17.3433 | 4.7681 | 1.9958 | 6.7639 | 0 | 6.7639
2016-11-22 17:00 | 0.042 | 0 | 0 | 0.204 | 11.838 | 270.5732 | 12 | 17.1793 | 3.6843 | 0 | 0 | 11.1608 | 6.0185 | 3.6843 | 0.63499 | 66.965 | 0 | 0 | 11.838 | 12.042 | 4.6168 | 0 | 4.6168 | 0.07956 | 4.6964
2016-11-22 18:00 | 0.012 | 0 | 1.003 | 0 | 11.009 | 271.4358 | 12 | 17.1793 | 3.6843 | 0 | 0 | 11.1328 | 6.0465 | 3.6843 | 0.63423 | 66.797 | 0 | 0 | 11.009 | 11.009 | 4.2935 | 0 | 4.2935 | 0 | 4.2935
2016-11-22 19:00 | 0 | 0 | 0 | 0 | 14.399 | 271.4358 | 14.399 | 20.6138 | 4.4208 | 0 | 0 | 11.1562 | 9.4576 | 4.4208 | 0.58391 | 66.937 | 0 | 0 | 14.399 | 14.399 | 5.6156 | 0 | 5.6156 | 0 | 5.6156
2016-11-22 20:00 | 0 | 4.883 | 0 | 0 | 19.883 | 265.7579 | 15 | 21.4742 | 4.6053 | 0 | 0 | 0 | 21.4742 | 4.6053 | 0.329 | 0 | 0 | 0 | 19.883 | 19.883 | 7.7544 | 0 | 7.7544 | 0 | 7.7544
2016-11-22 21:00 | 0 | 5.882 | 0 | 0 | 20.882 | 258.9183 | 15 | 21.4742 | 4.6053 | 0 | 0 | 0 | 21.4742 | 4.6053 | 0.329 | 0 | 0 | 0 | 20.882 | 20.882 | 8.144 | 0 | 8.144 | 0 | 8.144
2016-11-22 22:00 | 0 | 4.726 | 0 | 0 | 19.726 | 253.423 | 15 | 21.4742 | 4.6053 | 0 | 0 | 0 | 21.4742 | 4.6053 | 0.329 | 0 | 0 | 0 | 19.726 | 19.726 | 7.6931 | 0 | 7.6931 | 0 | 7.6931
2016-11-22 23:00 | 0 | 2.415 | 0 | 0 | 17.415 | 250.6149 | 15 | 21.4742 | 4.6053 | 0 | 0 | 0 | 21.4742 | 4.6053 | 0.329 | 0 | 0 | 0 | 17.415 | 17.415 | 6.7919 | 0 | 6.7919 | 0 | 6.7919
2016-11-23 | 0 | 0.105 | 0 | 0 | 15.105 | 250.4928 | 15 | 21.4742 | 4.6053 | 0 | 0 | 2.2475 | 19.2267 | 4.6053 | 0.3783 | 0 | 7.889 | 2.6297 | 17.7347 | 17.7347 | 5.891 | 1.0256 | 6.9165 | 0 | 6.9165
2016-11-23 01:00 | 0 | 0 | 0 | 0 | 13.857 | 250.4928 | 13.857 | 19.8378 | 4.2544 | 0 | 0 | 1.9465 | 17.8913 | 4.2544 | 0.37521 | 0 | 6.832 | 2.2773 | 16.1343 | 16.1343 | 5.4042 | 0.88816 | 6.2924 | 0 | 6.2924
2016-11-23 02:00 | 0 | 0 | 0 | 0 | 12.678 | 250.4928 | 12.678 | 18.15 | 3.8924 | 0 | 0 | 1.7487 | 16.4013 | 3.8924 | 0.37438 | 0 | 6.138 | 2.046 | 14.724 | 14.724 | 4.9444 | 0.79794 | 5.7424 | 0 | 5.7424
2016-11-23 03:00 | 0 | 0 | 0 | 0.411 | 11.589 | 250.4928 | 12 | 17.1793 | 3.6843 | 0 | 0 | 1.569 | 15.6103 | 3.6843 | 0.37202 | 0 | 5.507 | 1.8357 | 13.4247 | 13.8357 | 4.5197 | 0.71591 | 5.2356 | 0.16029 | 5.3959
2016-11-23 04:00 | 0 | 0 | 0 | 0.942 | 11.058 | 250.4928 | 12 | 17.1793 | 3.6843 | 0 | 0 | 1.4055 | 15.7738 | 3.6843 | 0.36753 | 0 | 4.933 | 1.6443 | 12.7023 | 13.6443 | 4.3126 | 0.64129 | 4.9539 | 0.36738 | 5.3213
2016-11-23 05:00 | 0 | 0 | 1.049 | 1.7764e-15 | 10.951 | 251.3949 | 12 | 17.1793 | 3.6843 | 0 | 0 | 0 | 17.1793 | 3.6843 | 0.329 | 0 | 0 | 0 | 10.951 | 10.951 | 4.2709 | 0 | 4.2709 | 6.9278e-16 | 4.2709
2016-11-23 06:00 | 0 | 0 | 2.33 | 0 | 9.67 | 253.3987 | 12 | 17.1793 | 3.6843 | 0 | 0 | 0 | 17.1793 | 3.6843 | 0.329 | 0 | 0 | 0 | 9.67 | 9.67 | 3.7713 | 0 | 3.7713 | 0 | 3.7713
2016-11-23 07:00 | 0.012 | 0 | 4.138 | 0 | 7.874 | 256.9574 | 12 | 17.1793 | 3.6843 | 0 | 0 | 0 | 17.1793 | 3.6843 | 0.329 | 0 | 0 | 0 | 7.874 | 7.874 | 3.0709 | 0 | 3.0709 | 0 | 3.0709
2016-11-23 08:00 | 0.028 | 0 | 3.397 | 0 | 8.631 | 259.8788 | 12 | 17.1793 | 3.6843 | 0 | 0 | 0 | 17.1793 | 3.6843 | 0.329 | 0 | 0 | 0 | 8.631 | 8.631 | 3.3661 | 0 | 3.3661 | 0 | 3.3661
2016-11-23 09:00 | 0.039 | 0 | 2.607 | 0 | 9.432 | 262.1208 | 12 | 17.1793 | 3.6843 | 0 | 0 | 12.1693 | 5.01 | 3.6843 | 0.66264 | 73.016 | 0 | 0 | 9.432 | 9.432 | 3.6785 | 0 | 3.6785 | 0 | 3.6785
2016-11-23 10:00 | 0.063 | 0 | 1.715 | 0 | 10.348 | 263.5957 | 12 | 17.1793 | 3.6843 | 0 | 0 | 12.1882 | 4.9912 | 3.6843 | 0.66316 | 73.129 | 0 | 0 | 10.348 | 10.348 | 4.0357 | 0 | 4.0357 | 0 | 4.0357
2016-11-23 11:00 | 0.104 | 0 | 1.497 | 0 | 10.607 | 264.8831 | 12 | 17.1793 | 3.6843 | 0 | 0 | 12.192 | 4.9873 | 3.6843 | 0.66326 | 73.152 | 0 | 0 | 10.607 | 10.607 | 4.1367 | 0 | 4.1367 | 0 | 4.1367
2016-11-23 12:00 | 0.132 | 0 | 0 | 0.939 | 11.193 | 264.8831 | 12 | 17.1793 | 3.6843 | 0 | 0 | 13.454 | 3.7253 | 3.6843 | 0.69786 | 72.066 | 5.065 | 1.6883 | 12.8813 | 13.8203 | 4.3653 | 0.65845 | 5.0237 | 0.36621 | 5.3899
2016-11-23 13:00 | 0.134 | 0 | 1.058 | 0 | 11.076 | 265.793 | 12 | 17.1793 | 3.6843 | 0 | 0 | 14.102 | 3.0773 | 3.6843 | 0.71563 | 70.627 | 8.182 | 2.7273 | 13.8033 | 13.8033 | 4.3196 | 1.0637 | 5.3833 | 0 | 5.3833
2016-11-23 14:00 | 0.123 | 0 | 0 | 0.198 | 11.925 | 265.793 | 12 | 17.1793 | 3.6843 | 0 | 0 | 3.3225 | 13.8568 | 3.6843 | 0.42009 | 0 | 11.662 | 3.8873 | 15.8123 | 16.0103 | 4.6508 | 1.5161 | 6.1668 | 0.07722 | 6.244
2016-11-23 15:00 | 0.083 | 0 | 0 | 0 | 12.089 | 265.793 | 12.006 | 17.1879 | 3.6861 | 0 | 0 | 15.3807 | 1.8073 | 3.6861 | 0.75048 | 67.786 | 14.331 | 4.777 | 16.866 | 16.866 | 4.7147 | 1.863 | 6.5777 | 0 | 6.5777
2016-11-23 16:00 | 0.048 | 0 | 0 | 0 | 12.127 | 265.793 | 12.079 | 17.2924 | 3.7085 | 0 | 0 | 15.7558 | 1.5366 | 3.7085 | 0.75815 | 66.953 | 16.136 | 5.3787 | 17.5057 | 17.5057 | 4.7295 | 2.0977 | 6.8272 | 0 | 6.8272
2016-11-23 17:00 | 0.049 | 0 | 0 | 0.143 | 11.906 | 265.793 | 12 | 17.1793 | 3.6843 | 0 | 0 | 11.0783 | 6.101 | 3.6843 | 0.63273 | 66.47 | 0 | 0 | 11.906 | 12.049 | 4.6433 | 0 | 4.6433 | 0.05577 | 4.6991
2016-11-23 18:00 | 0.013 | 0 | 0 | 0.089 | 11.924 | 265.793 | 12 | 17.1793 | 3.6843 | 0 | 0 | 11.0715 | 6.1078 | 3.6843 | 0.63254 | 66.429 | 0 | 0 | 11.924 | 12.013 | 4.6504 | 0 | 4.6504 | 0.03471 | 4.6851
2016-11-23 19:00 | 0.001 | 0 | 0 | 0 | 14.683 | 265.793 | 14.682 | 21.0189 | 4.5077 | 0 | 0 | 11.1255 | 9.8934 | 4.5077 | 0.5783 | 66.753 | 0 | 0 | 14.683 | 14.683 | 5.7264 | 0 | 5.7264 | 0 | 5.7264
2016-11-23 20:00 | 0 | 4.848 | 0 | 0 | 19.848 | 260.1558 | 15 | 21.4742 | 4.6053 | 0 | 0 | 0 | 21.4742 | 4.6053 | 0.329 | 0 | 0 | 0 | 19.848 | 19.848 | 7.7407 | 0 | 7.7407 | 0 | 7.7407
2016-11-23 21:00 | 0 | 0 | 0 | 5.784 | 21.216 | 260.1558 | 27 | 38.6535 | 8.2896 | 0 | 0 | 0 | 38.6535 | 8.2896 | 0.329 | 0 | 0 | 0 | 21.216 | 27 | 8.2742 | 0 | 8.2742 | 2.2558 | 10.53
2016-11-23 22:00 | 0 | 5.335 | 0 | 0 | 20.335 | 253.9523 | 15 | 21.4742 | 4.6053 | 0 | 0 | 0 | 21.4742 | 4.6053 | 0.329 | 0 | 0 | 0 | 20.335 | 20.335 | 7.9307 | 0 | 7.9307 | 0 | 7.9307
2016-11-23 23:00 | 0 | 3.136 | 0 | 0 | 18.136 | 250.3058 | 15 | 21.4742 | 4.6053 | 0 | 0 | 0 | 21.4742 | 4.6053 | 0.329 | 0 | 0 | 0 | 18.136 | 18.136 | 7.073 | 0 | 7.073 | 0 | 7.073
2016-11-24 | 0 | 0.492 | 0 | 0 | 15.492 | 249.7337 | 15 | 21.4742 | 4.6053 | 0 | 0 | 2.2353 | 19.2388 | 4.6053 | 0.37803 | 0 | 7.846 | 2.6153 | 18.1073 | 18.1073 | 6.0419 | 1.02 | 7.0619 | 0 | 7.0619
2016-11-24 01:00 | 0 | 0 | 0 | 0 | 13.423 | 249.7337 | 13.423 | 19.2165 | 4.1212 | 0 | 0 | 1.9822 | 17.2343 | 4.1212 | 0.37758 | 0 | 6.957 | 2.319 | 15.742 | 15.742 | 5.235 | 0.90441 | 6.1394 | 0 | 6.1394
2016-11-24 02:00 | 0 | 0 | 0 | 0 | 12.367 | 249.7337 | 12.367 | 17.7047 | 3.7969 | 0 | 0 | 1.7793 | 15.9254 | 3.7969 | 0.37634 | 0 | 6.245 | 2.0817 | 14.4487 | 14.4487 | 4.8231 | 0.81185 | 5.635 | 0 | 5.635
2016-11-24 03:00 | 0 | 0 | 0 | 0.251 | 11.749 | 249.7337 | 12 | 17.1793 | 3.6843 | 0 | 0 | 1.6027 | 15.5767 | 3.6843 | 0.37294 | 0 | 5.625 | 1.875 | 13.624 | 13.875 | 4.5821 | 0.73125 | 5.3134 | 0.09789 | 5.4112
2016-11-24 04:00 | 0 | 0 | 1.028 | 0 | 10.972 | 250.6178 | 12 | 17.1793 | 3.6843 | 0 | 0 | 1.4687 | 15.7107 | 3.6843 | 0.36927 | 0 | 5.155 | 1.7183 | 12.6903 | 12.6903 | 4.2791 | 0.67015 | 4.9492 | 0 | 4.9492
2016-11-24 05:00 | 0 | 0 | 1.4 | 0 | 10.6 | 251.8218 | 12 | 17.1793 | 3.6843 | 0 | 0 | 0 | 17.1793 | 3.6843 | 0.329 | 0 | 0 | 0 | 10.6 | 10.6 | 4.134 | 0 | 4.134 | 0 | 4.134
2016-11-24 06:00 | 0.002 | 0 | 2.523 | 0 | 9.479 | 253.9916 | 12 | 17.1793 | 3.6843 | 0 | 0 | 0 | 17.1793 | 3.6843 | 0.329 | 0 | 0 | 0 | 9.479 | 9.479 | 3.6968 | 0 | 3.6968 | 0 | 3.6968
2016-11-24 07:00 | 0.025 | 0 | 3.764 | 1.7764e-15 | 8.261 | 257.2286 | 12 | 17.1793 | 3.6843 | 0 | 0 | 0 | 17.1793 | 3.6843 | 0.329 | 0 | 0 | 0 | 8.261 | 8.261 | 3.2218 | 0 | 3.2218 | 6.9278e-16 | 3.2218
2016-11-24 08:00 | 0.068 | 0 | 2.934 | 0 | 9.134 | 259.7519 | 12 | 17.1793 | 3.6843 | 0 | 0 | 0 | 17.1793 | 3.6843 | 0.329 | 0 | 0 | 0 | 9.134 | 9.134 | 3.5623 | 0 | 3.5623 | 0 | 3.5623
2016-11-24 09:00 | 0.11 | 0 | 2.526 | 0 | 9.584 | 261.9242 | 12 | 17.1793 | 3.6843 | 0 | 0 | 12.0608 | 5.1185 | 3.6843 | 0.65967 | 72.365 | 0 | 0 | 9.584 | 9.584 | 3.7378 | 0 | 3.7378 | 0 | 3.7378
2016-11-24 10:00 | 0.132 | 0 | 1.873 | 0 | 10.259 | 263.535 | 12 | 17.1793 | 3.6843 | 0 | 0 | 12.0842 | 5.0952 | 3.6843 | 0.66031 | 72.505 | 0 | 0 | 10.259 | 10.259 | 4.001 | 0 | 4.001 | 0 | 4.001
2016-11-24 11:00 | 0.155 | 0 | 1.974 | 1.7764e-15 | 10.181 | 265.2326 | 12 | 17.1793 | 3.6843 | 0 | 0 | 12.107 | 5.0723 | 3.6843 | 0.66093 | 72.642 | 0 | 0 | 10.181 | 10.181 | 3.9706 | 0 | 3.9706 | 6.9278e-16 | 3.9706
2016-11-24 12:00 | 0.135 | 0 | 1.874 | 0 | 10.261 | 266.8443 | 12 | 17.1793 | 3.6843 | 0 | 0 | 13.6297 | 3.5497 | 3.6843 | 0.70268 | 71.675 | 5.91 | 1.97 | 12.231 | 12.231 | 4.0018 | 0.7683 | 4.7701 | 0 | 4.7701
2016-11-24 13:00 | 0.158 | 0 | 1.535 | 0 | 10.623 | 268.1644 | 12 | 17.1793 | 3.6843 | 0 | 0 | 14.2373 | 2.942 | 3.6843 | 0.71934 | 70.326 | 8.832 | 2.944 | 13.567 | 13.567 | 4.143 | 1.1482 | 5.2911 | 0 | 5.2911
2016-11-24 14:00 | 0.133 | 0 | 0.743 | 0 | 11.39 | 268.8034 | 12 | 17.1793 | 3.6843 | 0 | 0 | 3.4457 | 13.7337 | 3.6843 | 0.42347 | 0 | 12.094 | 4.0313 | 15.4213 | 15.4213 | 4.4421 | 1.5722 | 6.0143 | 0 | 6.0143
2016-11-24 15:00 | 0.112 | 0 | 0 | 0.444 | 11.668 | 268.8034 | 12 | 17.1793 | 3.6843 | 0 | 0 | 15.485 | 1.6943 | 3.6843 | 0.75355 | 67.555 | 14.833 | 4.9443 | 16.6123 | 17.0563 | 4.5505 | 1.9283 | 6.4788 | 0.17316 | 6.652
2016-11-24 16:00 | 0.073 | 0 | 0 | 0.245 | 11.828 | 268.8034 | 12 | 17.1793 | 3.6843 | 0 | 0 | 15.8497 | 1.3297 | 3.6843 | 0.76355 | 66.745 | 16.587 | 5.529 | 17.357 | 17.602 | 4.6129 | 2.1563 | 6.7692 | 0.09555 | 6.8648
2016-11-24 17:00 | 0.049 | 0 | 0 | 0.296 | 11.753 | 268.8034 | 12 | 17.1793 | 3.6843 | 0 | 0 | 11.0515 | 6.1278 | 3.6843 | 0.632 | 66.309 | 0 | 0 | 11.753 | 12.049 | 4.5837 | 0 | 4.5837 | 0.11544 | 4.6991
2016-11-24 18:00 | 0.016 | 0 | 0 | 0.519 | 11.497 | 268.8034 | 12 | 17.1793 | 3.6843 | 0 | 0 | 11.0467 | 6.1327 | 3.6843 | 0.63186 | 66.28 | 0 | 0 | 11.497 | 12.016 | 4.4838 | 0 | 4.4838 | 0.20241 | 4.6862
2016-11-24 19:00 | 0.001 | 0 | 0 | 0 | 14.955 | 268.8034 | 14.954 | 21.4083 | 4.5912 | 0 | 0 | 11.0988 | 10.3095 | 4.5912 | 0.57318 | 66.593 | 0 | 0 | 14.955 | 14.955 | 5.8325 | 0 | 5.8325 | 0 | 5.8325
2016-11-24 20:00 | 0 | 5.798 | 0 | 0 | 20.798 | 262.0615 | 15 | 21.4742 | 4.6053 | 0 | 0 | 0 | 21.4742 | 4.6053 | 0.329 | 0 | 0 | 0 | 20.798 | 20.798 | 8.1112 | 0 | 8.1112 | 0 | 8.1112
2016-11-24 21:00 | 0 | 0 | 0 | 5.667 | 21.333 | 262.0615 | 27 | 38.6535 | 8.2896 | 0 | 0 | 0 | 38.6535 | 8.2896 | 0.329 | 0 | 0 | 0 | 21.333 | 27 | 8.3199 | 0 | 8.3199 | 2.2101 | 10.53
2016-11-24 22:00 | 0 | 5.571 | 0 | 0 | 20.571 | 255.5836 | 15 | 21.4742 | 4.6053 | 0 | 0 | 0 | 21.4742 | 4.6053 | 0.329 | 0 | 0 | 0 | 20.571 | 20.571 | 8.0227 | 0 | 8.0227 | 0 | 8.0227
2016-11-24 23:00 | 0 | 2.935 | 0 | 0 | 17.935 | 252.1708 | 15 | 21.4742 | 4.6053 | 0 | 0 | 0 | 21.4742 | 4.6053 | 0.329 | 0 | 0 | 0 | 17.935 | 17.935 | 6.9947 | 0 | 6.9947 | 0 | 6.9947
2016-11-25 | 0 | 0.556 | 0 | 0 | 15.556 | 251.5243 | 15 | 21.4742 | 4.6053 | 0 | 0 | 2.4723 | 19.0018 | 4.6053 | 0.38323 | 0 | 8.678 | 2.8927 | 18.4487 | 18.4487 | 6.0668 | 1.1281 | 7.195 | 0 | 7.195
2016-11-25 01:00 | 0 | 0 | 0 | 0 | 13.381 | 251.5243 | 13.381 | 19.1564 | 4.1083 | 0 | 0 | 2.2395 | 16.9169 | 4.1083 | 0.38406 | 0 | 7.86 | 2.62 | 16.001 | 16.001 | 5.2186 | 1.0218 | 6.2404 | 0 | 6.2404
2016-11-25 02:00 | 0 | 0 | 0 | 0 | 12.14 | 251.5243 | 12.14 | 17.3798 | 3.7272 | 0 | 0 | 2.0438 | 15.3359 | 3.7272 | 0.38439 | 0 | 7.174 | 2.3913 | 14.5313 | 14.5313 | 4.7346 | 0.93262 | 5.6672 | 0 | 5.6672
2016-11-25 03:00 | 0 | 0 | 0 | 0.137 | 11.863 | 251.5243 | 12 | 17.1793 | 3.6843 | 0 | 0 | 1.8533 | 15.326 | 3.6843 | 0.37981 | 0 | 6.505 | 2.1683 | 14.0313 | 14.1683 | 4.6266 | 0.84565 | 5.4722 | 0.05343 | 5.5256
2016-11-25 04:00 | 0 | 0 | 0.931 | 0 | 11.069 | 252.325 | 12 | 17.1793 | 3.6843 | 0 | 0 | 1.6393 | 15.54 | 3.6843 | 0.37395 | 0 | 5.754 | 1.918 | 12.987 | 12.987 | 4.3169 | 0.74802 | 5.0649 | 0 | 5.0649
2016-11-25 05:00 | 0 | 0 | 0 | 0.578 | 11.422 | 252.325 | 12 | 17.1793 | 3.6843 | 0 | 0 | 0 | 17.1793 | 3.6843 | 0.329 | 0 | 0 | 0 | 11.422 | 12 | 4.4546 | 0 | 4.4546 | 0.22542 | 4.68
2016-11-25 06:00 | 0.002 | 0 | 1.737 | 1.7764e-15 | 10.265 | 253.8188 | 12 | 17.1793 | 3.6843 | 0 | 0 | 0 | 17.1793 | 3.6843 | 0.329 | 0 | 0 | 0 | 10.265 | 10.265 | 4.0034 | 0 | 4.0034 | 6.9278e-16 | 4.0034
2016-11-25 07:00 | 0.025 | 0 | 3.328 | 0 | 8.697 | 256.6809 | 12 | 17.1793 | 3.6843 | 0 | 0 | 0 | 17.1793 | 3.6843 | 0.329 | 0 | 0 | 0 | 8.697 | 8.697 | 3.3918 | 0 | 3.3918 | 0 | 3.3918
2016-11-25 08:00 | 0.071 | 0 | 3.17 | 0 | 8.901 | 259.4071 | 12 | 17.1793 | 3.6843 | 0 | 0 | 0 | 17.1793 | 3.6843 | 0.329 | 0 | 0 | 0 | 8.901 | 8.901 | 3.4714 | 0 | 3.4714 | 0 | 3.4714
2016-11-25 09:00 | 0.117 | 0 | 2.61 | 0 | 9.507 | 261.6517 | 12 | 17.1793 | 3.6843 | 0 | 0 | 12.137 | 5.0423 | 3.6843 | 0.66176 | 72.822 | 0 | 0 | 9.507 | 9.507 | 3.7077 | 0 | 3.7077 | 0 | 3.7077
2016-11-25 10:00 | 0.147 | 0 | 2.032 | 0 | 10.115 | 263.3992 | 12 | 17.1793 | 3.6843 | 0 | 0 | 12.1648 | 5.0145 | 3.6843 | 0.66252 | 72.989 | 0 | 0 | 10.115 | 10.115 | 3.9449 | 0 | 3.9449 | 0 | 3.9449
2016-11-25 11:00 | 0.172 | 0 | 1.74 | 0 | 10.432 | 264.8956 | 12 | 17.1793 | 3.6843 | 0 | 0 | 12.185 | 4.9943 | 3.6843 | 0.66307 | 73.11 | 0 | 0 | 10.432 | 10.432 | 4.0685 | 0 | 4.0685 | 0 | 4.0685
2016-11-25 12:00 | 0.179 | 0 | 1.928 | 1.7764e-15 | 10.251 | 266.5537 | 12 | 17.1793 | 3.6843 | 0 | 0 | 13.5125 | 3.6668 | 3.6843 | 0.69947 | 71.936 | 5.346 | 1.782 | 12.033 | 12.033 | 3.9979 | 0.69498 | 4.6929 | 6.9278e-16 | 4.6929
2016-11-25 13:00 | 0.166 | 0 | 1.92 | 0 | 10.246 | 268.2049 | 12 | 17.1793 | 3.6843 | 0 | 0 | 14.0928 | 3.0865 | 3.6843 | 0.71538 | 70.647 | 8.137 | 2.7123 | 12.9583 | 12.9583 | 3.9959 | 1.0578 | 5.0537 | 0 | 5.0537
2016-11-25 14:00 | 0.149 | 0 | 1.022 | 0 | 11.127 | 269.0838 | 12 | 17.1793 | 3.6843 | 0 | 0 | 3.2317 | 13.9477 | 3.6843 | 0.4176 | 0 | 11.343 | 3.781 | 14.908 | 14.908 | 4.3395 | 1.4746 | 5.8141 | 0 | 5.8141
2016-11-25 15:00 | 0.139 | 0 | 0 | 0.266 | 11.873 | 269.0838 | 12 | 17.1793 | 3.6843 | 0 | 0 | 15.3192 | 1.8602 | 3.6843 | 0.749 | 67.923 | 14.035 | 4.6783 | 16.5513 | 16.8173 | 4.6305 | 1.8245 | 6.455 | 0.10374 | 6.5588
2016-11-25 16:00 | 0.104 | 0 | 0 | 0 | 12.105 | 269.0838 | 12.001 | 17.1808 | 3.6846 | 0 | 0 | 15.7022 | 1.4786 | 3.6846 | 0.75947 | 67.073 | 15.877 | 5.2923 | 17.3973 | 17.3973 | 4.721 | 2.064 | 6.785 | 0 | 6.785
2016-11-25 17:00 | 0.061 | 0 | 0 | 0.269 | 11.792 | 269.0838 | 12 | 17.1793 | 3.6843 | 0 | 0 | 11.1218 | 6.0575 | 3.6843 | 0.63392 | 66.731 | 0 | 0 | 11.792 | 12.061 | 4.5989 | 0 | 4.5989 | 0.10491 | 4.7038
2016-11-25 18:00 | 0.022 | 0 | 0 | 0.382 | 11.64 | 269.0838 | 12 | 17.1793 | 3.6843 | 0 | 0 | 11.161 | 6.0183 | 3.6843 | 0.635 | 66.966 | 0 | 0 | 11.64 | 12.022 | 4.5396 | 0 | 4.5396 | 0.14898 | 4.6886
2016-11-25 19:00 | 0.002 | 0.167 | 0 | 0 | 15.169 | 268.8896 | 15 | 21.4742 | 4.6053 | 0 | 0 | 11.2307 | 10.2435 | 4.6053 | 0.57533 | 67.384 | 0 | 0 | 15.169 | 15.169 | 5.9159 | 0 | 5.9159 | 0 | 5.9159
2016-11-25 20:00 | 0 | 5.674 | 0 | 0 | 20.674 | 262.2919 | 15 | 21.4742 | 4.6053 | 0 | 0 | 0 | 21.4742 | 4.6053 | 0.329 | 0 | 0 | 0 | 20.674 | 20.674 | 8.0629 | 0 | 8.0629 | 0 | 8.0629
2016-11-25 21:00 | 0 | 0 | 0 | 5.824 | 21.176 | 262.2919 | 27 | 38.6535 | 8.2896 | 0 | 0 | 0 | 38.6535 | 8.2896 | 0.329 | 0 | 0 | 0 | 21.176 | 27 | 8.2586 | 0 | 8.2586 | 2.2714 | 10.53
2016-11-25 22:00 | 0 | 5.226 | 0 | 0 | 20.226 | 256.2152 | 15 | 21.4742 | 4.6053 | 0 | 0 | 0 | 21.4742 | 4.6053 | 0.329 | 0 | 0 | 0 | 20.226 | 20.226 | 7.8881 | 0 | 7.8881 | 0 | 7.8881
2016-11-25 23:00 | 0 | 3.357 | 0 | 0 | 18.357 | 252.3117 | 15 | 21.4742 | 4.6053 | 0 | 0 | 0 | 21.4742 | 4.6053 | 0.329 | 0 | 0 | 0 | 18.357 | 18.357 | 7.1592 | 0 | 7.1592 | 0 | 7.1592
2016-11-26 | 0 | 1.734 | 0 | 0 | 16.734 | 250.2954 | 15 | 21.4742 | 4.6053 | 0 | 0 | 2.1428 | 19.3313 | 4.6053 | 0.376 | 0 | 7.521 | 2.507 | 19.241 | 19.241 | 6.5263 | 0.97773 | 7.504 | 0 | 7.504
2016-11-26 01:00 | 0 | 0 | 0 | 0 | 14.235 | 250.2954 | 14.235 | 20.379 | 4.3705 | 0 | 0 | 1.8805 | 18.4985 | 4.3705 | 0.37246 | 0 | 6.601 | 2.2003 | 16.4353 | 16.4353 | 5.5517 | 0.85813 | 6.4098 | 0 | 6.4098
2016-11-26 02:00 | 0 | 0 | 0 | 0 | 12.51 | 250.2954 | 12.51 | 17.9095 | 3.8408 | 0 | 0 | 1.6215 | 16.288 | 3.8408 | 0.37164 | 0 | 5.692 | 1.8973 | 14.4073 | 14.4073 | 4.8789 | 0.73996 | 5.6189 | 0 | 5.6189
2016-11-26 03:00 | 0 | 0 | 0.719 | 1.7764e-15 | 11.281 | 250.9137 | 12 | 17.1793 | 3.6843 | 0 | 0 | 1.4703 | 15.709 | 3.6843 | 0.36931 | 0 | 5.161 | 1.7203 | 13.0013 | 13.0013 | 4.3996 | 0.67093 | 5.0705 | 6.9278e-16 | 5.0705
2016-11-26 04:00 | 0 | 0 | 1.298 | 0 | 10.702 | 252.03 | 12 | 17.1793 | 3.6843 | 0 | 0 | 1.3143 | 15.865 | 3.6843 | 0.36503 | 0 | 4.613 | 1.5377 | 12.2397 | 12.2397 | 4.1738 | 0.59969 | 4.7735 | 0 | 4.7735
2016-11-26 05:00 | 0 | 0 | 1.939 | 0 | 10.061 | 253.6976 | 12 | 17.1793 | 3.6843 | 0 | 0 | 0 | 17.1793 | 3.6843 | 0.329 | 0 | 0 | 0 | 10.061 | 10.061 | 3.9238 | 0 | 3.9238 | 0 | 3.9238
2016-11-26 06:00 | 0.002 | 0 | 2.446 | 0 | 9.556 | 255.8011 | 12 | 17.1793 | 3.6843 | 0 | 0 | 0 | 17.1793 | 3.6843 | 0.329 | 0 | 0 | 0 | 9.556 | 9.556 | 3.7268 | 0 | 3.7268 | 0 | 3.7268
2016-11-26 07:00 | 0.028 | 0 | 3.652 | 0 | 8.376 | 258.9418 | 12 | 17.1793 | 3.6843 | 0 | 0 | 0 | 17.1793 | 3.6843 | 0.329 | 0 | 0 | 0 | 8.376 | 8.376 | 3.2666 | 0 | 3.2666 | 0 | 3.2666
2016-11-26 08:00 | 0.065 | 0 | 2.799 | 1.7764e-15 | 9.266 | 261.349 | 12 | 17.1793 | 3.6843 | 0 | 0 | 0 | 17.1793 | 3.6843 | 0.329 | 0 | 0 | 0 | 9.266 | 9.266 | 3.6137 | 0 | 3.6137 | 6.9278e-16 | 3.6137
2016-11-26 09:00 | 0.095 | 0 | 1.96 | 0 | 10.135 | 263.0346 | 12 | 17.1793 | 3.6843 | 0 | 0 | 12.1403 | 5.039 | 3.6843 | 0.66185 | 72.842 | 0 | 0 | 10.135 | 10.135 | 3.9527 | 0 | 3.9527 | 0 | 3.9527
2016-11-26 10:00 | 0.116 | 0 | 1.837 | 0 | 10.279 | 264.6144 | 12 | 17.1793 | 3.6843 | 0 | 0 | 12.1488 | 5.0305 | 3.6843 | 0.66208 | 72.893 | 0 | 0 | 10.279 | 10.279 | 4.0088 | 0 | 4.0088 | 0 | 4.0088
2016-11-26 11:00 | 0.139 | 0 | 1.007 | 0 | 11.132 | 265.4804 | 12 | 17.1793 | 3.6843 | 0 | 0 | 12.1417 | 5.0377 | 3.6843 | 0.66188 | 72.85 | 0 | 0 | 11.132 | 11.132 | 4.3415 | 0 | 4.3415 | 0 | 4.3415
2016-11-26 12:00 | 0.11 | 0 | 1.127 | 1.7764e-15 | 10.983 | 266.4496 | 12 | 17.1793 | 3.6843 | 0 | 0 | 13.5418 | 3.6375 | 3.6843 | 0.70027 | 71.871 | 5.487 | 1.829 | 12.812 | 12.812 | 4.2834 | 0.71331 | 4.9967 | 6.9278e-16 | 4.9967
2016-11-26 13:00 | 0.076 | 0 | 0 | 0.499 | 11.577 | 266.4496 | 12 | 17.1793 | 3.6843 | 0 | 0 | 14.0077 | 3.1717 | 3.6843 | 0.71304 | 70.836 | 7.727 | 2.5757 | 14.1527 | 14.6517 | 4.515 | 1.0045 | 5.5195 | 0.19461 | 5.7142
2016-11-26 14:00 | 0.135 | 0 | 0 | 0.066 | 12.069 | 266.4496 | 12 | 17.1793 | 3.6843 | 0 | 0 | 2.8852 | 14.2942 | 3.6843 | 0.4081 | 0 | 10.127 | 3.3757 | 15.4447 | 15.5107 | 4.7069 | 1.3165 | 6.0234 | 0.02574 | 6.0492
2016-11-26 15:00 | 0.143 | 0 | 0 | 0.152 | 11.991 | 266.4496 | 12 | 17.1793 | 3.6843 | 0 | 0 | 14.9277 | 2.2517 | 3.6843 | 0.73827 | 68.793 | 12.153 | 4.051 | 16.042 | 16.194 | 4.6765 | 1.5799 | 6.2564 | 0.05928 | 6.3157
2016-11-26 16:00 | 0.117 | 0 | 0 | 0 | 12.131 | 266.4496 | 12.014 | 17.1994 | 3.6886 | 0 | 0 | 15.2237 | 1.9757 | 3.6886 | 0.7459 | 68.135 | 13.576 | 4.5253 | 16.6563 | 16.6563 | 4.7311 | 1.7649 | 6.496 | 0 | 6.496
2016-11-26 17:00 | 0.075 | 0 | 0 | 0.372 | 11.703 | 266.4496 | 12 | 17.1793 | 3.6843 | 0 | 0 | 11.2888 | 5.8905 | 3.6843 | 0.6385 | 67.733 | 0 | 0 | 11.703 | 12.075 | 4.5642 | 0 | 4.5642 | 0.14508 | 4.7093
2016-11-26 18:00 | 0.021 | 0 | 0.856 | 0 | 11.165 | 267.1858 | 12 | 17.1793 | 3.6843 | 0 | 0 | 11.2732 | 5.9062 | 3.6843 | 0.63807 | 67.639 | 0 | 0 | 11.165 | 11.165 | 4.3544 | 0 | 4.3544 | 0 | 4.3544
2016-11-26 19:00 | 0.001 | 0 | 0 | 0 | 14.57 | 267.1858 | 14.569 | 20.8571 | 4.473 | 0 | 0 | 11.2795 | 9.5776 | 4.473 | 0.58372 | 67.677 | 0 | 0 | 14.57 | 14.57 | 5.6823 | 0 | 5.6823 | 0 | 5.6823
2016-11-26 20:00 | 0 | 4.782 | 0 | 0 | 19.782 | 261.6253 | 15 | 21.4742 | 4.6053 | 0 | 0 | 0 | 21.4742 | 4.6053 | 0.329 | 0 | 0 | 0 | 19.782 | 19.782 | 7.715 | 0 | 7.715 | 0 | 7.715
2016-11-26 21:00 | 0 | 5.701 | 0 | 0 | 20.701 | 254.9963 | 15 | 21.4742 | 4.6053 | 0 | 0 | 0 | 21.4742 | 4.6053 | 0.329 | 0 | 0 | 0 | 20.701 | 20.701 | 8.0734 | 0 | 8.0734 | 0 | 8.0734
2016-11-26 22:00 | 0 | 4.809 | 0 | 0 | 19.809 | 249.4044 | 15 | 21.4742 | 4.6053 | 0 | 0 | 0 | 21.4742 | 4.6053 | 0.329 | 0 | 0 | 0 | 19.809 | 19.809 | 7.7255 | 0 | 7.7255 | 0 | 7.7255
2016-11-26 23:00 | 0 | 3.626 | 0 | 0 | 18.626 | 245.1881 | 15 | 21.4742 | 4.6053 | 0 | 0 | 0 | 21.4742 | 4.6053 | 0.329 | 0 | 0 | 0 | 18.626 | 18.626 | 7.2641 | 0 | 7.2641 | 0 | 7.2641
2016-11-27 | 0 | 0.76 | 0 | 0 | 15.76 | 244.3044 | 15 | 21.4742 | 4.6053 | 0 | 0 | 2.0447 | 19.4295 | 4.6053 | 0.37385 | 0 | 7.177 | 2.3923 | 18.1523 | 18.1523 | 6.1464 | 0.93301 | 7.0794 | 0 | 7.0794
2016-11-27 01:00 | 0 | 0 | 0 | 0 | 13.831 | 244.3044 | 13.831 | 19.8006 | 4.2464 | 0 | 0 | 1.9253 | 17.8753 | 4.2464 | 0.3748 | 0 | 6.758 | 2.2527 | 16.0837 | 16.0837 | 5.3941 | 0.87854 | 6.2726 | 0 | 6.2726
2016-11-27 02:00 | 0 | 0 | 0 | 0 | 12.569 | 244.3044 | 12.569 | 17.9939 | 3.859 | 0 | 0 | 1.7767 | 16.2173 | 3.859 | 0.37551 | 0 | 6.236 | 2.0787 | 14.6477 | 14.6477 | 4.9019 | 0.81068 | 5.7126 | 0 | 5.7126
2016-11-27 03:00 | 0 | 0 | 0 | 0.073 | 11.927 | 244.3044 | 12 | 17.1793 | 3.6843 | 0 | 0 | 1.6568 | 15.5225 | 3.6843 | 0.37442 | 0 | 5.815 | 1.9383 | 13.8653 | 13.9383 | 4.6515 | 0.75595 | 5.4075 | 0.02847 | 5.436
2016-11-27 04:00 | 0 | 0 | 0 | 0.449 | 11.551 | 244.3044 | 12 | 17.1793 | 3.6843 | 0 | 0 | 1.5057 | 15.6737 | 3.6843 | 0.37028 | 0 | 5.285 | 1.7617 | 13.3127 | 13.7617 | 4.5049 | 0.68705 | 5.1919 | 0.17511 | 5.367
2016-11-27 05:00 | 0 | 0 | 0 | 0.607 | 11.393 | 244.3044 | 12 | 17.1793 | 3.6843 | 0 | 0 | 0 | 17.1793 | 3.6843 | 0.329 | 0 | 0 | 0 | 11.393 | 12 | 4.4433 | 0 | 4.4433 | 0.23673 | 4.68
2016-11-27 06:00 | 0.002 | 0 | 2.184 | 0 | 9.818 | 246.1826 | 12 | 17.1793 | 3.6843 | 0 | 0 | 0 | 17.1793 | 3.6843 | 0.329 | 0 | 0 | 0 | 9.818 | 9.818 | 3.829 | 0 | 3.829 | 0 | 3.829
2016-11-27 07:00 | 0.029 | 0 | 3.685 | 0 | 8.344 | 249.3517 | 12 | 17.1793 | 3.6843 | 0 | 0 | 0 | 17.1793 | 3.6843 | 0.329 | 0 | 0 | 0 | 8.344 | 8.344 | 3.2542 | 0 | 3.2542 | 0 | 3.2542
2016-11-27 08:00 | 0.071 | 0 | 3.224 | 0 | 8.847 | 252.1244 | 12 | 17.1793 | 3.6843 | 0 | 0 | 0 | 17.1793 | 3.6843 | 0.329 | 0 | 0 | 0 | 8.847 | 8.847 | 3.4503 | 0 | 3.4503 | 0 | 3.4503
2016-11-27 09:00 | 0.112 | 0 | 2.511 | 0 | 9.601 | 254.2838 | 12 | 17.1793 | 3.6843 | 0 | 0 | 12.184 | 4.9953 | 3.6843 | 0.66304 | 73.104 | 0 | 0 | 9.601 | 9.601 | 3.7444 | 0 | 3.7444 | 0 | 3.7444
2016-11-27 10:00 | 0.134 | 0 | 2.127 | 1.7764e-15 | 10.007 | 256.1131 | 12 | 17.1793 | 3.6843 | 0 | 0 | 12.2247 | 4.9547 | 3.6843 | 0.66416 | 73.348 | 0 | 0 | 10.007 | 10.007 | 3.9027 | 0 | 3.9027 | 6.9278e-16 | 3.9027
2016-11-27 11:00 | 0.156 | 0 | 1.539 | 0 | 10.617 | 257.4366 | 12 | 17.1793 | 3.6843 | 0 | 0 | 12.2368 | 4.9425 | 3.6843 | 0.66449 | 73.421 | 0 | 0 | 10.617 | 10.617 | 4.1406 | 0 | 4.1406 | 0 | 4.1406
2016-11-27 12:00 | 0.164 | 0 | 1.27 | 0 | 10.894 | 258.5288 | 12 | 17.1793 | 3.6843 | 0 | 0 | 13.6423 | 3.537 | 3.6843 | 0.70303 | 71.648 | 5.971 | 1.9903 | 12.8843 | 12.8843 | 4.2487 | 0.77623 | 5.0249 | 0 | 5.0249
2016-11-27 13:00 | 0.157 | 0 | 1.022 | 0 | 11.135 | 259.4077 | 12 | 17.1793 | 3.6843 | 0 | 0 | 14.351 | 2.8283 | 3.6843 | 0.72246 | 70.074 | 9.379 | 3.1263 | 14.2613 | 14.2613 | 4.3426 | 1.2193 | 5.5619 | 0 | 5.5619
2016-11-27 14:00 | 0.141 | 0 | 0.87 | 0 | 11.271 | 260.1559 | 12 | 17.1793 | 3.6843 | 0 | 0 | 3.569 | 13.6103 | 3.6843 | 0.42685 | 0 | 12.527 | 4.1757 | 15.4467 | 15.4467 | 4.3957 | 1.6285 | 6.0242 | 0 | 6.0242
2016-11-27 15:00 | 0.148 | 0 | 0 | 0.393 | 11.755 | 260.1559 | 12 | 17.1793 | 3.6843 | 0 | 0 | 15.5463 | 1.633 | 3.6843 | 0.75523 | 67.419 | 15.128 | 5.0427 | 16.7977 | 17.1907 | 4.5845 | 1.9666 | 6.5511 | 0.15327 | 6.7044
2016-11-27 16:00 | 0.122 | 0 | 0.673 | 0 | 11.449 | 260.7347 | 12 | 17.1793 | 3.6843 | 0 | 0 | 15.9217 | 1.2577 | 3.6843 | 0.76552 | 66.585 | 16.933 | 5.6443 | 17.0933 | 17.0933 | 4.4651 | 2.2013 | 6.6664 | 0 | 6.6664
2016-11-27 17:00 | 0.07 | 0 | 0 | 0.321 | 11.749 | 260.7347 | 12 | 17.1793 | 3.6843 | 0 | 0 | 11.0157 | 6.1637 | 3.6843 | 0.63101 | 66.094 | 0 | 0 | 11.749 | 12.07 | 4.5821 | 0 | 4.5821 | 0.12519 | 4.7073
2016-11-27 18:00 | 0.019 | 0 | 0.526 | 0 | 11.493 | 261.1871 | 12 | 17.1793 | 3.6843 | 0 | 0 | 10.985 | 6.1943 | 3.6843 | 0.63017 | 65.91 | 0 | 0 | 11.493 | 11.493 | 4.4823 | 0 | 4.4823 | 0 | 4.4823
2016-11-27 19:00 | 0.002 | 0.211 | 0 | 0 | 15.213 | 260.9417 | 15 | 21.4742 | 4.6053 | 0 | 0 | 10.9955 | 10.4787 | 4.6053 | 0.57017 | 65.973 | 0 | 0 | 15.213 | 15.213 | 5.9331 | 0 | 5.9331 | 0 | 5.9331
2016-11-27 20:00 | 0 | 5.999 | 0 | 0 | 20.999 | 253.9661 | 15 | 21.4742 | 4.6053 | 0 | 0 | 0 | 21.4742 | 4.6053 | 0.329 | 0 | 0 | 0 | 20.999 | 20.999 | 8.1896 | 0 | 8.1896 | 0 | 8.1896
2016-11-27 21:00 | 0 | 0 | 0 | 5.771 | 21.229 | 253.9661 | 27 | 38.6535 | 8.2896 | 0 | 0 | 0 | 38.6535 | 8.2896 | 0.329 | 0 | 0 | 0 | 21.229 | 27 | 8.2793 | 0 | 8.2793 | 2.2507 | 10.53
2016-11-27 22:00 | 0 | 5.438 | 0 | 0 | 20.438 | 247.6429 | 15 | 21.4742 | 4.6053 | 0 | 0 | 0 | 21.4742 | 4.6053 | 0.329 | 0 | 0 | 0 | 20.438 | 20.438 | 7.9708 | 0 | 7.9708 | 0 | 7.9708
2016-11-27 23:00 | 0 | 3.233 | 0 | 0 | 18.233 | 243.8836 | 15 | 21.4742 | 4.6053 | 0 | 0 | 0 | 21.4742 | 4.6053 | 0.329 | 0 | 0 | 0 | 18.233 | 18.233 | 7.1109 | 0 | 7.1109 | 0 | 7.1109
2016-11-28 | 0 | 1.065 | 0 | 0 | 16.065 | 242.6452 | 15 | 21.4742 | 4.6053 | 0 | 0 | 2.3877 | 19.0865 | 4.6053 | 0.38137 | 0 | 8.381 | 2.7937 | 18.8587 | 18.8587 | 6.2654 | 1.0895 | 7.3549 | 0 | 7.3549
2016-11-28 01:00 | 0 | 0 | 0 | 0 | 14.13 | 242.6452 | 14.13 | 20.2287 | 4.3382 | 0 | 0 | 2.1115 | 18.1172 | 4.3382 | 0.37816 | 0 | 7.411 | 2.4703 | 16.6003 | 16.6003 | 5.5107 | 0.96343 | 6.4741 | 0 | 6.4741
2016-11-28 02:00 | 0 | 0 | 0 | 0 | 13.259 | 242.6452 | 13.259 | 18.9817 | 4.0708 | 0 | 0 | 1.9245 | 17.0572 | 4.0708 | 0.37675 | 0 | 6.755 | 2.2517 | 15.5107 | 15.5107 | 5.171 | 0.87815 | 6.0492 | 0 | 6.0492
2016-11-28 03:00 | 0 | 0 | 0 | 0 | 12.548 | 242.6452 | 12.548 | 17.9639 | 3.8525 | 0 | 0 | 1.7527 | 16.2112 | 3.8525 | 0.37495 | 0 | 6.152 | 2.0507 | 14.5987 | 14.5987 | 4.8937 | 0.79976 | 5.6935 | 0 | 5.6935
2016-11-28 04:00 | 0 | 0 | 0.843 | 0 | 11.157 | 243.3702 | 12 | 17.1793 | 3.6843 | 0 | 0 | 1.5928 | 15.5865 | 3.6843 | 0.37267 | 0 | 5.591 | 1.8637 | 13.0207 | 13.0207 | 4.3512 | 0.72683 | 5.0781 | 0 | 5.0781
2016-11-28 05:00 | 0 | 0 | 0 | 0.575 | 11.425 | 243.3702 | 12 | 17.1793 | 3.6843 | 0 | 0 | 0 | 17.1793 | 3.6843 | 0.329 | 0 | 0 | 0 | 11.425 | 12 | 4.4558 | 0 | 4.4558 | 0.22425 | 4.68
2016-11-28 06:00 | 0.002 | 0 | 2.308 | 0 | 9.694 | 245.3551 | 12 | 17.1793 | 3.6843 | 0 | 0 | 0 | 17.1793 | 3.6843 | 0.329 | 0 | 0 | 0 | 9.694 | 9.694 | 3.7807 | 0 | 3.7807 | 0 | 3.7807
2016-11-28 07:00 | 0.027 | 0 | 3.806 | 0 | 8.221 | 248.6282 | 12 | 17.1793 | 3.6843 | 0 | 0 | 0 | 17.1793 | 3.6843 | 0.329 | 0 | 0 | 0 | 8.221 | 8.221 | 3.2062 | 0 | 3.2062 | 0 | 3.2062
2016-11-28 08:00 | 0.049 | 0 | 3.107 | 0 | 8.942 | 251.3002 | 12 | 17.1793 | 3.6843 | 0 | 0 | 0 | 17.1793 | 3.6843 | 0.329 | 0 | 0 | 0 | 8.942 | 8.942 | 3.4874 | 0 | 3.4874 | 0 | 3.4874
2016-11-28 09:00 | 0.08 | 0 | 2.959 | 0 | 9.121 | 253.845 | 12 | 17.1793 | 3.6843 | 0 | 0 | 12.0687 | 5.1107 | 3.6843 | 0.65988 | 72.412 | 0 | 0 | 9.121 | 9.121 | 3.5572 | 0 | 3.5572 | 0 | 3.5572
2016-11-28 10:00 | 0.111 | 0 | 2.278 | 1.7764e-15 | 9.833 | 255.8041 | 12 | 17.1793 | 3.6843 | 0 | 0 | 12.0632 | 5.1162 | 3.6843 | 0.65973 | 72.379 | 0 | 0 | 9.833 | 9.833 | 3.8349 | 0 | 3.8349 | 6.9278e-16 | 3.8349
2016-11-28 11:00 | 0.123 | 0 | 2.172 | 0 | 9.951 | 257.672 | 12 | 17.1793 | 3.6843 | 0 | 0 | 12.0488 | 5.1305 | 3.6843 | 0.65934 | 72.293 | 0 | 0 | 9.951 | 9.951 | 3.8809 | 0 | 3.8809 | 0 | 3.8809
2016-11-28 12:00 | 0.127 | 0 | 1.5 | 0 | 10.627 | 258.962 | 12 | 17.1793 | 3.6843 | 0 | 0 | 13.8875 | 3.2918 | 3.6843 | 0.70975 | 71.103 | 7.15 | 2.3833 | 13.0103 | 13.0103 | 4.1445 | 0.9295 | 5.074 | 0 | 5.074
2016-11-28 13:00 | 0.135 | 0 | 1.162 | 0 | 10.973 | 259.9613 | 12 | 17.1793 | 3.6843 | 0 | 0 | 14.6038 | 2.5755 | 3.6843 | 0.72939 | 69.512 | 10.595 | 3.5317 | 14.5047 | 14.5047 | 4.2795 | 1.3774 | 5.6568 | 0 | 5.6568
2016-11-28 14:00 | 0.119 | 0 | 0 | 0.199 | 11.92 | 259.9613 | 12 | 17.1793 | 3.6843 | 0 | 0 | 3.8145 | 13.3648 | 3.6843 | 0.43358 | 0 | 13.389 | 4.463 | 16.383 | 16.582 | 4.6488 | 1.7406 | 6.3894 | 0.07761 | 6.467
2016-11-28 15:00 | 0.131 | 0 | 0 | 0.148 | 11.983 | 259.9613 | 12 | 17.1793 | 3.6843 | 0 | 0 | 15.551 | 1.6283 | 3.6843 | 0.75536 | 67.408 | 15.15 | 5.05 | 17.033 | 17.181 | 4.6734 | 1.9695 | 6.6429 | 0.05772 | 6.7006
2016-11-28 16:00 | 0.09 | 0 | 0 | 0 | 12.293 | 259.9613 | 12.203 | 17.4699 | 3.7466 | 0 | 0 | 15.766 | 1.7039 | 3.7466 | 0.75406 | 66.931 | 16.184 | 5.3947 | 17.6877 | 17.6877 | 4.7943 | 2.1039 | 6.8982 | 0 | 6.8982
2016-11-28 17:00 | 0.05 | 0 | 0 | 0.156 | 11.894 | 259.9613 | 12 | 17.1793 | 3.6843 | 0 | 0 | 11.1382 | 6.0412 | 3.6843 | 0.63437 | 66.829 | 0 | 0 | 11.894 | 12.05 | 4.6387 | 0 | 4.6387 | 0.06084 | 4.6995
2016-11-28 18:00 | 0.013 | 0 | 0.651 | 0 | 11.362 | 260.5212 | 12 | 17.1793 | 3.6843 | 0 | 0 | 11.151 | 6.0283 | 3.6843 | 0.63472 | 66.906 | 0 | 0 | 11.362 | 11.362 | 4.4312 | 0 | 4.4312 | 0 | 4.4312
2016-11-28 19:00 | 0.001 | 0.457 | 0 | 0 | 15.458 | 259.9898 | 15 | 21.4742 | 4.6053 | 0 | 0 | 11.1793 | 10.2948 | 4.6053 | 0.5742 | 67.076 | 0 | 0 | 15.458 | 15.458 | 6.0286 | 0 | 6.0286 | 0 | 6.0286
2016-11-28 20:00 | 0 | 0 | 0 | 5.46 | 21.54 | 259.9898 | 27 | 38.6535 | 8.2896 | 0 | 0 | 0 | 38.6535 | 8.2896 | 0.329 | 0 | 0 | 0 | 21.54 | 27 | 8.4006 | 0 | 8.4006 | 2.1294 | 10.53
2016-11-28 21:00 | 0 | 0 | 4.299 | 0 | 22.701 | 263.6869 | 27 | 38.6535 | 8.2896 | 0 | 0 | 0 | 38.6535 | 8.2896 | 0.329 | 0 | 0 | 0 | 22.701 | 22.701 | 8.8534 | 0 | 8.8534 | 0 | 8.8534
2016-11-28 22:00 | 0 | 0 | 3.8976 | 1.7984 | 21.304 | 267.0388 | 27 | 38.6535 | 8.2896 | 0 | 0 | 0 | 38.6535 | 8.2896 | 0.329 | 0 | 0 | 0 | 21.304 | 23.1024 | 8.3086 | 0 | 8.3086 | 0.70138 | 9.0099
2016-11-28 23:00 | 0 | 3.082 | 0 | 0 | 18.082 | 263.4551 | 15 | 21.4742 | 4.6053 | 0 | 0 | 0 | 21.4742 | 4.6053 | 0.329 | 0 | 0 | 0 | 18.082 | 18.082 | 7.052 | 0 | 7.052 | 0 | 7.052
2016-11-29 | 0 | 0.645 | 0 | 0 | 15.645 | 262.7051 | 15 | 21.4742 | 4.6053 | 0 | 0 | 2.588 | 18.8862 | 4.6053 | 0.38576 | 0 | 9.084 | 3.028 | 18.673 | 18.673 | 6.1015 | 1.1809 | 7.2825 | 0 | 7.2825
2016-11-29 01:00 | 0 | 0 | 0 | 0 | 13.749 | 262.7051 | 13.749 | 19.6832 | 4.2212 | 0 | 0 | 2.4348 | 17.2484 | 4.2212 | 0.38726 | 0 | 8.546 | 2.8487 | 16.5977 | 16.5977 | 5.3621 | 1.111 | 6.4731 | 0 | 6.4731
2016-11-29 02:00 | 0 | 0 | 0 | 0 | 12.491 | 262.7051 | 12.491 | 17.8823 | 3.835 | 0 | 0 | 2.2798 | 15.6024 | 3.835 | 0.38905 | 0 | 8.002 | 2.6673 | 15.1583 | 15.1583 | 4.8715 | 1.0403 | 5.9118 | 0 | 5.9118
2016-11-29 03:00 | 0 | 0 | 0 | 0 | 12.127 | 262.7051 | 12.127 | 17.3611 | 3.7233 | 0 | 0 | 2.153 | 15.2081 | 3.7233 | 0.38741 | 0 | 7.557 | 2.519 | 14.646 | 14.646 | 4.7295 | 0.98241 | 5.7119 | 0 | 5.7119
2016-11-29 04:00 | 0 | 0 | 0 | 0.515 | 11.485 | 262.7051 | 12 | 17.1793 | 3.6843 | 0 | 0 | 2.1163 | 15.063 | 3.6843 | 0.38702 | 0 | 7.428 | 2.476 | 13.961 | 14.476 | 4.4791 | 0.96564 | 5.4448 | 0.20085 | 5.6456
2016-11-29 05:00 | 0 | 0 | 0 | 0.473 | 11.527 | 262.7051 | 12 | 17.1793 | 3.6843 | 0 | 0 | 0 | 17.1793 | 3.6843 | 0.329 | 0 | 0 | 0 | 11.527 | 12 | 4.4955 | 0 | 4.4955 | 0.18447 | 4.68
2016-11-29 06:00 | 0.002 | 0 | 1.849 | 0 | 10.153 | 264.2953 | 12 | 17.1793 | 3.6843 | 0 | 0 | 0 | 17.1793 | 3.6843 | 0.329 | 0 | 0 | 0 | 10.153 | 10.153 | 3.9597 | 0 | 3.9597 | 0 | 3.9597
2016-11-29 07:00 | 0.024 | 0 | 3.488 | 1.7764e-15 | 8.536 | 267.2949 | 12 | 17.1793 | 3.6843 | 0 | 0 | 0 | 17.1793 | 3.6843 | 0.329 | 0 | 0 | 0 | 8.536 | 8.536 | 3.329 | 0 | 3.329 | 6.9278e-16 | 3.329
2016-11-29 08:00 | 0.05 | 0 | 2.676 | 1.7764e-15 | 9.374 | 269.5963 | 12 | 17.1793 | 3.6843 | 0 | 0 | 0 | 17.1793 | 3.6843 | 0.329 | 0 | 0 | 0 | 9.374 | 9.374 | 3.6559 | 0 | 3.6559 | 6.9278e-16 | 3.6559
2016-11-29 09:00 | 0.086 | 0 | 2.347 | 0 | 9.739 | 271.6147 | 12 | 17.1793 | 3.6843 | 0 | 0 | 12.0365 | 5.1428 | 3.6843 | 0.659 | 72.219 | 0 | 0 | 9.739 | 9.739 | 3.7982 | 0 | 3.7982 | 0 | 3.7982
2016-11-29 10:00 | 0.122 | 0 | 2.294 | 0 | 9.828 | 273.5876 | 12 | 17.1793 | 3.6843 | 0 | 0 | 12.0528 | 5.1265 | 3.6843 | 0.65945 | 72.317 | 0 | 0 | 9.828 | 9.828 | 3.8329 | 0 | 3.8329 | 0 | 3.8329
2016-11-29 11:00 | 0.136 | 0 | 2.148 | 0 | 9.988 | 275.4348 | 12 | 17.1793 | 3.6843 | 0 | 0 | 12.0665 | 5.1128 | 3.6843 | 0.65982 | 72.399 | 0 | 0 | 9.988 | 9.988 | 3.8953 | 0 | 3.8953 | 0 | 3.8953
2016-11-29 12:00 | 0.137 | 0 | 1.52 | 0 | 10.617 | 276.742 | 12 | 17.1793 | 3.6843 | 0 | 0 | 13.4845 | 3.6948 | 3.6843 | 0.6987 | 71.998 | 5.211 | 1.737 | 12.354 | 12.354 | 4.1406 | 0.67743 | 4.8181 | 0 | 4.8181
2016-11-29 13:00 | 0.122 | 0 | 1.121 | 1.7764e-15 | 11.001 | 277.7061 | 12 | 17.1793 | 3.6843 | 0 | 0 | 13.7102 | 3.4692 | 3.6843 | 0.70489 | 71.497 | 6.297 | 2.099 | 13.1 | 13.1 | 4.2904 | 0.81861 | 5.109 | 6.9278e-16 | 5.109
2016-11-29 14:00 | 0.107 | 0 | 0 | 0.415 | 11.692 | 277.7061 | 12 | 17.1793 | 3.6843 | 0 | 0 | 2.3057 | 14.8737 | 3.6843 | 0.39221 | 0 | 8.093 | 2.6977 | 14.3897 | 14.8047 | 4.5599 | 1.0521 | 5.612 | 0.16185 | 5.7738
2016-11-29 15:00 | 0.136 | 0 | 0 | 0 | 12.91 | 277.7061 | 12.774 | 18.2874 | 3.9219 | 0 | 0 | 14.5698 | 3.7176 | 3.9219 | 0.70425 | 69.587 | 10.432 | 3.4773 | 16.3873 | 16.3873 | 5.0349 | 1.3562 | 6.3911 | 0 | 6.3911
2016-11-29 16:00 | 0.121 | 0 | 0 | 0 | 13.029 | 277.7061 | 12.908 | 18.4792 | 3.963 | 0 | 0 | 14.9505 | 3.5287 | 3.963 | 0.71006 | 68.742 | 12.262 | 4.0873 | 17.1163 | 17.1163 | 5.0813 | 1.5941 | 6.6754 | 0 | 6.6754
2016-11-29 17:00 | 0.077 | 0 | 0 | 0 | 12.292 | 277.7061 | 12.215 | 17.4871 | 3.7503 | 0 | 0 | 11.4233 | 6.0638 | 3.7503 | 0.63668 | 68.54 | 0 | 0 | 12.292 | 12.292 | 4.7939 | 0 | 4.7939 | 0 | 4.7939
2016-11-29 18:00 | 0.024 | 0 | 0.803 | 1.7764e-15 | 11.221 | 278.3967 | 12 | 17.1793 | 3.6843 | 0 | 0 | 11.3337 | 5.8457 | 3.6843 | 0.63973 | 68.002 | 0 | 0 | 11.221 | 11.221 | 4.3762 | 0 | 4.3762 | 6.9278e-16 | 4.3762
2016-11-29 19:00 | 0.002 | 0 | 0 | 0 | 14.425 | 278.3967 | 14.423 | 20.6481 | 4.4282 | 0 | 0 | 11.2092 | 9.439 | 4.4282 | 0.58469 | 67.255 | 0 | 0 | 14.425 | 14.425 | 5.6258 | 0 | 5.6258 | 0 | 5.6258
2016-11-29 20:00 | 0 | 5.218 | 0 | 0 | 20.218 | 272.3292 | 15 | 21.4742 | 4.6053 | 0 | 0 | 0 | 21.4742 | 4.6053 | 0.329 | 0 | 0 | 0 | 20.218 | 20.218 | 7.885 | 0 | 7.885 | 0 | 7.885
2016-11-29 21:00 | 0 | 0 | 0 | 4.716 | 22.284 | 272.3292 | 27 | 38.6535 | 8.2896 | 0 | 0 | 0 | 38.6535 | 8.2896 | 0.329 | 0 | 0 | 0 | 22.284 | 27 | 8.6908 | 0 | 8.6908 | 1.8392 | 10.53
2016-11-29 22:00 | 0 | 0 | 0 | 5.099 | 21.901 | 272.3292 | 27 | 38.6535 | 8.2896 | 0 | 0 | 0 | 38.6535 | 8.2896 | 0.329 | 0 | 0 | 0 | 21.901 | 27 | 8.5414 | 0 | 8.5414 | 1.9886 | 10.53
2016-11-29 23:00 | 0 | 3.454 | 0 | 0 | 18.454 | 268.313 | 15 | 21.4742 | 4.6053 | 0 | 0 | 0 | 21.4742 | 4.6053 | 0.329 | 0 | 0 | 0 | 18.454 | 18.454 | 7.1971 | 0 | 7.1971 | 0 | 7.1971
2016-11-30 | 0 | 0.882 | 0 | 0 | 15.882 | 267.2874 | 15 | 21.4742 | 4.6053 | 0 | 0 | 2.429 | 19.0452 | 4.6053 | 0.38228 | 0 | 8.526 | 2.842 | 18.724 | 18.724 | 6.194 | 1.1084 | 7.3024 | 0 | 7.3024
2016-11-30 01:00 | 0 | 0 | 0 | 0 | 13.963 | 267.2874 | 13.963 | 19.9896 | 4.2869 | 0 | 0 | 2.2598 | 17.7298 | 4.2869 | 0.38225 | 0 | 7.932 | 2.644 | 16.607 | 16.607 | 5.4456 | 1.0312 | 6.4767 | 0 | 6.4767
2016-11-30 02:00 | 0 | 0 | 0 | 0 | 12.905 | 267.2874 | 12.905 | 18.4749 | 3.9621 | 0 | 0 | 2.2847 | 16.1903 | 3.9621 | 0.38725 | 0 | 8.019 | 2.673 | 15.578 | 15.578 | 5.0329 | 1.0425 | 6.0754 | 0 | 6.0754
2016-11-30 03:00 | 0 | 0 | 0 | 0.062 | 11.938 | 267.2874 | 12 | 17.1793 | 3.6843 | 0 | 0 | 2.3145 | 14.8648 | 3.6843 | 0.39246 | 0 | 8.124 | 2.708 | 14.646 | 14.708 | 4.6558 | 1.0561 | 5.7119 | 0.02418 | 5.7361
2016-11-30 04:00 | 0 | 0 | 0.556 | 0 | 11.444 | 267.7655 | 12 | 17.1793 | 3.6843 | 0 | 0 | 2.324 | 14.8553 | 3.6843 | 0.39272 | 0 | 8.157 | 2.719 | 14.163 | 14.163 | 4.4632 | 1.0604 | 5.5236 | 0 | 5.5236
2016-11-30 05:00 | 0 | 0 | 1.038 | 0 | 10.962 | 268.6582 | 12 | 17.1793 | 3.6843 | 0 | 0 | 0 | 17.1793 | 3.6843 | 0.329 | 0 | 0 | 0 | 10.962 | 10.962 | 4.2752 | 0 | 4.2752 | 0 | 4.2752
2016-11-30 06:00 | 0 | 0 | 2.408 | 0 | 9.592 | 270.7291 | 12 | 17.1793 | 3.6843 | 0 | 0 | 0 | 17.1793 | 3.6843 | 0.329 | 0 | 0 | 0 | 9.592 | 9.592 | 3.7409 | 0 | 3.7409 | 0 | 3.7409
2016-11-30 07:00 | 0.003 | 0 | 3.79 | 0 | 8.213 | 273.9885 | 12 | 17.1793 | 3.6843 | 0 | 0 | 0 | 17.1793 | 3.6843 | 0.329 | 0 | 0 | 0 | 8.213 | 8.213 | 3.2031 | 0 | 3.2031 | 0 | 3.2031
2016-11-30 08:00 | 0.02 | 0 | 3.423 | 0 | 8.597 | 276.9323 | 12 | 17.1793 | 3.6843 | 0 | 0 | 0 | 17.1793 | 3.6843 | 0.329 | 0 | 0 | 0 | 8.597 | 8.597 | 3.3528 | 0 | 3.3528 | 0 | 3.3528
2016-11-30 09:00 | 0.045 | 0 | 2.61 | 0 | 9.435 | 279.1769 | 12 | 17.1793 | 3.6843 | 0 | 0 | 11.9457 | 5.2337 | 3.6843 | 0.65651 | 71.674 | 0 | 0 | 9.435 | 9.435 | 3.6797 | 0 | 3.6797 | 0 | 3.6797
2016-11-30 10:00 | 0.074 | 0 | 1.614 | 1.7764e-15 | 10.46 | 280.5649 | 12 | 17.1793 | 3.6843 | 0 | 0 | 12.0038 | 5.1755 | 3.6843 | 0.65811 | 72.023 | 0 | 0 | 10.46 | 10.46 | 4.0794 | 0 | 4.0794 | 6.9278e-16 | 4.0794
2016-11-30 11:00 | 0.116 | 0 | 1.567 | 0 | 10.549 | 281.9125 | 12 | 17.1793 | 3.6843 | 0 | 0 | 12.0442 | 5.1352 | 3.6843 | 0.65921 | 72.265 | 0 | 0 | 10.549 | 10.549 | 4.1141 | 0 | 4.1141 | 0 | 4.1141
2016-11-30 12:00 | 0.123 | 0 | 1.102 | 0 | 11.021 | 282.8603 | 12 | 17.1793 | 3.6843 | 0 | 0 | 13.5272 | 3.6522 | 3.6843 | 0.69987 | 71.903 | 5.417 | 1.8057 | 12.8267 | 12.8267 | 4.2982 | 0.70421 | 5.0024 | 0 | 5.0024
2016-11-30 13:00 | 0.114 | 0 | 0.847 | 0 | 11.267 | 283.5887 | 12 | 17.1793 | 3.6843 | 0 | 0 | 13.7947 | 3.3847 | 3.6843 | 0.7072 | 71.309 | 6.704 | 2.2347 | 13.5017 | 13.5017 | 4.3941 | 0.87152 | 5.2656 | 0 | 5.2656
2016-11-30 14:00 | 0.105 | 0 | 0 | 0.163 | 11.942 | 283.5887 | 12 | 17.1793 | 3.6843 | 0 | 0 | 2.439 | 14.7403 | 3.6843 | 0.39587 | 0 | 8.561 | 2.8537 | 14.7957 | 14.9587 | 4.6574 | 1.1129 | 5.7703 | 0.06357 | 5.8339
2016-11-30 15:00 | 0.109 | 0 | 0 | 0 | 12.162 | 283.5887 | 12.053 | 17.2552 | 3.7005 | 0 | 0 | 14.6857 | 2.5695 | 3.7005 | 0.72986 | 69.33 | 10.989 | 3.663 | 15.825 | 15.825 | 4.7432 | 1.4286 | 6.1718 | 0 | 6.1718
2016-11-30 16:00 | 0.098 | 0 | 0 | 0.069 | 12.029 | 283.5887 | 12 | 17.1793 | 3.6843 | 0 | 0 | 15.0413 | 2.138 | 3.6843 | 0.74138 | 68.54 | 12.699 | 4.233 | 16.262 | 16.331 | 4.6913 | 1.6509 | 6.3422 | 0.02691 | 6.3691
2016-11-30 17:00 | 0.054 | 0 | 0 | 0.151 | 11.903 | 283.5887 | 12 | 17.1793 | 3.6843 | 0 | 0 | 11.378 | 5.8013 | 3.6843 | 0.64095 | 68.268 | 0 | 0 | 11.903 | 12.054 | 4.6422 | 0 | 4.6422 | 0.05889 | 4.7011
2016-11-30 18:00 | 0.024 | 0 | 0.759 | 0 | 11.265 | 284.2414 | 12 | 17.1793 | 3.6843 | 0 | 0 | 11.349 | 5.8303 | 3.6843 | 0.64015 | 68.094 | 0 | 0 | 11.265 | 11.265 | 4.3934 | 0 | 4.3934 | 0 | 4.3934
2016-11-30 19:00 | 0.001 | 0 | 0 | 0 | 14.553 | 284.2414 | 14.552 | 20.8328 | 4.4678 | 0 | 0 | 11.376 | 9.4568 | 4.4678 | 0.5862 | 68.256 | 0 | 0 | 14.553 | 14.553 | 5.6757 | 0 | 5.6757 | 0 | 5.6757
2016-11-30 20:00 | 0 | 4.526 | 0 | 0 | 19.526 | 278.9786 | 15 | 21.4742 | 4.6053 | 0 | 0 | 0 | 21.4742 | 4.6053 | 0.329 | 0 | 0 | 0 | 19.526 | 19.526 | 7.6151 | 0 | 7.6151 | 0 | 7.6151
2016-11-30 21:00 | 0 | 0 | 5.644 | 0 | 21.356 | 283.8325 | 27 | 38.6535 | 8.2896 | 0 | 0 | 0 | 38.6535 | 8.2896 | 0.329 | 0 | 0 | 0 | 21.356 | 21.356 | 8.3288 | 0 | 8.3288 | 0 | 8.3288
2016-11-30 22:00 | 0 | 4.999 | 0 | 0 | 19.999 | 278.0197 | 15 | 21.4742 | 4.6053 | 0 | 0 | 0 | 21.4742 | 4.6053 | 0.329 | 0 | 0 | 0 | 19.999 | 19.999 | 7.7996 | 0 | 7.7996 | 0 | 7.7996
2016-11-30 23:00 | 0 | 3.088 | 0 | 0 | 18.088 | 274.429 | 15 | 21.4742 | 4.6053 | 0 | 0 | 0 | 21.4742 | 4.6053 | 0.329 | 0 | 0 | 0 | 18.088 | 18.088 | 7.0543 | 0 | 7.0543 | 0 | 7.0543
2016-12-01 | 0 | 0.908 | 0 | 0 | 15.908 | 273.3732 | 15 | 21.4742 | 4.6053 | 0 | 0 | 2.1143 | 19.3598 | 4.6053 | 0.37537 | 0 | 7.421 | 2.4737 | 18.3817 | 18.3817 | 6.2041 | 0.96473 | 7.1689 | 0 | 7.1689
2016-12-01 01:00 | 0 | 0.748 | 0 | 0 | 15.748 | 272.5034 | 15 | 21.4742 | 4.6053 | 0 | 0 | 1.8693 | 19.6048 | 4.6053 | 0.37 | 0 | 6.562 | 2.1873 | 17.9353 | 17.9353 | 6.1417 | 0.85306 | 6.9948 | 0 | 6.9948
2016-12-01 02:00 | 0 | 0 | 0 | 0 | 14.05 | 272.5034 | 14.05 | 20.1141 | 4.3137 | 0 | 0 | 1.6448 | 18.4693 | 4.3137 | 0.36752 | 0 | 5.773 | 1.9243 | 15.9743 | 15.9743 | 5.4795 | 0.75049 | 6.23 | 0 | 6.23
2016-12-01 03:00 | 0 | 0 | 0 | 0 | 12.831 | 272.5034 | 12.831 | 18.369 | 3.9394 | 0 | 0 | 1.4667 | 16.9023 | 3.9394 | 0.36661 | 0 | 5.148 | 1.716 | 14.547 | 14.547 | 5.0041 | 0.66924 | 5.6733 | 0 | 5.6733
2016-12-01 04:00 | 0 | 0 | 0 | 0 | 12.105 | 272.5034 | 12.105 | 17.3297 | 3.7165 | 0 | 0 | 1.3812 | 15.9485 | 3.7165 | 0.36654 | 0 | 4.848 | 1.616 | 13.721 | 13.721 | 4.721 | 0.63024 | 5.3512 | 0 | 5.3512
2016-12-01 05:00 | 0 | 0 | 0.844 | 0 | 11.156 | 273.2292 | 12 | 17.1793 | 3.6843 | 0 | 0 | 0 | 17.1793 | 3.6843 | 0.329 | 0 | 0 | 0 | 11.156 | 11.156 | 4.3508 | 0 | 4.3508 | 0 | 4.3508
2016-12-01 06:00 | 0.002 | 0 | 2.129 | 0 | 9.873 | 275.0602 | 12 | 17.1793 | 3.6843 | 0 | 0 | 0 | 17.1793 | 3.6843 | 0.329 | 0 | 0 | 0 | 9.873 | 9.873 | 3.8505 | 0 | 3.8505 | 0 | 3.8505
2016-12-01 07:00 | 0.025 | 0 | 2.902 | 0 | 9.123 | 277.5559 | 12 | 17.1793 | 3.6843 | 0 | 0 | 0 | 17.1793 | 3.6843 | 0.329 | 0 | 0 | 0 | 9.123 | 9.123 | 3.558 | 0 | 3.558 | 0 | 3.558
2016-12-01 08:00 | 0.071 | 0 | 2.403 | 1.7764e-15 | 9.668 | 279.6225 | 12 | 17.1793 | 3.6843 | 0 | 0 | 0 | 17.1793 | 3.6843 | 0.329 | 0 | 0 | 0 | 9.668 | 9.668 | 3.7705 | 0 | 3.7705 | 6.9278e-16 | 3.7705
2016-12-01 09:00 | 0.115 | 0 | 1.392 | 1.7764e-15 | 10.723 | 280.8196 | 12 | 17.1793 | 3.6843 | 0 | 0 | 12.1155 | 5.0638 | 3.6843 | 0.66117 | 72.693 | 0 | 0 | 10.723 | 10.723 | 4.182 | 0 | 4.182 | 6.9278e-16 | 4.182
2016-12-01 10:00 | 0.125 | 0 | 1.22 | 0 | 10.905 | 281.8688 | 12 | 17.1793 | 3.6843 | 0 | 0 | 12.1428 | 5.0365 | 3.6843 | 0.66192 | 72.857 | 0 | 0 | 10.905 | 10.905 | 4.253 | 0 | 4.253 | 0 | 4.253
2016-12-01 11:00 | 0.137 | 0 | 1.43 | 0 | 10.707 | 283.0986 | 12 | 17.1793 | 3.6843 | 0 | 0 | 12.1555 | 5.0238 | 3.6843 | 0.66226 | 72.933 | 0 | 0 | 10.707 | 10.707 | 4.1757 | 0 | 4.1757 | 0 | 4.1757
2016-12-01 12:00 | 0.154 | 0 | 1.047 | 1.7764e-15 | 11.107 | 283.999 | 12 | 17.1793 | 3.6843 | 0 | 0 | 13.4293 | 3.75 | 3.6843 | 0.69719 | 72.12 | 4.947 | 1.649 | 12.756 | 12.756 | 4.3317 | 0.64311 | 4.9748 | 6.9278e-16 | 4.9748
2016-12-01 13:00 | 0.15 | 0 | 0.588 | 0 | 11.562 | 284.5047 | 12 | 17.1793 | 3.6843 | 0 | 0 | 13.9778 | 3.2015 | 3.6843 | 0.71223 | 70.902 | 7.584 | 2.528 | 14.09 | 14.09 | 4.5092 | 0.98592 | 5.4951 | 0 | 5.4951
2016-12-01 14:00 | 0.165 | 0 | 0 | 0.493 | 11.672 | 284.5047 | 12 | 17.1793 | 3.6843 | 0 | 0 | 3.0512 | 14.1282 | 3.6843 | 0.41265 | 0 | 10.71 | 3.57 | 15.242 | 15.735 | 4.5521 | 1.3923 | 5.9444 | 0.19227 | 6.1366
2016-12-01 15:00 | 0.146 | 0 | 0 | 0 | 12.658 | 284.5047 | 12.512 | 17.9123 | 3.8415 | 0 | 0 | 15.1865 | 2.7258 | 3.8415 | 0.72833 | 68.218 | 13.397 | 4.4657 | 17.1237 | 17.1237 | 4.9366 | 1.7416 | 6.6782 | 0 | 6.6782
2016-12-01 16:00 | 0.124 | 0 | 0 | 0 | 13.22 | 284.5047 | 13.096 | 18.7484 | 4.0208 | 0 | 0 | 15.5823 | 3.166 | 4.0208 | 0.72046 | 67.339 | 15.301 | 5.1003 | 18.3203 | 18.3203 | 5.1558 | 1.9891 | 7.1449 | 0 | 7.1449
2016-12-01 17:00 | 0.08 | 0 | 0 | 0 | 12.186 | 284.5047 | 12.106 | 17.3311 | 3.7168 | 0 | 0 | 11.1387 | 6.1924 | 3.7168 | 0.63171 | 66.832 | 0 | 0 | 12.186 | 12.186 | 4.7525 | 0 | 4.7525 | 0 | 4.7525
2016-12-01 18:00 | 0.026 | 0 | 0 | 0 | 12.416 | 284.5047 | 12.39 | 17.7377 | 3.804 | 0 | 0 | 11.0932 | 6.6445 | 3.804 | 0.62356 | 66.559 | 0 | 0 | 12.416 | 12.416 | 4.8422 | 0 | 4.8422 | 0 | 4.8422
2016-12-01 19:00 | 0.002 | 0 | 0 | 0 | 13.214 | 284.5047 | 13.212 | 18.9144 | 4.0564 | 0 | 0 | 11.0972 | 7.8173 | 4.0564 | 0.60534 | 66.583 | 0 | 0 | 13.214 | 13.214 | 5.1535 | 0 | 5.1535 | 0 | 5.1535
2016-12-01 20:00 | 0 | 4.714 | 0 | 0 | 19.714 | 279.0233 | 15 | 21.4742 | 4.6053 | 0 | 0 | 0 | 21.4742 | 4.6053 | 0.329 | 0 | 0 | 0 | 19.714 | 19.714 | 7.6885 | 0 | 7.6885 | 0 | 7.6885
2016-12-01 21:00 | 0 | 5.361 | 0 | 0 | 20.361 | 272.7896 | 15 | 21.4742 | 4.6053 | 0 | 0 | 0 | 21.4742 | 4.6053 | 0.329 | 0 | 0 | 0 | 20.361 | 20.361 | 7.9408 | 0 | 7.9408 | 0 | 7.9408
2016-12-01 22:00 | 0 | 5.018 | 0 | 0 | 20.018 | 266.9547 | 15 | 21.4742 | 4.6053 | 0 | 0 | 0 | 21.4742 | 4.6053 | 0.329 | 0 | 0 | 0 | 20.018 | 20.018 | 7.807 | 0 | 7.807 | 0 | 7.807
2016-12-01 23:00 | 0 | 3.678 | 0 | 0 | 18.678 | 262.678 | 15 | 21.4742 | 4.6053 | 0 | 0 | 0 | 21.4742 | 4.6053 | 0.329 | 0 | 0 | 0 | 18.678 | 18.678 | 7.2844 | 0 | 7.2844 | 0 | 7.2844
2016-12-02 | 0 | 1.76 | 0 | 0 | 16.76 | 260.6314 | 15 | 21.4742 | 4.6053 | 0 | 0 | 2.2385 | 19.2357 | 4.6053 | 0.3781 | 0 | 7.857 | 2.619 | 19.379 | 19.379 | 6.5364 | 1.0214 | 7.5578 | 0 | 7.5578
2016-12-02 01:00 | 0 | 0.014 | 0 | 0 | 15.014 | 260.6152 | 15 | 21.4742 | 4.6053 | 0 | 0 | 2.007 | 19.4672 | 4.6053 | 0.37302 | 0 | 7.045 | 2.3483 | 17.3623 | 17.3623 | 5.8555 | 0.91585 | 6.7713 | 0 | 6.7713
2016-12-02 02:00 | 0 | 0 | 0 | 0 | 14.5 | 260.6152 | 14.5 | 20.7584 | 4.4518 | 0 | 0 | 1.8267 | 18.9317 | 4.4518 | 0.37045 | 0 | 6.412 | 2.1373 | 16.6373 | 16.6373 | 5.655 | 0.83356 | 6.4886 | 0 | 6.4886
2016-12-02 03:00 | 0 | 0 | 0 | 0 | 13.766 | 260.6152 | 13.766 | 19.7076 | 4.2265 | 0 | 0 | 1.6683 | 18.0392 | 4.2265 | 0.36887 | 0 | 5.856 | 1.952 | 15.718 | 15.718 | 5.3687 | 0.76128 | 6.13 | 0 | 6.13
2016-12-02 04:00 | 0 | 0 | 0 | 0 | 13.49 | 260.6152 | 13.49 | 19.3124 | 4.1417 | 0 | 0 | 1.5267 | 17.7858 | 4.1417 | 0.36623 | 0 | 5.358 | 1.786 | 15.276 | 15.276 | 5.2611 | 0.69654 | 5.9576 | 0 | 5.9576
2016-12-02 05:00 | 0 | 0 | 0 | 0 | 12.124 | 260.6152 | 12.124 | 17.3569 | 3.7223 | 0 | 0 | 0 | 17.3569 | 3.7223 | 0.329 | 0 | 0 | 0 | 12.124 | 12.124 | 4.7284 | 0 | 4.7284 | 0 | 4.7284
2016-12-02 06:00 | 0.003 | 0 | 1.909 | 0 | 10.094 | 262.2569 | 12 | 17.1793 | 3.6843 | 0 | 0 | 0 | 17.1793 | 3.6843 | 0.329 | 0 | 0 | 0 | 10.094 | 10.094 | 3.9367 | 0 | 3.9367 | 0 | 3.9367
2016-12-02 07:00 | 0.025 | 0 | 3.446 | 0 | 8.579 | 265.2205 | 12 | 17.1793 | 3.6843 | 0 | 0 | 0 | 17.1793 | 3.6843 | 0.329 | 0 | 0 | 0 | 8.579 | 8.579 | 3.3458 | 0 | 3.3458 | 0 | 3.3458
2016-12-02 08:00 | 0.065 | 0 | 2.886 | 1.7764e-15 | 9.179 | 267.7024 | 12 | 17.1793 | 3.6843 | 0 | 0 | 0 | 17.1793 | 3.6843 | 0.329 | 0 | 0 | 0 | 9.179 | 9.179 | 3.5798 | 0 | 3.5798 | 6.9278e-16 | 3.5798
2016-12-02 09:00 | 0.108 | 0 | 1.633 | 0 | 10.475 | 269.1068 | 12 | 17.1793 | 3.6843 | 0 | 0 | 12.1252 | 5.0542 | 3.6843 | 0.66143 | 72.751 | 0 | 0 | 10.475 | 10.475 | 4.0853 | 0 | 4.0853 | 0 | 4.0853
2016-12-02 10:00 | 0.141 | 0 | 1.025 | 0 | 11.116 | 269.9883 | 12 | 17.1793 | 3.6843 | 0 | 0 | 12.1357 | 5.0437 | 3.6843 | 0.66172 | 72.814 | 0 | 0 | 11.116 | 11.116 | 4.3352 | 0 | 4.3352 | 0 | 4.3352
2016-12-02 11:00 | 0.155 | 0 | 1.138 | 0 | 11.017 | 270.967 | 12 | 17.1793 | 3.6843 | 0 | 0 | 12.1327 | 5.0467 | 3.6843 | 0.66164 | 72.796 | 0 | 0 | 11.017 | 11.017 | 4.2966 | 0 | 4.2966 | 0 | 4.2966
2016-12-02 12:00 | 0.154 | 0 | 0 | 0.412 | 11.742 | 270.967 | 12 | 17.1793 | 3.6843 | 0 | 0 | 13.775 | 3.4043 | 3.6843 | 0.70666 | 71.353 | 6.609 | 2.203 | 13.945 | 14.357 | 4.5794 | 0.85917 | 5.4386 | 0.16068 | 5.5992
2016-12-02 13:00 | 0.152 | 0 | 0.885 | 0 | 11.267 | 271.7281 | 12 | 17.1793 | 3.6843 | 0 | 0 | 14.5018 | 2.6775 | 3.6843 | 0.72659 | 69.738 | 10.105 | 3.3683 | 14.6353 | 14.6353 | 4.3941 | 1.3136 | 5.7078 | 0 | 5.7078
2016-12-02 14:00 | 0.159 | 0 | 0.589 | 0 | 11.57 | 272.2346 | 12 | 17.1793 | 3.6843 | 0 | 0 | 3.8388 | 13.3405 | 3.6843 | 0.43425 | 0 | 13.474 | 4.4913 | 16.0613 | 16.0613 | 4.5123 | 1.7516 | 6.2639 | 0 | 6.2639
2016-12-02 15:00 | 0.148 | 0 | 0 | 0.252 | 11.896 | 272.2346 | 12 | 17.1793 | 3.6843 | 0 | 0 | 15.7498 | 1.4295 | 3.6843 | 0.76081 | 66.967 | 16.106 | 5.3687 | 17.2647 | 17.5167 | 4.6394 | 2.0938 | 6.7332 | 0.09828 | 6.8315
2016-12-02 16:00 | 0.127 | 0 | 0 | 0 | 12.689 | 272.2346 | 12.562 | 17.9839 | 3.8568 | 0 | 0 | 16.139 | 1.8449 | 3.8568 | 0.75168 | 66.102 | 17.978 | 5.9927 | 18.6817 | 18.6817 | 4.9487 | 2.3371 | 7.2859 | 0 | 7.2859
2016-12-02 17:00 | 0.079 | 0 | 0 | 0 | 12.562 | 272.2346 | 12.483 | 17.8708 | 3.8326 | 0 | 0 | 10.935 | 6.9358 | 3.8326 | 0.6172 | 65.61 | 0 | 0 | 12.562 | 12.562 | 4.8992 | 0 | 4.8992 | 0 | 4.8992
2016-12-02 18:00 | 0.027 | 0 | 0 | 0 | 12.674 | 272.2346 | 12.647 | 18.1056 | 3.8829 | 0 | 0 | 10.899 | 7.2066 | 3.8829 | 0.61253 | 65.394 | 0 | 0 | 12.674 | 12.674 | 4.9429 | 0 | 4.9429 | 0 | 4.9429
2016-12-02 19:00 | 0.002 | 0 | 0 | 0 | 13.596 | 272.2346 | 13.594 | 19.4613 | 4.1737 | 0 | 0 | 10.91 | 8.5513 | 4.1737 | 0.59304 | 65.46 | 0 | 0 | 13.596 | 13.596 | 5.3024 | 0 | 5.3024 | 0 | 5.3024
2016-12-02 20:00 | 0 | 5.496 | 0 | 0 | 20.496 | 265.8439 | 15 | 21.4742 | 4.6053 | 0 | 0 | 0 | 21.4742 | 4.6053 | 0.329 | 0 | 0 | 0 | 20.496 | 20.496 | 7.9934 | 0 | 7.9934 | 0 | 7.9934
2016-12-02 21:00 | 0 | 0 | 5.436 | 0 | 21.564 | 270.5189 | 27 | 38.6535 | 8.2896 | 0 | 0 | 0 | 38.6535 | 8.2896 | 0.329 | 0 | 0 | 0 | 21.564 | 21.564 | 8.41 | 0 | 8.41 | 0 | 8.41
2016-12-02 22:00 | 0 | 0 | 5.756 | 0 | 21.244 | 275.4691 | 27 | 38.6535 | 8.2896 | 0 | 0 | 0 | 38.6535 | 8.2896 | 0.329 | 0 | 0 | 0 | 21.244 | 21.244 | 8.2852 | 0 | 8.2852 | 0 | 8.2852
2016-12-02 23:00 | 0 | 4.088 | 0 | 0 | 19.088 | 270.7156 | 15 | 21.4742 | 4.6053 | 0 | 0 | 0 | 21.4742 | 4.6053 | 0.329 | 0 | 0 | 0 | 19.088 | 19.088 | 7.4443 | 0 | 7.4443 | 0 | 7.4443
2016-12-03 | 0 | 1.013 | 0 | 0 | 16.013 | 269.5377 | 15 | 21.4742 | 4.6053 | 0 | 0 | 2.439 | 19.0352 | 4.6053 | 0.3825 | 0 | 8.561 | 2.8537 | 18.8667 | 18.8667 | 6.2451 | 1.1129 | 7.358 | 0 | 7.358
2016-12-03 01:00 | 0 | 0 | 0 | 0 | 13.937 | 269.5377 | 13.937 | 19.9524 | 4.279 | 0 | 0 | 2.1287 | 17.8237 | 4.279 | 0.37925 | 0 | 7.472 | 2.4907 | 16.4277 | 16.4277 | 5.4354 | 0.97136 | 6.4068 | 0 | 6.4068
2016-12-03 02:00 | 0 | 0 | 0 | 0 | 12.923 | 269.5377 | 12.923 | 18.5007 | 3.9676 | 0 | 0 | 1.9393 | 16.5614 | 3.9676 | 0.37837 | 0 | 6.807 | 2.269 | 15.192 | 15.192 | 5.04 | 0.88491 | 5.9249 | 0 | 5.9249
2016-12-03 03:00 | 0 | 0 | 0 | 0 | 12.837 | 269.5377 | 12.837 | 18.3776 | 3.9412 | 0 | 0 | 1.8168 | 16.5608 | 3.9412 | 0.37556 | 0 | 6.377 | 2.1257 | 14.9627 | 14.9627 | 5.0064 | 0.82901 | 5.8354 | 0 | 5.8354
2016-12-03 04:00 | 0 | 0 | 0 | 0.072 | 11.928 | 269.5377 | 12 | 17.1793 | 3.6843 | 0 | 0 | 1.658 | 15.5213 | 3.6843 | 0.37446 | 0 | 5.82 | 1.94 | 13.868 | 13.94 | 4.6519 | 0.7566 | 5.4085 | 0.02808 | 5.4366
2016-12-03 05:00 | 0 | 0 | 1.168 | 0 | 10.832 | 270.5421 | 12 | 17.1793 | 3.6843 | 0 | 0 | 0 | 17.1793 | 3.6843 | 0.329 | 0 | 0 | 0 | 10.832 | 10.832 | 4.2245 | 0 | 4.2245 | 0 | 4.2245
2016-12-03 06:00 | 0.002 | 0 | 2.325 | 0 | 9.677 | 272.5416 | 12 | 17.1793 | 3.6843 | 0 | 0 | 0 | 17.1793 | 3.6843 | 0.329 | 0 | 0 | 0 | 9.677 | 9.677 | 3.774 | 0 | 3.774 | 0 | 3.774
2016-12-03 07:00 | 0.03 | 0 | 3.023 | 0 | 9.007 | 275.1414 | 12 | 17.1793 | 3.6843 | 0 | 0 | 0 | 17.1793 | 3.6843 | 0.329 | 0 | 0 | 0 | 9.007 | 9.007 | 3.5127 | 0 | 3.5127 | 0 | 3.5127
2016-12-03 08:00 | 0.073 | 0 | 2.721 | 0 | 9.352 | 277.4815 | 12 | 17.1793 | 3.6843 | 0 | 0 | 0 | 17.1793 | 3.6843 | 0.329 | 0 | 0 | 0 | 9.352 | 9.352 | 3.6473 | 0 | 3.6473 | 0 | 3.6473
2016-12-03 09:00 | 0.113 | 0 | 1.463 | 0 | 10.65 | 278.7397 | 12 | 17.1793 | 3.6843 | 0 | 0 | 12.1505 | 5.0288 | 3.6843 | 0.66213 | 72.903 | 0 | 0 | 10.65 | 10.65 | 4.1535 | 0 | 4.1535 | 0 | 4.1535
2016-12-03 10:00 | 0.137 | 0 | 1.144 | 0 | 10.993 | 279.7235 | 12 | 17.1793 | 3.6843 | 0 | 0 | 12.1848 | 4.9945 | 3.6843 | 0.66307 | 73.109 | 0 | 0 | 10.993 | 10.993 | 4.2873 | 0 | 4.2873 | 0 | 4.2873
2016-12-03 11:00 | 0.163 | 0 | 1.714 | 0 | 10.449 | 281.1975 | 12 | 17.1793 | 3.6843 | 0 | 0 | 12.1912 | 4.9882 | 3.6843 | 0.66324 | 73.147 | 0 | 0 | 10.449 | 10.449 | 4.0751 | 0 | 4.0751 | 0 | 4.0751
2016-12-03 12:00 | 0.169 | 0 | 0.976 | 0 | 11.193 | 282.0369 | 12 | 17.1793 | 3.6843 | 0 | 0 | 13.6727 | 3.5067 | 3.6843 | 0.70386 | 71.58 | 6.117 | 2.039 | 13.232 | 13.232 | 4.3653 | 0.79521 | 5.1605 | 0 | 5.1605
2016-12-03 13:00 | 0.158 | 0 | 0.974 | 0 | 11.184 | 282.8745 | 12 | 17.1793 | 3.6843 | 0 | 0 | 14.5653 | 2.614 | 3.6843 | 0.72833 | 69.598 | 10.41 | 3.47 | 14.654 | 14.654 | 4.3618 | 1.3533 | 5.7151 | 0 | 5.7151
2016-12-03 14:00 | 0.104 | 0 | 0.802 | 0 | 11.302 | 283.5643 | 12 | 17.1793 | 3.6843 | 0 | 0 | 4.188 | 12.9913 | 3.6843 | 0.44382 | 0 | 14.7 | 4.9 | 16.202 | 16.202 | 4.4078 | 1.911 | 6.3188 | 0 | 6.3188
2016-12-03 15:00 | 0.074 | 0 | 0.65 | 0 | 11.424 | 284.1233 | 12 | 17.1793 | 3.6843 | 0 | 0 | 16.0302 | 1.1492 | 3.6843 | 0.76849 | 66.344 | 17.455 | 5.8183 | 17.2423 | 17.2423 | 4.4554 | 2.2691 | 6.7245 | 0 | 6.7245
2016-12-03 16:00 | 0.053 | 0 | 0 | 0.037 | 12.016 | 284.1233 | 12 | 17.1793 | 3.6843 | 0 | 0 | 16.4177 | 0.76166 | 3.6843 | 0.77912 | 65.483 | 19.318 | 6.4393 | 18.4553 | 18.4923 | 4.6862 | 2.5113 | 7.1976 | 0.01443 | 7.212
2016-12-03 17:00 | 0.048 | 0 | 0 | 0.411 | 11.637 | 284.1233 | 12 | 17.1793 | 3.6843 | 0 | 0 | 10.8348 | 6.3445 | 3.6843 | 0.62606 | 65.009 | 0 | 0 | 11.637 | 12.048 | 4.5384 | 0 | 4.5384 | 0.16029 | 4.6987
2016-12-03 18:00 | 0.024 | 0 | 0 | 0.21 | 11.814 | 284.1233 | 12 | 17.1793 | 3.6843 | 0 | 0 | 10.8178 | 6.3615 | 3.6843 | 0.62559 | 64.907 | 0 | 0 | 11.814 | 12.024 | 4.6075 | 0 | 4.6075 | 0.0819 | 4.6894
2016-12-03 19:00 | 0.003 | 0 | 0 | 0 | 13.257 | 284.1233 | 13.254 | 18.9746 | 4.0693 | 0 | 0 | 10.8497 | 8.1249 | 4.0693 | 0.59832 | 65.098 | 0 | 0 | 13.257 | 13.257 | 5.1702 | 0 | 5.1702 | 0 | 5.1702
2016-12-03 20:00 | 0 | 4.938 | 0 | 0 | 19.938 | 278.3814 | 15 | 21.4742 | 4.6053 | 0 | 0 | 0 | 21.4742 | 4.6053 | 0.329 | 0 | 0 | 0 | 19.938 | 19.938 | 7.7758 | 0 | 7.7758 | 0 | 7.7758
2016-12-03 21:00 | 0 | 5.933 | 0 | 0 | 20.933 | 271.4826 | 15 | 21.4742 | 4.6053 | 0 | 0 | 0 | 21.4742 | 4.6053 | 0.329 | 0 | 0 | 0 | 20.933 | 20.933 | 8.1639 | 0 | 8.1639 | 0 | 8.1639
2016-12-03 22:00 | 0 | 0 | 5.6 | 0 | 21.4 | 276.2986 | 27 | 38.6535 | 8.2896 | 0 | 0 | 0 | 38.6535 | 8.2896 | 0.329 | 0 | 0 | 0 | 21.4 | 21.4 | 8.346 | 0 | 8.346 | 0 | 8.346
2016-12-03 23:00 | 0 | 4.089 | 0 | 0 | 19.089 | 271.5439 | 15 | 21.4742 | 4.6053 | 0 | 0 | 0 | 21.4742 | 4.6053 | 0.329 | 0 | 0 | 0 | 19.089 | 19.089 | 7.4447 | 0 | 7.4447 | 0 | 7.4447
2016-12-04 | 0 | 1.639 | 0 | 0 | 16.639 | 269.6381 | 15 | 21.4742 | 4.6053 | 0 | 0 | 2.8482 | 18.626 | 4.6053 | 0.39147 | 0 | 9.997 | 3.3323 | 19.9713 | 19.9713 | 6.4892 | 1.2996 | 7.7888 | 0 | 7.7888
2016-12-04 01:00 | 0 | 0 | 0 | 0 | 13.831 | 269.6381 | 13.831 | 19.8006 | 4.2464 | 0 | 0 | 2.5125 | 17.2881 | 4.2464 | 0.38877 | 0 | 8.819 | 2.9397 | 16.7707 | 16.7707 | 5.3941 | 1.1465 | 6.5406 | 0 | 6.5406
2016-12-04 02:00 | 0 | 0 | 0 | 0 | 13.017 | 269.6381 | 13.017 | 18.6353 | 3.9965 | 0 | 0 | 2.267 | 16.3683 | 3.9965 | 0.3863 | 0 | 7.957 | 2.6523 | 15.6693 | 15.6693 | 5.0766 | 1.0344 | 6.111 | 0 | 6.111
2016-12-04 03:00 | 0 | 0 | 0 | 0 | 12.275 | 269.6381 | 12.275 | 17.573 | 3.7687 | 0 | 0 | 2.0822 | 15.4909 | 3.7687 | 0.38481 | 0 | 7.309 | 2.4363 | 14.7113 | 14.7113 | 4.7873 | 0.95017 | 5.7374 | 0 | 5.7374
2016-12-04 04:00 | 0 | 0 | 0 | 0 | 12.132 | 269.6381 | 12.132 | 17.3683 | 3.7248 | 0 | 0 | 1.9262 | 15.4421 | 3.7248 | 0.38123 | 0 | 6.761 | 2.2537 | 14.3857 | 14.3857 | 4.7315 | 0.87893 | 5.6104 | 0 | 5.6104
2016-12-04 05:00 | 0 | 0 | 0.726 | 0 | 11.274 | 270.2625 | 12 | 17.1793 | 3.6843 | 0 | 0 | 0 | 17.1793 | 3.6843 | 0.329 | 0 | 0 | 0 | 11.274 | 11.274 | 4.3969 | 0 | 4.3969 | 0 | 4.3969
2016-12-04 06:00 | 0.001 | 0 | 1.9 | 0 | 10.101 | 271.8965 | 12 | 17.1793 | 3.6843 | 0 | 0 | 0 | 17.1793 | 3.6843 | 0.329 | 0 | 0 | 0 | 10.101 | 10.101 | 3.9394 | 0 | 3.9394 | 0 | 3.9394
2016-12-04 07:00 | 0.025 | 0 | 2.67 | 0 | 9.355 | 274.1927 | 12 | 17.1793 | 3.6843 | 0 | 0 | 0 | 17.1793 | 3.6843 | 0.329 | 0 | 0 | 0 | 9.355 | 9.355 | 3.6484 | 0 | 3.6484 | 0 | 3.6484
2016-12-04 08:00 | 0.074 | 0 | 2.518 | 0 | 9.556 | 276.3581 | 12 | 17.1793 | 3.6843 | 0 | 0 | 0 | 17.1793 | 3.6843 | 0.329 | 0 | 0 | 0 | 9.556 | 9.556 | 3.7268 | 0 | 3.7268 | 0 | 3.7268
2016-12-04 09:00 | 0.115 | 0 | 1.656 | 0 | 10.459 | 277.7823 | 12 | 17.1793 | 3.6843 | 0 | 0 | 12.06 | 5.1193 | 3.6843 | 0.65964 | 72.36 | 0 | 0 | 10.459 | 10.459 | 4.079 | 0 | 4.079 | 0 | 4.079
2016-12-04 10:00 | 0.148 | 0 | 1.481 | 0 | 10.667 | 279.056 | 12 | 17.1793 | 3.6843 | 0 | 0 | 12.0853 | 5.094 | 3.6843 | 0.66034 | 72.512 | 0 | 0 | 10.667 | 10.667 | 4.1601 | 0 | 4.1601 | 0 | 4.1601
2016-12-04 11:00 | 0.163 | 0 | 1.491 | 0 | 10.672 | 280.3382 | 12 | 17.1793 | 3.6843 | 0 | 0 | 12.0848 | 5.0945 | 3.6843 | 0.66033 | 72.509 | 0 | 0 | 10.672 | 10.672 | 4.1621 | 0 | 4.1621 | 0 | 4.1621
2016-12-04 12:00 | 0.136 | 0 | 0.758 | 1.7764e-15 | 11.378 | 280.9901 | 12 | 17.1793 | 3.6843 | 0 | 0 | 14.047 | 3.1323 | 3.6843 | 0.71412 | 70.749 | 7.917 | 2.639 | 14.017 | 14.017 | 4.4374 | 1.0292 | 5.4666 | 6.9278e-16 | 5.4666
2016-12-04 13:00 | 0.15 | 0 | 0.561 | 0 | 11.589 | 281.4726 | 12 | 17.1793 | 3.6843 | 0 | 0 | 15.027 | 2.1523 | 3.6843 | 0.74099 | 68.572 | 12.63 | 4.21 | 15.799 | 15.799 | 4.5197 | 1.6419 | 6.1616 | 0 | 6.1616
2016-12-04 14:00 | 0.164 | 0 | 1.234 | 0 | 10.93 | 282.5338 | 12 | 17.1793 | 3.6843 | 0 | 0 | 4.727 | 12.4523 | 3.6843 | 0.4586 | 0 | 16.592 | 5.5307 | 16.4607 | 16.4607 | 4.2627 | 2.157 | 6.4197 | 0 | 6.4197
2016-12-04 15:00 | 0.101 | 0 | 0.588 | 0 | 11.513 | 283.0395 | 12 | 17.1793 | 3.6843 | 0 | 0 | 16.3523 | 0.827 | 3.6843 | 0.77733 | 65.629 | 19.004 | 6.3347 | 17.8477 | 17.8477 | 4.4901 | 2.4705 | 6.9606 | 0 | 6.9606
2016-12-04 16:00 | 0.087 | 0 | 0 | 0.487 | 11.6 | 283.0395 | 12 | 17.1793 | 3.6843 | 0 | 0 | 16.6555 | 0.52383 | 3.6843 | 0.78564 | 64.955 | 20.462 | 6.8207 | 18.4207 | 18.9077 | 4.524 | 2.6601 | 7.1841 | 0.18993 | 7.374
2016-12-04 17:00 | 0.058 | 0 | 0.947 | 0 | 11.111 | 283.8539 | 12 | 17.1793 | 3.6843 | 0 | 0 | 10.7643 | 6.415 | 3.6843 | 0.62412 | 64.586 | 0 | 0 | 11.111 | 11.111 | 4.3333 | 0 | 4.3333 | 0 | 4.3333
2016-12-04 18:00 | 0.025 | 0 | 0 | 0 | 12.035 | 283.8539 | 12.01 | 17.1936 | 3.6873 | 0 | 0 | 10.7622 | 6.4315 | 3.6873 | 0.62382 | 64.573 | 0 | 0 | 12.035 | 12.035 | 4.6936 | 0 | 4.6936 | 0 | 4.6936
2016-12-04 19:00 | 0.002 | 0 | 0 | 0 | 13.779 | 283.8539 | 13.777 | 19.7233 | 4.2298 | 0 | 0 | 10.8077 | 8.9156 | 4.2298 | 0.58709 | 64.846 | 0 | 0 | 13.779 | 13.779 | 5.3738 | 0 | 5.3738 | 0 | 5.3738
2016-12-04 20:00 | 0 | 0 | 5.435 | 0 | 21.565 | 288.528 | 27 | 38.6535 | 8.2896 | 0 | 0 | 0 | 38.6535 | 8.2896 | 0.329 | 0 | 0 | 0 | 21.565 | 21.565 | 8.4104 | 0 | 8.4104 | 0 | 8.4104
2016-12-04 21:00 | 0 | 0 | 3.599 | 0 | 23.401 | 291.6231 | 27 | 38.6535 | 8.2896 | 0 | 0 | 0 | 38.6535 | 8.2896 | 0.329 | 0 | 0 | 0 | 23.401 | 23.401 | 9.1264 | 0 | 9.1264 | 0 | 9.1264
2016-12-04 22:00 | 0 | 0 | 0 | 5.152 | 21.848 | 291.6231 | 27 | 38.6535 | 8.2896 | 0 | 0 | 0 | 38.6535 | 8.2896 | 0.329 | 0 | 0 | 0 | 21.848 | 27 | 8.5207 | 0 | 8.5207 | 2.0093 | 10.53
2016-12-04 23:00 | 0 | 3.423 | 0 | 0 | 18.423 | 287.6429 | 15 | 21.4742 | 4.6053 | 0 | 0 | 0 | 21.4742 | 4.6053 | 0.329 | 0 | 0 | 0 | 18.423 | 18.423 | 7.185 | 0 | 7.185 | 0 | 7.185
2016-12-05 | 0 | 0.814 | 0 | 0 | 15.814 | 286.6964 | 15 | 21.4742 | 4.6053 | 0 | 0 | 2.9302 | 18.544 | 4.6053 | 0.39327 | 0 | 10.285 | 3.4283 | 19.2423 | 19.2423 | 6.1675 | 1.3371 | 7.5045 | 0 | 7.5045
2016-12-05 01:00 | 0 | 0 | 0 | 0 | 13.626 | 286.6964 | 13.626 | 19.5071 | 4.1835 | 0 | 0 | 2.6215 | 16.8856 | 4.1835 | 0.3923 | 0 | 9.201 | 3.067 | 16.693 | 16.693 | 5.3141 | 1.1961 | 6.5103 | 0 | 6.5103
2016-12-05 02:00 | 0 | 0 | 0 | 0 | 13.037 | 286.6964 | 13.037 | 18.6639 | 4.0026 | 0 | 0 | 2.38 | 16.2839 | 4.0026 | 0.38906 | 0 | 8.354 | 2.7847 | 15.8217 | 15.8217 | 5.0844 | 1.086 | 6.1705 | 0 | 6.1705
2016-12-05 03:00 | 0 | 0 | 0 | 0 | 12.792 | 286.6964 | 12.792 | 18.3132 | 3.9274 | 0 | 0 | 2.1777 | 16.1355 | 3.9274 | 0.38501 | 0 | 7.644 | 2.548 | 15.34 | 15.34 | 4.9889 | 0.99372 | 5.9826 | 0 | 5.9826
2016-12-05 04:00 | 0 | 0 | 0 | 0 | 12.108 | 286.6964 | 12.108 | 17.3339 | 3.7174 | 0 | 0 | 2.026 | 15.3079 | 3.7174 | 0.38405 | 0 | 7.111 | 2.3703 | 14.4783 | 14.4783 | 4.7221 | 0.92443 | 5.6466 | 0 | 5.6466
2016-12-05 05:00 | 0 | 0 | 0.685 | 0 | 11.315 | 287.2855 | 12 | 17.1793 | 3.6843 | 0 | 0 | 0 | 17.1793 | 3.6843 | 0.329 | 0 | 0 | 0 | 11.315 | 11.315 | 4.4128 | 0 | 4.4128 | 0 | 4.4128
2016-12-05 06:00 | 0.002 | 0 | 2.191 | 1.7764e-15 | 9.811 | 289.1697 | 12 | 17.1793 | 3.6843 | 0 | 0 | 0 | 17.1793 | 3.6843 | 0.329 | 0 | 0 | 0 | 9.811 | 9.811 | 3.8263 | 0 | 3.8263 | 6.9278e-16 | 3.8263
2016-12-05 07:00 | 0.027 | 0 | 2.857 | 0 | 9.17 | 291.6268 | 12 | 17.1793 | 3.6843 | 0 | 0 | 0 | 17.1793 | 3.6843 | 0.329 | 0 | 0 | 0 | 9.17 | 9.17 | 3.5763 | 0 | 3.5763 | 0 | 3.5763
2016-12-05 08:00 | 0.07 | 0 | 2.353 | 0 | 9.717 | 293.6503 | 12 | 17.1793 | 3.6843 | 0 | 0 | 0 | 17.1793 | 3.6843 | 0.329 | 0 | 0 | 0 | 9.717 | 9.717 | 3.7896 | 0 | 3.7896 | 0 | 3.7896
2016-12-05 09:00 | 0.111 | 0 | 1.596 | 0 | 10.515 | 295.0229 | 12 | 17.1793 | 3.6843 | 0 | 0 | 12.0197 | 5.1597 | 3.6843 | 0.65854 | 72.118 | 0 | 0 | 10.515 | 10.515 | 4.1009 | 0 | 4.1009 | 0 | 4.1009
2016-12-05 10:00 | 0.132 | 0 | 1.682 | 0 | 10.45 | 296.4694 | 12 | 17.1793 | 3.6843 | 0 | 0 | 12.0503 | 5.129 | 3.6843 | 0.65938 | 72.302 | 0 | 0 | 10.45 | 10.45 | 4.0755 | 0 | 4.0755 | 0 | 4.0755
2016-12-05 11:00 | 0.152 | 0 | 1.649 | 0 | 10.503 | 297.8876 | 12 | 17.1793 | 3.6843 | 0 | 0 | 12.0623 | 5.117 | 3.6843 | 0.65971 | 72.374 | 0 | 0 | 10.503 | 10.503 | 4.0962 | 0 | 4.0962 | 0 | 4.0962
2016-12-05 12:00 | 0.153 | 0 | 0.773 | 0 | 11.38 | 298.5523 | 12 | 17.1793 | 3.6843 | 0 | 0 | 13.928 | 3.2513 | 3.6843 | 0.71086 | 71.013 | 7.345 | 2.4483 | 13.8283 | 13.8283 | 4.4382 | 0.95485 | 5.393 | 0 | 5.393
2016-12-05 13:00 | 0.166 | 0 | 1.07 | 0 | 11.096 | 299.4725 | 12 | 17.1793 | 3.6843 | 0 | 0 | 14.599 | 2.5803 | 3.6843 | 0.72926 | 69.523 | 10.572 | 3.524 | 14.62 | 14.62 | 4.3274 | 1.3744 | 5.7018 | 0 | 5.7018
2016-12-05 14:00 | 0.151 | 0 | 1.431 | 0 | 10.72 | 300.7032 | 12 | 17.1793 | 3.6843 | 0 | 0 | 3.8842 | 13.2952 | 3.6843 | 0.43549 | 0 | 13.634 | 4.5447 | 15.2647 | 15.2647 | 4.1808 | 1.7724 | 5.9532 | 0 | 5.9532
2016-12-05 15:00 | 0.112 | 0 | 0 | 0.464 | 11.648 | 300.7032 | 12 | 17.1793 | 3.6843 | 0 | 0 | 15.7923 | 1.387 | 3.6843 | 0.76197 | 66.872 | 16.311 | 5.437 | 17.085 | 17.549 | 4.5427 | 2.1204 | 6.6632 | 0.18096 | 6.8441
2016-12-05 16:00 | 0.091 | 0 | 0 | 0 | 12.53 | 300.7032 | 12.439 | 17.8078 | 3.819 | 0 | 0 | 16.224 | 1.5838 | 3.819 | 0.75811 | 65.914 | 18.387 | 6.129 | 18.659 | 18.659 | 4.8867 | 2.3903 | 7.277 | 0 | 7.277
2016-12-05 17:00 | 0.046 | 0 | 0 | 0 | 12.317 | 300.7032 | 12.271 | 17.5673 | 3.7675 | 0 | 0 | 10.8808 | 6.6865 | 3.7675 | 0.62073 | 65.285 | 0 | 0 | 12.317 | 12.317 | 4.8036 | 0 | 4.8036 | 0 | 4.8036
2016-12-05 18:00 | 0.016 | 0 | 0 | 0.137 | 11.879 | 300.7032 | 12 | 17.1793 | 3.6843 | 0 | 0 | 10.8278 | 6.3515 | 3.6843 | 0.62586 | 64.967 | 0 | 0 | 11.879 | 12.016 | 4.6328 | 0 | 4.6328 | 0.05343 | 4.6862
2016-12-05 19:00 | 0.002 | 0 | 0 | 0 | 13.471 | 300.7032 | 13.469 | 19.2824 | 4.1353 | 0 | 0 | 10.8198 | 8.4625 | 4.1353 | 0.59329 | 64.919 | 0 | 0 | 13.471 | 13.471 | 5.2537 | 0 | 5.2537 | 0 | 5.2537
2016-12-05 20:00 | 0 | 4.765 | 0 | 0 | 19.765 | 295.1625 | 15 | 21.4742 | 4.6053 | 0 | 0 | 0 | 21.4742 | 4.6053 | 0.329 | 0 | 0 | 0 | 19.765 | 19.765 | 7.7084 | 0 | 7.7084 | 0 | 7.7084
2016-12-05 21:00 | 0 | 0 | 5.382 | 0 | 21.618 | 299.791 | 27 | 38.6535 | 8.2896 | 0 | 0 | 0 | 38.6535 | 8.2896 | 0.329 | 0 | 0 | 0 | 21.618 | 21.618 | 8.431 | 0 | 8.431 | 0 | 8.431
2016-12-05 22:00 | 0 | 5.068 | 0 | 0 | 20.068 | 293.898 | 15 | 21.4742 | 4.6053 | 0 | 0 | 0 | 21.4742 | 4.6053 | 0.329 | 0 | 0 | 0 | 20.068 | 20.068 | 7.8265 | 0 | 7.8265 | 0 | 7.8265
2016-12-05 23:00 | 0 | 3.425 | 0 | 0 | 18.425 | 289.9155 | 15 | 21.4742 | 4.6053 | 0 | 0 | 0 | 21.4742 | 4.6053 | 0.329 | 0 | 0 | 0 | 18.425 | 18.425 | 7.1858 | 0 | 7.1858 | 0 | 7.1858
2016-12-06 | 0 | 1.219 | 0 | 0 | 16.219 | 288.498 | 15 | 21.4742 | 4.6053 | 0 | 0 | 2.5777 | 18.8965 | 4.6053 | 0.38554 | 0 | 9.047 | 3.0157 | 19.2347 | 19.2347 | 6.3254 | 1.1761 | 7.5015 | 0 | 7.5015
2016-12-06 01:00 | 0 | 0 | 0 | 0 | 14.813 | 288.498 | 14.813 | 21.2065 | 4.5479 | 0 | 0 | 2.1665 | 19.04 | 4.5479 | 0.37712 | 0 | 7.605 | 2.535 | 17.348 | 17.348 | 5.7771 | 0.98865 | 6.7657 | 0 | 6.7657
2016-12-06 02:00 | 0 | 0 | 0 | 0 | 14.064 | 288.498 | 14.064 | 20.1342 | 4.318 | 0 | 0 | 1.9043 | 18.2298 | 4.318 | 0.37355 | 0 | 6.684 | 2.228 | 16.292 | 16.292 | 5.485 | 0.86892 | 6.3539 | 0 | 6.3539
2016-12-06 03:00 | 0 | 0 | 0 | 0 | 13.045 | 288.498 | 13.045 | 18.6754 | 4.0051 | 0 | 0 | 1.7272 | 16.9482 | 4.0051 | 0.37256 | 0 | 6.062 | 2.0207 | 15.0657 | 15.0657 | 5.0876 | 0.78806 | 5.8756 | 0 | 5.8756
2016-12-06 04:00 | 0 | 0 | 0 | 0 | 12.934 | 288.498 | 12.934 | 18.5165 | 3.971 | 0 | 0 | 1.592 | 16.9245 | 3.971 | 0.3695 | 0 | 5.588 | 1.8627 | 14.7967 | 14.7967 | 5.0443 | 0.72644 | 5.7707 | 0 | 5.7707
2016-12-06 05:00 | 0 | 0 | 0 | 0 | 12.119 | 288.498 | 12.119 | 17.3497 | 3.7208 | 0 | 0 | 0 | 17.3497 | 3.7208 | 0.329 | 0 | 0 | 0 | 12.119 | 12.119 | 4.7264 | 0 | 4.7264 | 0 | 4.7264
2016-12-06 06:00 | 0.001 | 0 | 1.87 | 1.7764e-15 | 10.131 | 290.1062 | 12 | 17.1793 | 3.6843 | 0 | 0 | 0 | 17.1793 | 3.6843 | 0.329 | 0 | 0 | 0 | 10.131 | 10.131 | 3.9511 | 0 | 3.9511 | 6.9278e-16 | 3.9511
2016-12-06 07:00 | 0.009 | 0 | 3.15 | 0 | 8.859 | 292.8152 | 12 | 17.1793 | 3.6843 | 0 | 0 | 0 | 17.1793 | 3.6843 | 0.329 | 0 | 0 | 0 | 8.859 | 8.859 | 3.455 | 0 | 3.455 | 0 | 3.455
2016-12-06 08:00 | 0.031 | 0 | 2.664 | 0 | 9.367 | 295.1062 | 12 | 17.1793 | 3.6843 | 0 | 0 | 0 | 17.1793 | 3.6843 | 0.329 | 0 | 0 | 0 | 9.367 | 9.367 | 3.6531 | 0 | 3.6531 | 0 | 3.6531
2016-12-06 09:00 | 0.08 | 0 | 1.679 | 0 | 10.401 | 296.5502 | 12 | 17.1793 | 3.6843 | 0 | 0 | 12.1207 | 5.0587 | 3.6843 | 0.66131 | 72.724 | 0 | 0 | 10.401 | 10.401 | 4.0564 | 0 | 4.0564 | 0 | 4.0564
2016-12-06 10:00 | 0.103 | 0 | 1.66 | 1.7764e-15 | 10.443 | 297.9778 | 12 | 17.1793 | 3.6843 | 0 | 0 | 12.151 | 5.0283 | 3.6843 | 0.66214 | 72.906 | 0 | 0 | 10.443 | 10.443 | 4.0728 | 0 | 4.0728 | 6.9278e-16 | 4.0728
2016-12-06 11:00 | 0.122 | 0 | 1.483 | 0 | 10.639 | 299.2532 | 12 | 17.1793 | 3.6843 | 0 | 0 | 12.1552 | 5.0242 | 3.6843 | 0.66225 | 72.931 | 0 | 0 | 10.639 | 10.639 | 4.1492 | 0 | 4.1492 | 0 | 4.1492
2016-12-06 12:00 | 0.152 | 0 | 0.685 | 0 | 11.467 | 299.8423 | 12 | 17.1793 | 3.6843 | 0 | 0 | 13.848 | 3.3313 | 3.6843 | 0.70867 | 71.191 | 6.96 | 2.32 | 13.787 | 13.787 | 4.4721 | 0.9048 | 5.3769 | 0 | 5.3769
2016-12-06 13:00 | 0.142 | 0 | 1.002 | 0 | 11.14 | 300.704 | 12 | 17.1793 | 3.6843 | 0 | 0 | 14.8417 | 2.3377 | 3.6843 | 0.73591 | 68.984 | 11.739 | 3.913 | 15.053 | 15.053 | 4.3446 | 1.5261 | 5.8707 | 0 | 5.8707
2016-12-06 14:00 | 0.109 | 0 | 0 | 0.419 | 11.69 | 300.704 | 12 | 17.1793 | 3.6843 | 0 | 0 | 4.5617 | 12.6177 | 3.6843 | 0.45407 | 0 | 16.012 | 5.3373 | 17.0273 | 17.4463 | 4.5591 | 2.0816 | 6.6407 | 0.16341 | 6.8041
2016-12-06 15:00 | 0.115 | 0 | 0 | 0.307 | 11.808 | 300.704 | 12 | 17.1793 | 3.6843 | 0 | 0 | 16.2588 | 0.9205 | 3.6843 | 0.77476 | 65.836 | 18.554 | 6.1847 | 17.9927 | 18.2997 | 4.6051 | 2.412 | 7.0171 | 0.11973 | 7.1369
2016-12-06 16:00 | 0.087 | 0 | 0 | 0.001 | 12.086 | 300.704 | 12 | 17.1793 | 3.6843 | 0 | 0 | 16.6057 | 0.57366 | 3.6843 | 0.78427 | 65.066 | 20.222 | 6.7407 | 18.8267 | 18.8277 | 4.7135 | 2.6289 | 7.3424 | 0.00039 | 7.3428
2016-12-06 17:00 | 0.018 | 0 | 0 | 0.279 | 11.739 | 300.704 | 12 | 17.1793 | 3.6843 | 0 | 0 | 10.7845 | 6.3948 | 3.6843 | 0.62468 | 64.707 | 0 | 0 | 11.739 | 12.018 | 4.5782 | 0 | 4.5782 | 0.10881 | 4.687
2016-12-06 18:00 | 0.001 | 0 | 0 | 0 | 12.466 | 300.704 | 12.465 | 17.845 | 3.827 | 0 | 0 | 10.7842 | 7.0609 | 3.827 | 0.61364 | 64.705 | 0 | 0 | 12.466 | 12.466 | 4.8617 | 0 | 4.8617 | 0 | 4.8617
2016-12-06 19:00 | 0 | 0 | 0 | 0 | 13.594 | 300.704 | 13.594 | 19.4613 | 4.1737 | 0 | 0 | 10.8167 | 8.6447 | 4.1737 | 0.59078 | 64.9 | 0 | 0 | 13.594 | 13.594 | 5.3017 | 0 | 5.3017 | 0 | 5.3017
2016-12-06 20:00 | 0 | 5.476 | 0 | 0 | 20.476 | 294.3365 | 15 | 21.4742 | 4.6053 | 0 | 0 | 0 | 21.4742 | 4.6053 | 0.329 | 0 | 0 | 0 | 20.476 | 20.476 | 7.9856 | 0 | 7.9856 | 0 | 7.9856
2016-12-06 21:00 | 0 | 0 | 0 | 5.132 | 21.868 | 294.3365 | 27 | 38.6535 | 8.2896 | 0 | 0 | 0 | 38.6535 | 8.2896 | 0.329 | 0 | 0 | 0 | 21.868 | 27 | 8.5285 | 0 | 8.5285 | 2.0015 | 10.53
2016-12-06 22:00 | 0 | 5.746 | 0 | 0 | 20.746 | 287.6552 | 15 | 21.4742 | 4.6053 | 0 | 0 | 0 | 21.4742 | 4.6053 | 0.329 | 0 | 0 | 0 | 20.746 | 20.746 | 8.0909 | 0 | 8.0909 | 0 | 8.0909
2016-12-06 23:00 | 0 | 3.749 | 0 | 0 | 18.749 | 283.2958 | 15 | 21.4742 | 4.6053 | 0 | 0 | 0 | 21.4742 | 4.6053 | 0.329 | 0 | 0 | 0 | 18.749 | 18.749 | 7.3121 | 0 | 7.3121 | 0 | 7.3121
2016-12-07 | 0 | 1.259 | 0 | 0 | 16.259 | 281.8319 | 15 | 21.4742 | 4.6053 | 0 | 0 | 3.0507 | 18.4235 | 4.6053 | 0.39591 | 0 | 10.708 | 3.5693 | 19.8283 | 19.8283 | 6.341 | 1.392 | 7.7331 | 0 | 7.7331
2016-12-07 01:00 | 0 | 0 | 0 | 0 | 14.356 | 281.8319 | 14.356 | 20.5522 | 4.4076 | 0 | 0 | 2.6713 | 17.8809 | 4.4076 | 0.39022 | 0 | 9.377 | 3.1257 | 17.4817 | 17.4817 | 5.5988 | 1.219 | 6.8178 | 0 | 6.8178
2016-12-07 02:00 | 0 | 0 | 0 | 0 | 13.895 | 281.8319 | 13.895 | 19.8922 | 4.2661 | 0 | 0 | 2.3928 | 17.4994 | 4.2661 | 0.38566 | 0 | 8.399 | 2.7997 | 16.6947 | 16.6947 | 5.4191 | 1.0919 | 6.5109 | 0 | 6.5109
2016-12-07 03:00 | 0 | 0 | 0 | 0 | 13.332 | 281.8319 | 13.332 | 19.0862 | 4.0932 | 0 | 0 | 2.2018 | 16.8844 | 4.0932 | 0.38334 | 0 | 7.728 | 2.576 | 15.908 | 15.908 | 5.1995 | 1.0046 | 6.2041 | 0 | 6.2041
2016-12-07 04:00 | 0 | 0 | 0 | 0 | 12.655 | 281.8319 | 12.655 | 18.117 | 3.8854 | 0 | 0 | 2.0932 | 16.0239 | 3.8854 | 0.38342 | 0 | 7.347 | 2.449 | 15.104 | 15.104 | 4.9355 | 0.95511 | 5.8906 | 0 | 5.8906
2016-12-07 05:00 | 0 | 0 | 0.699 | 0 | 11.301 | 282.433 | 12 | 17.1793 | 3.6843 | 0 | 0 | 0 | 17.1793 | 3.6843 | 0.329 | 0 | 0 | 0 | 11.301 | 11.301 | 4.4074 | 0 | 4.4074 | 0 | 4.4074
2016-12-07 06:00 | 0.001 | 0 | 2.149 | 0 | 9.852 | 284.2812 | 12 | 17.1793 | 3.6843 | 0 | 0 | 0 | 17.1793 | 3.6843 | 0.329 | 0 | 0 | 0 | 9.852 | 9.852 | 3.8423 | 0 | 3.8423 | 0 | 3.8423
2016-12-07 07:00 | 0.012 | 0 | 2.951 | 0 | 9.061 | 286.819 | 12 | 17.1793 | 3.6843 | 0 | 0 | 0 | 17.1793 | 3.6843 | 0.329 | 0 | 0 | 0 | 9.061 | 9.061 | 3.5338 | 0 | 3.5338 | 0 | 3.5338
2016-12-07 08:00 | 0.066 | 0 | 2.602 | 0 | 9.464 | 289.0568 | 12 | 17.1793 | 3.6843 | 0 | 0 | 0 | 17.1793 | 3.6843 | 0.329 | 0 | 0 | 0 | 9.464 | 9.464 | 3.691 | 0 | 3.691 | 0 | 3.691
2016-12-07 09:00 | 0.113 | 0 | 1.596 | 0 | 10.517 | 290.4293 | 12 | 17.1793 | 3.6843 | 0 | 0 | 11.9743 | 5.205 | 3.6843 | 0.6573 | 71.846 | 0 | 0 | 10.517 | 10.517 | 4.1016 | 0 | 4.1016 | 0 | 4.1016
2016-12-07 10:00 | 0.138 | 0 | 1.511 | 0 | 10.627 | 291.7288 | 12 | 17.1793 | 3.6843 | 0 | 0 | 12.0072 | 5.1722 | 3.6843 | 0.6582 | 72.043 | 0 | 0 | 10.627 | 10.627 | 4.1445 | 0 | 4.1445 | 0 | 4.1445
2016-12-07 11:00 | 0.144 | 0 | 1.501 | 0 | 10.643 | 293.0196 | 12 | 17.1793 | 3.6843 | 0 | 0 | 12.0227 | 5.1567 | 3.6843 | 0.65862 | 72.136 | 0 | 0 | 10.643 | 10.643 | 4.1508 | 0 | 4.1508 | 0 | 4.1508
2016-12-07 12:00 | 0.139 | 0 | 0.822 | 0 | 11.317 | 293.7266 | 12 | 17.1793 | 3.6843 | 0 | 0 | 14.1377 | 3.0417 | 3.6843 | 0.71661 | 70.547 | 8.353 | 2.7843 | 14.1013 | 14.1013 | 4.4136 | 1.0859 | 5.4995 | 0 | 5.4995
2016-12-07 13:00 | 0.163 | 0 | 0.964 | 0 | 11.199 | 294.5556 | 12 | 17.1793 | 3.6843 | 0 | 0 | 14.8907 | 2.2887 | 3.6843 | 0.73725 | 68.875 | 11.974 | 3.9913 | 15.1903 | 15.1903 | 4.3676 | 1.5566 | 5.9242 | 0 | 5.9242
2016-12-07 14:00 | 0.141 | 0 | 1.269 | 1.7764e-15 | 10.872 | 295.6469 | 12 | 17.1793 | 3.6843 | 0 | 0 | 4.433 | 12.7463 | 3.6843 | 0.45054 | 0 | 15.56 | 5.1867 | 16.0587 | 16.0587 | 4.2401 | 2.0228 | 6.2629 | 6.9278e-16 | 6.2629
2016-12-07 15:00 | 0.122 | 0 | 0.544 | 0 | 11.578 | 296.1148 | 12 | 17.1793 | 3.6843 | 0 | 0 | 16.2413 | 0.938 | 3.6843 | 0.77428 | 65.875 | 18.47 | 6.1567 | 17.7347 | 17.7347 | 4.5154 | 2.4011 | 6.9165 | 0 | 6.9165
2016-12-07 16:00 | 0.094 | 0 | 0 | 0.012 | 12.082 | 296.1148 | 12 | 17.1793 | 3.6843 | 0 | 0 | 16.7023 | 0.477 | 3.6843 | 0.78692 | 64.851 | 20.687 | 6.8957 | 18.9777 | 18.9897 | 4.712 | 2.6893 | 7.4013 | 0.00468 | 7.406
2016-12-07 17:00 | 0.069 | 0 | 0 | 0.329 | 11.74 | 296.1148 | 12 | 17.1793 | 3.6843 | 0 | 0 | 10.703 | 6.4763 | 3.6843 | 0.62244 | 64.218 | 0 | 0 | 11.74 | 12.069 | 4.5786 | 0 | 4.5786 | 0.12831 | 4.7069
2016-12-07 18:00 | 0.018 | 0 | 0 | 0.27 | 11.748 | 296.1148 | 12 | 17.1793 | 3.6843 | 0 | 0 | 10.6622 | 6.5172 | 3.6843 | 0.62132 | 63.973 | 0 | 0 | 11.748 | 12.018 | 4.5817 | 0 | 4.5817 | 0.1053 | 4.687
2016-12-07 19:00 | 0.003 | 0 | 0 | 0 | 12.986 | 296.1148 | 12.983 | 18.5866 | 3.9861 | 0 | 0 | 10.674 | 7.9126 | 3.9861 | 0.59949 | 64.044 | 0 | 0 | 12.986 | 12.986 | 5.0645 | 0 | 5.0645 | 0 | 5.0645
2016-12-07 20:00 | 0 | 5.094 | 0 | 0 | 20.094 | 290.1915 | 15 | 21.4742 | 4.6053 | 0 | 0 | 0 | 21.4742 | 4.6053 | 0.329 | 0 | 0 | 0 | 20.094 | 20.094 | 7.8367 | 0 | 7.8367 | 0 | 7.8367
2016-12-07 21:00 | 0 | 5.896 | 0 | 0 | 20.896 | 283.3357 | 15 | 21.4742 | 4.6053 | 0 | 0 | 0 | 21.4742 | 4.6053 | 0.329 | 0 | 0 | 0 | 20.896 | 20.896 | 8.1494 | 0 | 8.1494 | 0 | 8.1494
2016-12-07 22:00 | 0 | 4.995 | 0 | 0 | 19.995 | 277.5276 | 15 | 21.4742 | 4.6053 | 0 | 0 | 0 | 21.4742 | 4.6053 | 0.329 | 0 | 0 | 0 | 19.995 | 19.995 | 7.7981 | 0 | 7.7981 | 0 | 7.7981
2016-12-07 23:00 | 0 | 3.615 | 0 | 0 | 18.615 | 273.3241 | 15 | 21.4742 | 4.6053 | 0 | 0 | 0 | 21.4742 | 4.6053 | 0.329 | 0 | 0 | 0 | 18.615 | 18.615 | 7.2598 | 0 | 7.2598 | 0 | 7.2598
2016-12-08 | 0 | 1.394 | 0 | 0 | 16.394 | 271.7031 | 15 | 21.4742 | 4.6053 | 0 | 0 | 3.2245 | 18.2497 | 4.6053 | 0.39972 | 0 | 11.318 | 3.7727 | 20.1667 | 20.1667 | 6.3937 | 1.4713 | 7.865 | 0 | 7.865
2016-12-08 01:00 | 0 | 0 | 0 | 0 | 14.26 | 271.7031 | 14.26 | 20.4148 | 4.3781 | 0 | 0 | 2.9907 | 17.4241 | 4.3781 | 0.398 | 0 | 10.497 | 3.499 | 17.759 | 17.759 | 5.5614 | 1.3646 | 6.926 | 0 | 6.926
2016-12-08 02:00 | 0 | 0 | 0 | 0 | 13.403 | 271.7031 | 13.403 | 19.1879 | 4.115 | 0 | 0 | 2.8272 | 16.3607 | 4.115 | 0.3984 | 0 | 9.923 | 3.3077 | 16.7107 | 16.7107 | 5.2272 | 1.29 | 6.5172 | 0 | 6.5172
2016-12-08 03:00 | 0 | 0 | 0 | 0 | 12.695 | 271.7031 | 12.695 | 18.1743 | 3.8976 | 0 | 0 | 2.598 | 15.5763 | 3.8976 | 0.39633 | 0 | 9.119 | 3.0397 | 15.7347 | 15.7347 | 4.9511 | 1.1855 | 6.1365 | 0 | 6.1365
2016-12-08 04:00 | 0 | 0 | 0 | 0 | 12.346 | 271.7031 | 12.346 | 17.6747 | 3.7905 | 0 | 0 | 2.3462 | 15.3285 | 3.7905 | 0.39152 | 0 | 8.235 | 2.745 | 15.091 | 15.091 | 4.8149 | 1.0705 | 5.8855 | 0 | 5.8855
2016-12-08 05:00 | 0 | 0 | 1.029 | 0 | 10.971 | 272.5881 | 12 | 17.1793 | 3.6843 | 0 | 0 | 0 | 17.1793 | 3.6843 | 0.329 | 0 | 0 | 0 | 10.971 | 10.971 | 4.2787 | 0 | 4.2787 | 0 | 4.2787
2016-12-08 06:00 | 0.001 | 0 | 2.118 | 0 | 9.883 | 274.4096 | 12 | 17.1793 | 3.6843 | 0 | 0 | 0 | 17.1793 | 3.6843 | 0.329 | 0 | 0 | 0 | 9.883 | 9.883 | 3.8544 | 0 | 3.8544 | 0 | 3.8544
2016-12-08 07:00 | 0.024 | 0 | 3.033 | 0 | 8.991 | 277.0179 | 12 | 17.1793 | 3.6843 | 0 | 0 | 0 | 17.1793 | 3.6843 | 0.329 | 0 | 0 | 0 | 8.991 | 8.991 | 3.5065 | 0 | 3.5065 | 0 | 3.5065
2016-12-08 08:00 | 0.061 | 0 | 2.6 | 0 | 9.461 | 279.2539 | 12 | 17.1793 | 3.6843 | 0 | 0 | 0 | 17.1793 | 3.6843 | 0.329 | 0 | 0 | 0 | 9.461 | 9.461 | 3.6898 | 0 | 3.6898 | 0 | 3.6898
2016-12-08 09:00 | 0.089 | 0 | 1.526 | 0 | 10.563 | 280.5663 | 12 | 17.1793 | 3.6843 | 0 | 0 | 12.0135 | 5.1658 | 3.6843 | 0.65837 | 72.081 | 0 | 0 | 10.563 | 10.563 | 4.1196 | 0 | 4.1196 | 0 | 4.1196
2016-12-08 10:00 | 0.111 | 0 | 2.223 | 0 | 9.888 | 282.4781 | 12 | 17.1793 | 3.6843 | 0 | 0 | 12.0275 | 5.1518 | 3.6843 | 0.65875 | 72.165 | 0 | 0 | 9.888 | 9.888 | 3.8563 | 0 | 3.8563 | 0 | 3.8563
2016-12-08 11:00 | 0.128 | 0 | 2.038 | 0 | 10.09 | 284.2308 | 12 | 17.1793 | 3.6843 | 0 | 0 | 12.0185 | 5.1608 | 3.6843 | 0.65851 | 72.111 | 0 | 0 | 10.09 | 10.09 | 3.9351 | 0 | 3.9351 | 0 | 3.9351
2016-12-08 12:00 | 0.137 | 0 | 1.6 | 1.7764e-15 | 10.537 | 285.6068 | 12 | 17.1793 | 3.6843 | 0 | 0 | 13.9857 | 3.1937 | 3.6843 | 0.71244 | 70.885 | 7.622 | 2.5407 | 13.0777 | 13.0777 | 4.1094 | 0.99086 | 5.1003 | 6.9278e-16 | 5.1003
2016-12-08 13:00 | 0.14 | 0 | 1.551 | 1.7764e-15 | 10.589 | 286.9406 | 12 | 17.1793 | 3.6843 | 0 | 0 | 14.7215 | 2.4578 | 3.6843 | 0.73261 | 69.251 | 11.161 | 3.7203 | 14.3093 | 14.3093 | 4.1297 | 1.4509 | 5.5806 | 6.9278e-16 | 5.5806
2016-12-08 14:00 | 0.129 | 0 | 1.552 | 0 | 10.577 | 288.2753 | 12 | 17.1793 | 3.6843 | 0 | 0 | 4.1595 | 13.0198 | 3.6843 | 0.44304 | 0 | 14.6 | 4.8667 | 15.4437 | 15.4437 | 4.125 | 1.898 | 6.023 | 0 | 6.023
2016-12-08 15:00 | 0.113 | 0 | 1.171 | 0 | 10.942 | 289.2824 | 12 | 17.1793 | 3.6843 | 0 | 0 | 15.961 | 1.2183 | 3.6843 | 0.7666 | 66.498 | 17.122 | 5.7073 | 16.6493 | 16.6493 | 4.2674 | 2.2259 | 6.4932 | 0 | 6.4932
2016-12-08 16:00 | 0.1 | 0 | 0 | 0.375 | 11.725 | 289.2824 | 12 | 17.1793 | 3.6843 | 0 | 0 | 16.3105 | 0.86883 | 3.6843 | 0.77618 | 65.722 | 18.803 | 6.2677 | 17.9927 | 18.3677 | 4.5728 | 2.4444 | 7.0171 | 0.14625 | 7.1634
2016-12-08 17:00 | 0.057 | 0 | 0.545 | 1.7764e-15 | 11.512 | 289.7511 | 12 | 17.1793 | 3.6843 | 0 | 0 | 10.8883 | 6.291 | 3.6843 | 0.62752 | 65.33 | 0 | 0 | 11.512 | 11.512 | 4.4897 | 0 | 4.4897 | 6.9278e-16 | 4.4897
2016-12-08 18:00 | 0.02 | 0 | 0 | 0 | 12.191 | 289.7511 | 12.171 | 17.4241 | 3.7368 | 0 | 0 | 10.8737 | 6.5505 | 3.7368 | 0.62293 | 65.242 | 0 | 0 | 12.191 | 12.191 | 4.7545 | 0 | 4.7545 | 0 | 4.7545
2016-12-08 19:00 | 0.001 | 0 | 0 | 0 | 13.326 | 289.7511 | 13.325 | 19.0762 | 4.0911 | 0 | 0 | 10.8937 | 8.1825 | 4.0911 | 0.59797 | 65.362 | 0 | 0 | 13.326 | 13.326 | 5.1971 | 0 | 5.1971 | 0 | 5.1971
2016-12-08 20:00 | 0 | 4.401 | 0 | 0 | 19.401 | 284.6337 | 15 | 21.4742 | 4.6053 | 0 | 0 | 0 | 21.4742 | 4.6053 | 0.329 | 0 | 0 | 0 | 19.401 | 19.401 | 7.5664 | 0 | 7.5664 | 0 | 7.5664
2016-12-08 21:00 | 0 | 5.413 | 0 | 0 | 20.413 | 278.3395 | 15 | 21.4742 | 4.6053 | 0 | 0 | 0 | 21.4742 | 4.6053 | 0.329 | 0 | 0 | 0 | 20.413 | 20.413 | 7.9611 | 0 | 7.9611 | 0 | 7.9611
2016-12-08 22:00 | 0 | 4.376 | 0 | 0 | 19.376 | 273.2511 | 15 | 21.4742 | 4.6053 | 0 | 0 | 0 | 21.4742 | 4.6053 | 0.329 | 0 | 0 | 0 | 19.376 | 19.376 | 7.5566 | 0 | 7.5566 | 0 | 7.5566
2016-12-08 23:00 | 0 | 4.195 | 0 | 0 | 19.195 | 268.3732 | 15 | 21.4742 | 4.6053 | 0 | 0 | 0 | 21.4742 | 4.6053 | 0.329 | 0 | 0 | 0 | 19.195 | 19.195 | 7.4861 | 0 | 7.4861 | 0 | 7.4861
2016-12-09 | 0 | 0.698 | 0 | 0 | 15.698 | 267.5616 | 15 | 21.4742 | 4.6053 | 0 | 0 | 3.0663 | 18.4078 | 4.6053 | 0.39625 | 0 | 10.763 | 3.5877 | 19.2857 | 19.2857 | 6.1222 | 1.3992 | 7.5214 | 0 | 7.5214
2016-12-09 01:00 | 0 | 0 | 0 | 0 | 14.347 | 267.5616 | 14.347 | 20.5393 | 4.4048 | 0 | 0 | 2.902 | 17.6373 | 4.4048 | 0.39555 | 0 | 10.186 | 3.3953 | 17.7423 | 17.7423 | 5.5953 | 1.3242 | 6.9195 | 0 | 6.9195
2016-12-09 02:00 | 0 | 0 | 0 | 0 | 12.943 | 267.5616 | 12.943 | 18.5293 | 3.9738 | 0 | 0 | 2.7552 | 15.7742 | 3.9738 | 0.39903 | 0 | 9.671 | 3.2237 | 16.1667 | 16.1667 | 5.0478 | 1.2572 | 6.305 | 0 | 6.305
2016-12-09 03:00 | 0 | 0 | 0 | 0.135 | 11.865 | 267.5616 | 12 | 17.1793 | 3.6843 | 0 | 0 | 2.5977 | 14.5817 | 3.6843 | 0.40022 | 0 | 9.118 | 3.0393 | 14.9043 | 15.0393 | 4.6273 | 1.1853 | 5.8127 | 0.05265 | 5.8653
2016-12-09 04:00 | 0 | 0 | 0 | 0.316 | 11.684 | 267.5616 | 12 | 17.1793 | 3.6843 | 0 | 0 | 2.4528 | 14.7265 | 3.6843 | 0.39625 | 0 | 8.609 | 2.8697 | 14.5537 | 14.8697 | 4.5568 | 1.1192 | 5.6759 | 0.12324 | 5.7992
2016-12-09 05:00 | 0 | 0 | 0 | 0.514 | 11.486 | 267.5616 | 12 | 17.1793 | 3.6843 | 0 | 0 | 0 | 17.1793 | 3.6843 | 0.329 | 0 | 0 | 0 | 11.486 | 12 | 4.4795 | 0 | 4.4795 | 0.20046 | 4.68
2016-12-09 06:00 | 0.001 | 0 | 1.861 | 0 | 10.14 | 269.162 | 12 | 17.1793 | 3.6843 | 0 | 0 | 0 | 17.1793 | 3.6843 | 0.329 | 0 | 0 | 0 | 10.14 | 10.14 | 3.9546 | 0 | 3.9546 | 0 | 3.9546
2016-12-09 07:00 | 0.02 | 0 | 2.646 | 0 | 9.374 | 271.4376 | 12 | 17.1793 | 3.6843 | 0 | 0 | 0 | 17.1793 | 3.6843 | 0.329 | 0 | 0 | 0 | 9.374 | 9.374 | 3.6559 | 0 | 3.6559 | 0 | 3.6559
2016-12-09 08:00 | 0.052 | 0 | 2.226 | 0 | 9.826 | 273.352 | 12 | 17.1793 | 3.6843 | 0 | 0 | 0 | 17.1793 | 3.6843 | 0.329 | 0 | 0 | 0 | 9.826 | 9.826 | 3.8321 | 0 | 3.8321 | 0 | 3.8321
2016-12-09 09:00 | 0.077 | 0 | 1.708 | 0 | 10.369 | 274.8208 | 12 | 17.1793 | 3.6843 | 0 | 0 | 11.8642 | 5.3152 | 3.6843 | 0.65428 | 71.185 | 0 | 0 | 10.369 | 10.369 | 4.0439 | 0 | 4.0439 | 0 | 4.0439
2016-12-09 10:00 | 0.089 | 0 | 1.423 | 0 | 10.666 | 276.0446 | 12 | 17.1793 | 3.6843 | 0 | 0 | 11.8533 | 5.326 | 3.6843 | 0.65398 | 71.12 | 0 | 0 | 10.666 | 10.666 | 4.1597 | 0 | 4.1597 | 0 | 4.1597
2016-12-09 11:00 | 0.096 | 0 | 1.564 | 0 | 10.532 | 277.3897 | 12 | 17.1793 | 3.6843 | 0 | 0 | 11.8435 | 5.3358 | 3.6843 | 0.65371 | 71.061 | 0 | 0 | 10.532 | 10.532 | 4.1075 | 0 | 4.1075 | 0 | 4.1075
2016-12-09 12:00 | 0.115 | 0 | 1.011 | 0 | 11.104 | 278.2591 | 12 | 17.1793 | 3.6843 | 0 | 0 | 14.2548 | 2.9245 | 3.6843 | 0.71982 | 70.287 | 8.917 | 2.9723 | 14.0763 | 14.0763 | 4.3306 | 1.1592 | 5.4898 | 0 | 5.4898
2016-12-09 13:00 | 0.106 | 0 | 1.341 | 0 | 10.765 | 279.4124 | 12 | 17.1793 | 3.6843 | 0 | 0 | 14.7112 | 2.4682 | 3.6843 | 0.73233 | 69.273 | 11.111 | 3.7037 | 14.4687 | 14.4687 | 4.1983 | 1.4444 | 5.6428 | 0 | 5.6428
2016-12-09 14:00 | 0.103 | 0 | 1.472 | 1.7764e-15 | 10.631 | 280.6783 | 12 | 17.1793 | 3.6843 | 0 | 0 | 3.8983 | 13.281 | 3.6843 | 0.43588 | 0 | 13.683 | 4.561 | 15.192 | 15.192 | 4.1461 | 1.7788 | 5.9249 | 6.9278e-16 | 5.9249
2016-12-09 15:00 | 0.094 | 0 | 1.84 | 0 | 10.254 | 282.2607 | 12 | 17.1793 | 3.6843 | 0 | 0 | 15.722 | 1.4573 | 3.6843 | 0.76004 | 67.029 | 15.972 | 5.324 | 15.578 | 15.578 | 3.9991 | 2.0764 | 6.0754 | 0 | 6.0754
2016-12-09 16:00 | 0.034 | 0 | 0.852 | 0 | 11.182 | 282.9934 | 12 | 17.1793 | 3.6843 | 0 | 0 | 16.0768 | 1.1025 | 3.6843 | 0.76977 | 66.24 | 17.679 | 5.893 | 17.075 | 17.075 | 4.361 | 2.2983 | 6.6593 | 0 | 6.6593
2016-12-09 17:00 | 0.018 | 0 | 1.058 | 0 | 10.96 | 283.9033 | 12 | 17.1793 | 3.6843 | 0 | 0 | 10.9595 | 6.2198 | 3.6843 | 0.62947 | 65.757 | 0 | 0 | 10.96 | 10.96 | 4.2744 | 0 | 4.2744 | 0 | 4.2744
2016-12-09 18:00 | 0.007 | 0 | 0.779 | 0 | 11.228 | 284.5732 | 12 | 17.1793 | 3.6843 | 0 | 0 | 10.9082 | 6.2712 | 3.6843 | 0.62807 | 65.449 | 0 | 0 | 11.228 | 11.228 | 4.3789 | 0 | 4.3789 | 0 | 4.3789
2016-12-09 19:00 | 0.001 | 0 | 0 | 0 | 12.266 | 284.5732 | 12.265 | 17.5587 | 3.7656 | 0 | 0 | 10.9272 | 6.6315 | 3.7656 | 0.62211 | 65.563 | 0 | 0 | 12.266 | 12.266 | 4.7837 | 0 | 4.7837 | 0 | 4.7837
2016-12-09 20:00 | 0 | 3.226 | 0 | 0 | 18.226 | 280.8221 | 15 | 21.4742 | 4.6053 | 0 | 0 | 0 | 21.4742 | 4.6053 | 0.329 | 0 | 0 | 0 | 18.226 | 18.226 | 7.1081 | 0 | 7.1081 | 0 | 7.1081
2016-12-09 21:00 | 0 | 3.929 | 0 | 0 | 18.929 | 276.2535 | 15 | 21.4742 | 4.6053 | 0 | 0 | 0 | 21.4742 | 4.6053 | 0.329 | 0 | 0 | 0 | 18.929 | 18.929 | 7.3823 | 0 | 7.3823 | 0 | 7.3823
2016-12-09 22:00 | 0 | 4.777 | 0 | 0 | 19.777 | 270.6988 | 15 | 21.4742 | 4.6053 | 0 | 0 | 0 | 21.4742 | 4.6053 | 0.329 | 0 | 0 | 0 | 19.777 | 19.777 | 7.713 | 0 | 7.713 | 0 | 7.713
2016-12-09 23:00 | 0 | 3.022 | 0 | 0 | 18.022 | 267.1849 | 15 | 21.4742 | 4.6053 | 0 | 0 | 0 | 21.4742 | 4.6053 | 0.329 | 0 | 0 | 0 | 18.022 | 18.022 | 7.0286 | 0 | 7.0286 | 0 | 7.0286
2016-12-10 | 0 | 0.722 | 0 | 0 | 15.722 | 266.3453 | 15 | 21.4742 | 4.6053 | 0 | 0 | 3.1172 | 18.357 | 4.6053 | 0.39737 | 0 | 10.941 | 3.647 | 19.369 | 19.369 | 6.1316 | 1.4223 | 7.5539 | 0 | 7.5539
2016-12-10 01:00 | 0 | 0 | 0 | 0 | 13.945 | 266.3453 | 13.945 | 19.9638 | 4.2814 | 0 | 0 | 2.808 | 17.1558 | 4.2814 | 0.39525 | 0 | 9.856 | 3.2853 | 17.2303 | 17.2303 | 5.4386 | 1.2813 | 6.7198 | 0 | 6.7198
2016-12-10 02:00 | 0 | 0 | 0 | 0 | 12.985 | 266.3453 | 12.985 | 18.5895 | 3.9867 | 0 | 0 | 2.5862 | 16.0033 | 3.9867 | 0.39453 | 0 | 9.078 | 3.026 | 16.011 | 16.011 | 5.0641 | 1.1801 | 6.2443 | 0 | 6.2443
2016-12-10 03:00 | 0 | 0 | 0 | 0 | 12.07 | 266.3453 | 12.07 | 17.2795 | 3.7058 | 0 | 0 | 2.3932 | 14.8864 | 3.7058 | 0.39423 | 0 | 8.4 | 2.8 | 14.87 | 14.87 | 4.7073 | 1.092 | 5.7993 | 0 | 5.7993
2016-12-10 04:00 | 0 | 0 | 0 | 0.31 | 11.69 | 266.3453 | 12 | 17.1793 | 3.6843 | 0 | 0 | 2.1648 | 15.0145 | 3.6843 | 0.38835 | 0 | 7.599 | 2.533 | 14.223 | 14.533 | 4.5591 | 0.98787 | 5.547 | 0.1209 | 5.6679
2016-12-10 05:00 | 0 | 0 | 1.401 | 0 | 10.599 | 267.5502 | 12 | 17.1793 | 3.6843 | 0 | 0 | 0 | 17.1793 | 3.6843 | 0.329 | 0 | 0 | 0 | 10.599 | 10.599 | 4.1336 | 0 | 4.1336 | 0 | 4.1336
2016-12-10 06:00 | 0 | 0 | 2.502 | 0 | 9.498 | 269.7019 | 12 | 17.1793 | 3.6843 | 0 | 0 | 0 | 17.1793 | 3.6843 | 0.329 | 0 | 0 | 0 | 9.498 | 9.498 | 3.7042 | 0 | 3.7042 | 0 | 3.7042
2016-12-10 07:00 | 0.003 | 0 | 3.243 | 0 | 8.76 | 272.4909 | 12 | 17.1793 | 3.6843 | 0 | 0 | 0 | 17.1793 | 3.6843 | 0.329 | 0 | 0 | 0 | 8.76 | 8.76 | 3.4164 | 0 | 3.4164 | 0 | 3.4164
2016-12-10 08:00 | 0.011 | 0 | 2.524 | 0 | 9.487 | 274.6615 | 12 | 17.1793 | 3.6843 | 0 | 0 | 0 | 17.1793 | 3.6843 | 0.329 | 0 | 0 | 0 | 9.487 | 9.487 | 3.6999 | 0 | 3.6999 | 0 | 3.6999
2016-12-10 09:00 | 0.01 | 0 | 1.724 | 0 | 10.286 | 276.1442 | 12 | 17.1793 | 3.6843 | 0 | 0 | 11.9425 | 5.2368 | 3.6843 | 0.65642 | 71.655 | 0 | 0 | 10.286 | 10.286 | 4.0115 | 0 | 4.0115 | 0 | 4.0115
2016-12-10 10:00 | 0.02 | 0 | 1 | 0 | 11.02 | 277.0042 | 12 | 17.1793 | 3.6843 | 0 | 0 | 11.9702 | 5.2092 | 3.6843 | 0.65718 | 71.821 | 0 | 0 | 11.02 | 11.02 | 4.2978 | 0 | 4.2978 | 0 | 4.2978
2016-12-10 11:00 | 0.015 | 0 | 1.384 | 0 | 10.631 | 278.1944 | 12 | 17.1793 | 3.6843 | 0 | 0 | 11.9795 | 5.1998 | 3.6843 | 0.65744 | 71.877 | 0 | 0 | 10.631 | 10.631 | 4.1461 | 0 | 4.1461 | 0 | 4.1461
2016-12-10 12:00 | 0.03 | 0 | 0.898 | 0 | 11.132 | 278.9667 | 12 | 17.1793 | 3.6843 | 0 | 0 | 14.2238 | 2.9555 | 3.6843 | 0.71897 | 70.356 | 8.768 | 2.9227 | 14.0547 | 14.0547 | 4.3415 | 1.1398 | 5.4813 | 0 | 5.4813
2016-12-10 13:00 | 0.057 | 0 | 1.076 | 0 | 10.981 | 279.892 | 12 | 17.1793 | 3.6843 | 0 | 0 | 15.0182 | 2.1612 | 3.6843 | 0.74075 | 68.592 | 12.587 | 4.1957 | 15.1767 | 15.1767 | 4.2826 | 1.6363 | 5.9189 | 0 | 5.9189
2016-12-10 14:00 | 0.069 | 0 | 1.097 | 0 | 10.972 | 280.8355 | 12 | 17.1793 | 3.6843 | 0 | 0 | 4.5643 | 12.615 | 3.6843 | 0.45414 | 0 | 16.021 | 5.3403 | 16.3123 | 16.3123 | 4.2791 | 2.0827 | 6.3618 | 0 | 6.3618
2016-12-10 15:00 | 0.056 | 0 | 0 | 0.384 | 11.672 | 280.8355 | 12 | 17.1793 | 3.6843 | 0 | 0 | 16.2978 | 0.8815 | 3.6843 | 0.77583 | 65.749 | 18.742 | 6.2473 | 17.9193 | 18.3033 | 4.5521 | 2.4365 | 6.9885 | 0.14976 | 7.1383
2016-12-10 16:00 | 0.053 | 0 | 0 | 0 | 12.071 | 280.8355 | 12.018 | 17.2051 | 3.6898 | 0 | 0 | 16.671 | 0.5341 | 3.6898 | 0.78538 | 64.921 | 20.536 | 6.8453 | 18.9163 | 18.9163 | 4.7077 | 2.6697 | 7.3774 | 0 | 7.3774
2016-12-10 17:00 | 0.041 | 0 | 0.593 | 0 | 11.448 | 281.3454 | 12 | 17.1793 | 3.6843 | 0 | 0 | 10.762 | 6.4173 | 3.6843 | 0.62406 | 64.572 | 0 | 0 | 11.448 | 11.448 | 4.4647 | 0 | 4.4647 | 0 | 4.4647
2016-12-10 18:00 | 0.023 | 0 | 0 | 0.155 | 11.868 | 281.3454 | 12 | 17.1793 | 3.6843 | 0 | 0 | 10.7745 | 6.4048 | 3.6843 | 0.6244 | 64.647 | 0 | 0 | 11.868 | 12.023 | 4.6285 | 0 | 4.6285 | 0.06045 | 4.689
2016-12-10 19:00 | 0.002 | 0 | 0 | 0 | 13.421 | 281.3454 | 13.419 | 19.2108 | 4.1199 | 0 | 0 | 10.8423 | 8.3685 | 4.1199 | 0.59483 | 65.054 | 0 | 0 | 13.421 | 13.421 | 5.2342 | 0 | 5.2342 | 0 | 5.2342
2016-12-10 20:00 | 0 | 6.031 | 0 | 0 | 21.031 | 274.3327 | 15 | 21.4742 | 4.6053 | 0 | 0 | 0 | 21.4742 | 4.6053 | 0.329 | 0 | 0 | 0 | 21.031 | 21.031 | 8.2021 | 0 | 8.2021 | 0 | 8.2021
2016-12-10 21:00 | 0 | 6.102 | 0 | 0 | 21.102 | 267.2373 | 15 | 21.4742 | 4.6053 | 0 | 0 | 0 | 21.4742 | 4.6053 | 0.329 | 0 | 0 | 0 | 21.102 | 21.102 | 8.2298 | 0 | 8.2298 | 0 | 8.2298
2016-12-10 22:00 | 0 | 5.271 | 0 | 0 | 20.271 | 261.1082 | 15 | 21.4742 | 4.6053 | 0 | 0 | 0 | 21.4742 | 4.6053 | 0.329 | 0 | 0 | 0 | 20.271 | 20.271 | 7.9057 | 0 | 7.9057 | 0 | 7.9057
2016-12-10 23:00 | 0 | 4.035 | 0 | 0 | 19.035 | 256.4164 | 15 | 21.4742 | 4.6053 | 0 | 0 | 0 | 21.4742 | 4.6053 | 0.329 | 0 | 0 | 0 | 19.035 | 19.035 | 7.4237 | 0 | 7.4237 | 0 | 7.4237
2016-12-11 | 0 | 1.966 | 0 | 0 | 16.966 | 254.1303 | 15 | 21.4742 | 4.6053 | 0 | 0 | 2.5377 | 18.9365 | 4.6053 | 0.38466 | 0 | 8.907 | 2.969 | 19.935 | 19.935 | 6.6167 | 1.1579 | 7.7747 | 0 | 7.7747
2016-12-11 01:00 | 0 | 0.445 | 0 | 0 | 15.445 | 253.6129 | 15 | 21.4742 | 4.6053 | 0 | 0 | 2.2205 | 19.2537 | 4.6053 | 0.3777 | 0 | 7.794 | 2.598 | 18.043 | 18.043 | 6.0236 | 1.0132 | 7.0368 | 0 | 7.0368
2016-12-11 02:00 | 0 | 0 | 0 | 0 | 14.223 | 253.6129 | 14.223 | 20.3618 | 4.3668 | 0 | 0 | 1.9205 | 18.4413 | 4.3668 | 0.37342 | 0 | 6.741 | 2.247 | 16.47 | 16.47 | 5.547 | 0.87633 | 6.4233 | 0 | 6.4233
2016-12-11 03:00 | 0 | 0 | 0 | 0 | 12.374 | 253.6129 | 12.374 | 17.7148 | 3.7991 | 0 | 0 | 1.755 | 15.9598 | 3.7991 | 0.37566 | 0 | 6.16 | 2.0533 | 14.4273 | 14.4273 | 4.8259 | 0.8008 | 5.6267 | 0 | 5.6267
2016-12-11 04:00 | 0 | 0 | 0.569 | 0 | 11.431 | 254.1022 | 12 | 17.1793 | 3.6843 | 0 | 0 | 1.6437 | 15.5357 | 3.6843 | 0.37406 | 0 | 5.769 | 1.923 | 13.354 | 13.354 | 4.4581 | 0.74997 | 5.2081 | 0 | 5.2081
2016-12-11 05:00 | 0 | 0 | 0.895 | 0 | 11.105 | 254.8719 | 12 | 17.1793 | 3.6843 | 0 | 0 | 0 | 17.1793 | 3.6843 | 0.329 | 0 | 0 | 0 | 11.105 | 11.105 | 4.331 | 0 | 4.331 | 0 | 4.331
2016-12-11 06:00 | 0.001 | 0 | 2.193 | 0 | 9.808 | 256.7579 | 12 | 17.1793 | 3.6843 | 0 | 0 | 0 | 17.1793 | 3.6843 | 0.329 | 0 | 0 | 0 | 9.808 | 9.808 | 3.8251 | 0 | 3.8251 | 0 | 3.8251
2016-12-11 07:00 | 0.014 | 0 | 3.135 | 0 | 8.879 | 259.454 | 12 | 17.1793 | 3.6843 | 0 | 0 | 0 | 17.1793 | 3.6843 | 0.329 | 0 | 0 | 0 | 8.879 | 8.879 | 3.4628 | 0 | 3.4628 | 0 | 3.4628
2016-12-11 08:00 | 0.057 | 0 | 2.714 | 0 | 9.343 | 261.788 | 12 | 17.1793 | 3.6843 | 0 | 0 | 0 | 17.1793 | 3.6843 | 0.329 | 0 | 0 | 0 | 9.343 | 9.343 | 3.6438 | 0 | 3.6438 | 0 | 3.6438
2016-12-11 09:00 | 0.098 | 0 | 1.988 | 0 | 10.11 | 263.4977 | 12 | 17.1793 | 3.6843 | 0 | 0 | 12.124 | 5.0553 | 3.6843 | 0.6614 | 72.744 | 0 | 0 | 10.11 | 10.11 | 3.9429 | 0 | 3.9429 | 0 | 3.9429
2016-12-11 10:00 | 0.103 | 0 | 1.348 | 0 | 10.755 | 264.657 | 12 | 17.1793 | 3.6843 | 0 | 0 | 12.1768 | 5.0025 | 3.6843 | 0.66285 | 73.061 | 0 | 0 | 10.755 | 10.755 | 4.1945 | 0 | 4.1945 | 0 | 4.1945
2016-12-11 11:00 | 0.145 | 0 | 1.367 | 0 | 10.778 | 265.8326 | 12 | 17.1793 | 3.6843 | 0 | 0 | 12.1967 | 4.9827 | 3.6843 | 0.66339 | 73.18 | 0 | 0 | 10.778 | 10.778 | 4.2034 | 0 | 4.2034 | 0 | 4.2034
2016-12-11 12:00 | 0.166 | 0 | 1.013 | 0 | 11.153 | 266.7038 | 12 | 17.1793 | 3.6843 | 0 | 0 | 13.702 | 3.4773 | 3.6843 | 0.70466 | 71.515 | 6.257 | 2.0857 | 13.2387 | 13.2387 | 4.3497 | 0.81341 | 5.1631 | 0 | 5.1631
2016-12-11 13:00 | 0.147 | 0 | 0.717 | 0 | 11.43 | 267.3204 | 12 | 17.1793 | 3.6843 | 0 | 0 | 14.679 | 2.5003 | 3.6843 | 0.73145 | 69.345 | 10.956 | 3.652 | 15.082 | 15.082 | 4.4577 | 1.4243 | 5.882 | 0 | 5.882
2016-12-11 14:00 | 0.127 | 0 | 0.943 | 0 | 11.184 | 268.1314 | 12 | 17.1793 | 3.6843 | 0 | 0 | 4.2675 | 12.9118 | 3.6843 | 0.446 | 0 | 14.979 | 4.993 | 16.177 | 16.177 | 4.3618 | 1.9473 | 6.309 | 0 | 6.309
2016-12-11 15:00 | 0.098 | 0 | 1.238 | 0 | 10.86 | 269.1961 | 12 | 17.1793 | 3.6843 | 0 | 0 | 16.12 | 1.0593 | 3.6843 | 0.77096 | 66.145 | 17.886 | 5.962 | 16.822 | 16.822 | 4.2354 | 2.3252 | 6.5606 | 0 | 6.5606
2016-12-11 16:00 | 0.12 | 0 | 0.751 | 1.7764e-15 | 11.369 | 269.8419 | 12 | 17.1793 | 3.6843 | 0 | 0 | 16.5282 | 0.65116 | 3.6843 | 0.78215 | 65.238 | 19.85 | 6.6167 | 17.9857 | 17.9857 | 4.4339 | 2.5805 | 7.0144 | 6.9278e-16 | 7.0144
2016-12-11 17:00 | 0.068 | 0 | 0.872 | 0 | 11.196 | 270.5919 | 12 | 17.1793 | 3.6843 | 0 | 0 | 10.7828 | 6.3965 | 3.6843 | 0.62463 | 64.697 | 0 | 0 | 11.196 | 11.196 | 4.3664 | 0 | 4.3664 | 0 | 4.3664
2016-12-11 18:00 | 0.018 | 0 | 0 | 0.363 | 11.655 | 270.5919 | 12 | 17.1793 | 3.6843 | 0 | 0 | 10.751 | 6.4283 | 3.6843 | 0.62376 | 64.506 | 0 | 0 | 11.655 | 12.018 | 4.5454 | 0 | 4.5454 | 0.14157 | 4.687
2016-12-11 19:00 | 0.003 | 0 | 0 | 0 | 13.588 | 270.5919 | 13.585 | 19.4484 | 4.1709 | 0 | 0 | 10.7797 | 8.6688 | 4.1709 | 0.59006 | 64.678 | 0 | 0 | 13.588 | 13.588 | 5.2993 | 0 | 5.2993 | 0 | 5.2993
2016-12-11 20:00 | 0 | 5.263 | 0 | 0 | 20.263 | 264.4721 | 15 | 21.4742 | 4.6053 | 0 | 0 | 0 | 21.4742 | 4.6053 | 0.329 | 0 | 0 | 0 | 20.263 | 20.263 | 7.9026 | 0 | 7.9026 | 0 | 7.9026
2016-12-11 21:00 | 0 | 0 | 0 | 4.86 | 22.14 | 264.4721 | 27 | 38.6535 | 8.2896 | 0 | 0 | 0 | 38.6535 | 8.2896 | 0.329 | 0 | 0 | 0 | 22.14 | 27 | 8.6346 | 0 | 8.6346 | 1.8954 | 10.53
2016-12-11 22:00 | 0 | 5.765 | 0 | 0 | 20.765 | 257.7686 | 15 | 21.4742 | 4.6053 | 0 | 0 | 0 | 21.4742 | 4.6053 | 0.329 | 0 | 0 | 0 | 20.765 | 20.765 | 8.0983 | 0 | 8.0983 | 0 | 8.0983
2016-12-11 23:00 | 0 | 3.935 | 0 | 0 | 18.935 | 253.193 | 15 | 21.4742 | 4.6053 | 0 | 0 | 0 | 21.4742 | 4.6053 | 0.329 | 0 | 0 | 0 | 18.935 | 18.935 | 7.3846 | 0 | 7.3846 | 0 | 7.3846
2016-12-12 | 0 | 0.782 | 0 | 0 | 15.782 | 252.2837 | 15 | 21.4742 | 4.6053 | 0 | 0 | 2.8203 | 18.6538 | 4.6053 | 0.39086 | 0 | 9.899 | 3.2997 | 19.0817 | 19.0817 | 6.155 | 1.2869 | 7.4419 | 0 | 7.4419
2016-12-12 01:00 | 0 | 0 | 0 | 0 | 14.157 | 252.2837 | 14.157 | 20.2673 | 4.3465 | 0 | 0 | 2.4603 | 17.807 | 4.3465 | 0.38618 | 0 | 8.636 | 2.8787 | 17.0357 | 17.0357 | 5.5212 | 1.1227 | 6.6439 | 0 | 6.6439
2016-12-12 02:00 | 0 | 0 | 0 | 0 | 13.462 | 252.2837 | 13.462 | 19.2723 | 4.1331 | 0 | 0 | 2.182 | 17.0903 | 4.1331 | 0.38233 | 0 | 7.659 | 2.553 | 16.015 | 16.015 | 5.2502 | 0.99567 | 6.2459 | 0 | 6.2459
2016-12-12 03:00 | 0 | 0 | 0 | 0 | 12.451 | 252.2837 | 12.451 | 17.825 | 3.8227 | 0 | 0 | 1.9328 | 15.8922 | 3.8227 | 0.38007 | 0 | 6.784 | 2.2613 | 14.7123 | 14.7123 | 4.8559 | 0.88192 | 5.7378 | 0 | 5.7378
2016-12-12 04:00 | 0 | 0 | 0 | 0.305 | 11.695 | 252.2837 | 12 | 17.1793 | 3.6843 | 0 | 0 | 1.7273 | 15.452 | 3.6843 | 0.37636 | 0 | 6.063 | 2.021 | 13.716 | 14.021 | 4.561 | 0.78819 | 5.3492 | 0.11895 | 5.4682
2016-12-12 05:00 | 0 | 0 | 0.924 | 1.7764e-15 | 11.076 | 253.0784 | 12 | 17.1793 | 3.6843 | 0 | 0 | 0 | 17.1793 | 3.6843 | 0.329 | 0 | 0 | 0 | 11.076 | 11.076 | 4.3196 | 0 | 4.3196 | 6.9278e-16 | 4.3196
2016-12-12 06:00 | 0.001 | 0 | 2.125 | 0 | 9.876 | 254.9059 | 12 | 17.1793 | 3.6843 | 0 | 0 | 0 | 17.1793 | 3.6843 | 0.329 | 0 | 0 | 0 | 9.876 | 9.876 | 3.8516 | 0 | 3.8516 | 0 | 3.8516
2016-12-12 07:00 | 0.026 | 0 | 3.268 | 0 | 8.758 | 257.7163 | 12 | 17.1793 | 3.6843 | 0 | 0 | 0 | 17.1793 | 3.6843 | 0.329 | 0 | 0 | 0 | 8.758 | 8.758 | 3.4156 | 0 | 3.4156 | 0 | 3.4156
2016-12-12 08:00 | 0.065 | 0 | 3.079 | 0 | 8.986 | 260.3643 | 12 | 17.1793 | 3.6843 | 0 | 0 | 0 | 17.1793 | 3.6843 | 0.329 | 0 | 0 | 0 | 8.986 | 8.986 | 3.5045 | 0 | 3.5045 | 0 | 3.5045
2016-12-12 09:00 | 0.107 | 0 | 1.755 | 0 | 10.352 | 261.8736 | 12 | 17.1793 | 3.6843 | 0 | 0 | 12.151 | 5.0283 | 3.6843 | 0.66214 | 72.906 | 0 | 0 | 10.352 | 10.352 | 4.0373 | 0 | 4.0373 | 0 | 4.0373
2016-12-12 10:00 | 0.127 | 0 | 1.353 | 0 | 10.774 | 263.0372 | 12 | 17.1793 | 3.6843 | 0 | 0 | 12.1933 | 4.986 | 3.6843 | 0.6633 | 73.16 | 0 | 0 | 10.774 | 10.774 | 4.2019 | 0 | 4.2019 | 0 | 4.2019
2016-12-12 11:00 | 0.138 | 0 | 1.288 | 0 | 10.85 | 264.1448 | 12 | 17.1793 | 3.6843 | 0 | 0 | 12.1992 | 4.9802 | 3.6843 | 0.66346 | 73.195 | 0 | 0 | 10.85 | 10.85 | 4.2315 | 0 | 4.2315 | 0 | 4.2315
2016-12-12 12:00 | 0.165 | 0 | 0 | 0 | 12.306 | 264.1448 | 12.141 | 17.3812 | 3.7275 | 0 | 0 | 13.8697 | 3.5115 | 3.7275 | 0.70484 | 71.143 | 7.064 | 2.3547 | 14.6607 | 14.6607 | 4.7993 | 0.91832 | 5.7177 | 0 | 5.7177
2016-12-12 13:00 | 0.155 | 0 | 0 | 0 | 12.666 | 264.1448 | 12.511 | 17.9109 | 3.8411 | 0 | 0 | 14.831 | 3.0799 | 3.8411 | 0.71901 | 69.007 | 11.687 | 3.8957 | 16.5617 | 16.5617 | 4.9397 | 1.5193 | 6.4591 | 0 | 6.4591
2016-12-12 14:00 | 0.149 | 0 | 0 | 0 | 12.718 | 264.1448 | 12.569 | 17.9939 | 3.859 | 0 | 0 | 4.3128 | 13.6811 | 3.859 | 0.44189 | 0 | 15.138 | 5.046 | 17.764 | 17.764 | 4.96 | 1.9679 | 6.928 | 0 | 6.928
2016-12-12 15:00 | 0.092 | 0 | 0 | 0 | 13.096 | 264.1448 | 13.004 | 18.6167 | 3.9925 | 0 | 0 | 16.0852 | 2.5315 | 3.9925 | 0.73595 | 66.222 | 17.719 | 5.9063 | 19.0023 | 19.0023 | 5.1074 | 2.3035 | 7.4109 | 0 | 7.4109
2016-12-12 16:00 | 0.076 | 0 | 0 | 0 | 13.308 | 264.1448 | 13.232 | 18.9431 | 4.0625 | 0 | 0 | 16.4828 | 2.4602 | 4.0625 | 0.73883 | 65.339 | 19.631 | 6.5437 | 19.8517 | 19.8517 | 5.1901 | 2.552 | 7.7422 | 0 | 7.7422
2016-12-12 17:00 | 0.044 | 0 | 0 | 0 | 12.272 | 264.1448 | 12.228 | 17.5057 | 3.7543 | 0 | 0 | 10.7908 | 6.7149 | 3.7543 | 0.61933 | 64.745 | 0 | 0 | 12.272 | 12.272 | 4.7861 | 0 | 4.7861 | 0 | 4.7861
2016-12-12 18:00 | 0.022 | 0 | 0 | 0 | 12.505 | 264.1448 | 12.483 | 17.8708 | 3.8326 | 0 | 0 | 10.7485 | 7.1223 | 3.8326 | 0.61229 | 64.491 | 0 | 0 | 12.505 | 12.505 | 4.877 | 0 | 4.877 | 0 | 4.877
2016-12-12 19:00 | 0.004 | 0 | 0 | 0 | 14.403 | 264.1448 | 14.399 | 20.6138 | 4.4208 | 0 | 0 | 10.7725 | 9.8413 | 4.4208 | 0.57514 | 64.635 | 0 | 0 | 14.403 | 14.403 | 5.6172 | 0 | 5.6172 | 0 | 5.6172
2016-12-12 20:00 | 0 | 0 | 5.515 | 0 | 21.485 | 268.8877 | 27 | 38.6535 | 8.2896 | 0 | 0 | 0 | 38.6535 | 8.2896 | 0.329 | 0 | 0 | 0 | 21.485 | 21.485 | 8.3791 | 0 | 8.3791 | 0 | 8.3791
2016-12-12 21:00 | 0 | 0 | 3.805 | 3.5527e-15 | 23.195 | 272.16 | 27 | 38.6535 | 8.2896 | 0 | 0 | 0 | 38.6535 | 8.2896 | 0.329 | 0 | 0 | 0 | 23.195 | 23.195 | 9.0461 | 0 | 9.0461 | 1.3856e-15 | 9.0461
2016-12-12 22:00 | 0 | 6.095 | 0 | 0 | 21.095 | 265.0728 | 15 | 21.4742 | 4.6053 | 0 | 0 | 0 | 21.4742 | 4.6053 | 0.329 | 0 | 0 | 0 | 21.095 | 21.095 | 8.2271 | 0 | 8.2271 | 0 | 8.2271
2016-12-12 23:00 | 0 | 5.073 | 0 | 0 | 20.073 | 259.174 | 15 | 21.4742 | 4.6053 | 0 | 0 | 0 | 21.4742 | 4.6053 | 0.329 | 0 | 0 | 0 | 20.073 | 20.073 | 7.8285 | 0 | 7.8285 | 0 | 7.8285
2016-12-13 | 0 | 2.225 | 0 | 0 | 17.225 | 256.5868 | 15 | 21.4742 | 4.6053 | 0 | 0 | 3.0082 | 18.466 | 4.6053 | 0.39498 | 0 | 10.559 | 3.5197 | 20.7447 | 20.7447 | 6.7178 | 1.3727 | 8.0904 | 0 | 8.0904
2016-12-13 01:00 | 0 | 0.386 | 0 | 0 | 15.386 | 256.138 | 15 | 21.4742 | 4.6053 | 0 | 0 | 2.7308 | 18.7433 | 4.6053 | 0.3889 | 0 | 9.585 | 3.195 | 18.581 | 18.581 | 6.0005 | 1.2461 | 7.2466 | 0 | 7.2466
2016-12-13 02:00 | 0 | 0 | 0 | 0 | 13.791 | 256.138 | 13.791 | 19.7433 | 4.2341 | 0 | 0 | 2.5037 | 17.2397 | 4.2341 | 0.38873 | 0 | 8.788 | 2.9293 | 16.7203 | 16.7203 | 5.3785 | 1.1424 | 6.5209 | 0 | 6.5209
2016-12-13 03:00 | 0 | 0 | 0 | 0 | 12.537 | 256.138 | 12.537 | 17.9481 | 3.8491 | 0 | 0 | 2.2993 | 15.6488 | 3.8491 | 0.38934 | 0 | 8.071 | 2.6903 | 15.2273 | 15.2273 | 4.8894 | 1.0492 | 5.9387 | 0 | 5.9387
2016-12-13 04:00 | 0 | 0 | 0 | 0 | 12.011 | 256.138 | 12.011 | 17.1951 | 3.6876 | 0 | 0 | 2.1158 | 15.0792 | 3.6876 | 0.38696 | 0 | 7.426 | 2.4753 | 14.4863 | 14.4863 | 4.6843 | 0.96538 | 5.6497 | 0 | 5.6497
2016-12-13 05:00 | 0 | 0 | 0.856 | 0 | 11.144 | 256.8741 | 12 | 17.1793 | 3.6843 | 0 | 0 | 0 | 17.1793 | 3.6843 | 0.329 | 0 | 0 | 0 | 11.144 | 11.144 | 4.3462 | 0 | 4.3462 | 0 | 4.3462
2016-12-13 06:00 | 0.001 | 0 | 2.56 | 0 | 9.441 | 259.0757 | 12 | 17.1793 | 3.6843 | 0 | 0 | 0 | 17.1793 | 3.6843 | 0.329 | 0 | 0 | 0 | 9.441 | 9.441 | 3.682 | 0 | 3.682 | 0 | 3.682
2016-12-13 07:00 | 0.015 | 0 | 3.406 | 0 | 8.609 | 262.0049 | 12 | 17.1793 | 3.6843 | 0 | 0 | 0 | 17.1793 | 3.6843 | 0.329 | 0 | 0 | 0 | 8.609 | 8.609 | 3.3575 | 0 | 3.3575 | 0 | 3.3575
2016-12-13 08:00 | 0.056 | 0 | 2.498 | 0 | 9.558 | 264.1532 | 12 | 17.1793 | 3.6843 | 0 | 0 | 0 | 17.1793 | 3.6843 | 0.329 | 0 | 0 | 0 | 9.558 | 9.558 | 3.7276 | 0 | 3.7276 | 0 | 3.7276
2016-12-13 09:00 | 0.107 | 0 | 1.457 | 1.7764e-15 | 10.65 | 265.4062 | 12 | 17.1793 | 3.6843 | 0 | 0 | 11.9787 | 5.2007 | 3.6843 | 0.65742 | 71.872 | 0 | 0 | 10.65 | 10.65 | 4.1535 | 0 | 4.1535 | 6.9278e-16 | 4.1535
2016-12-13 10:00 | 0.145 | 0 | 1.326 | 0 | 10.819 | 266.5465 | 12 | 17.1793 | 3.6843 | 0 | 0 | 11.9818 | 5.1975 | 3.6843 | 0.6575 | 71.891 | 0 | 0 | 10.819 | 10.819 | 4.2194 | 0 | 4.2194 | 0 | 4.2194
2016-12-13 11:00 | 0.134 | 0 | 1.301 | 0 | 10.833 | 267.6654 | 12 | 17.1793 | 3.6843 | 0 | 0 | 11.971 | 5.2083 | 3.6843 | 0.6572 | 71.826 | 0 | 0 | 10.833 | 10.833 | 4.2249 | 0 | 4.2249 | 0 | 4.2249
2016-12-13 12:00 | 0.123 | 0 | 0.546 | 0 | 11.577 | 268.135 | 12 | 17.1793 | 3.6843 | 0 | 0 | 14.092 | 3.0873 | 3.6843 | 0.71536 | 70.649 | 8.133 | 2.711 | 14.288 | 14.288 | 4.515 | 1.0573 | 5.5723 | 0 | 5.5723
2016-12-13 13:00 | 0.142 | 0 | 0 | 0.367 | 11.775 | 268.135 | 12 | 17.1793 | 3.6843 | 0 | 0 | 14.7348 | 2.4445 | 3.6843 | 0.73298 | 69.221 | 11.225 | 3.7417 | 15.5167 | 15.8837 | 4.5922 | 1.4592 | 6.0515 | 0.14313 | 6.1946
2016-12-13 14:00 | 0.14 | 0 | 0 | 0.161 | 11.979 | 268.135 | 12 | 17.1793 | 3.6843 | 0 | 0 | 3.9433 | 13.236 | 3.6843 | 0.43711 | 0 | 13.841 | 4.6137 | 16.5927 | 16.7537 | 4.6718 | 1.7993 | 6.4711 | 0.06279 | 6.5339
2016-12-13 15:00 | 0.1 | 0 | 0 | 0 | 12.539 | 268.135 | 12.439 | 17.8078 | 3.819 | 0 | 0 | 15.7472 | 2.0606 | 3.819 | 0.7455 | 66.973 | 16.093 | 5.3643 | 17.9033 | 17.9033 | 4.8902 | 2.0921 | 6.9823 | 0 | 6.9823
2016-12-13 16:00 | 0.049 | 0 | 0 | 0 | 12.676 | 268.135 | 12.627 | 18.077 | 3.8768 | 0 | 0 | 16.0842 | 1.9928 | 3.8768 | 0.74808 | 66.224 | 17.714 | 5.9047 | 18.5807 | 18.5807 | 4.9436 | 2.3028 | 7.2465 | 0 | 7.2465
2016-12-13 17:00 | 0.044 | 0 | 0 | 0.43 | 11.614 | 268.135 | 12 | 17.1793 | 3.6843 | 0 | 0 | 10.9598 | 6.2195 | 3.6843 | 0.62948 | 65.759 | 0 | 0 | 11.614 | 12.044 | 4.5295 | 0 | 4.5295 | 0.1677 | 4.6972
2016-12-13 18:00 | 0.024 | 0 | 0 | 0.355 | 11.669 | 268.135 | 12 | 17.1793 | 3.6843 | 0 | 0 | 10.946 | 6.2333 | 3.6843 | 0.6291 | 65.676 | 0 | 0 | 11.669 | 12.024 | 4.5509 | 0 | 4.5509 | 0.13845 | 4.6894
2016-12-13 19:00 | 0.003 | 0 | 0 | 0 | 13.31 | 268.135 | 13.307 | 19.0504 | 4.0855 | 0 | 0 | 10.98 | 8.0704 | 4.0855 | 0.60047 | 65.88 | 0 | 0 | 13.31 | 13.31 | 5.1909 | 0 | 5.1909 | 0 | 5.1909
2016-12-13 20:00 | 0 | 5.908 | 0 | 0 | 20.908 | 261.2652 | 15 | 21.4742 | 4.6053 | 0 | 0 | 0 | 21.4742 | 4.6053 | 0.329 | 0 | 0 | 0 | 20.908 | 20.908 | 8.1541 | 0 | 8.1541 | 0 | 8.1541
2016-12-13 21:00 | 0 | 0 | 5.416 | 0 | 21.584 | 265.9229 | 27 | 38.6535 | 8.2896 | 0 | 0 | 0 | 38.6535 | 8.2896 | 0.329 | 0 | 0 | 0 | 21.584 | 21.584 | 8.4178 | 0 | 8.4178 | 0 | 8.4178
2016-12-13 22:00 | 0 | 5.017 | 0 | 0 | 20.017 | 260.0892 | 15 | 21.4742 | 4.6053 | 0 | 0 | 0 | 21.4742 | 4.6053 | 0.329 | 0 | 0 | 0 | 20.017 | 20.017 | 7.8066 | 0 | 7.8066 | 0 | 7.8066
2016-12-13 23:00 | 0 | 3.342 | 0 | 0 | 18.342 | 256.2032 | 15 | 21.4742 | 4.6053 | 0 | 0 | 0 | 21.4742 | 4.6053 | 0.329 | 0 | 0 | 0 | 18.342 | 18.342 | 7.1534 | 0 | 7.1534 | 0 | 7.1534
2016-12-14 | 0 | 1.083 | 0 | 0 | 16.083 | 254.9439 | 15 | 21.4742 | 4.6053 | 0 | 0 | 2.8475 | 18.6267 | 4.6053 | 0.39146 | 0 | 9.995 | 3.3317 | 19.4147 | 19.4147 | 6.2724 | 1.2994 | 7.5717 | 0 | 7.5717
2016-12-14 01:00 | 0 | 0 | 0 | 0 | 14.215 | 254.9439 | 14.215 | 20.3503 | 4.3643 | 0 | 0 | 2.6025 | 17.7478 | 4.3643 | 0.38923 | 0 | 9.135 | 3.045 | 17.26 | 17.26 | 5.5438 | 1.1876 | 6.7314 | 0 | 6.7314
2016-12-14 02:00 | 0 | 0 | 0 | 0 | 12.858 | 254.9439 | 12.858 | 18.4077 | 3.9477 | 0 | 0 | 2.3948 | 16.0128 | 3.9477 | 0.39028 | 0 | 8.406 | 2.802 | 15.66 | 15.66 | 5.0146 | 1.0928 | 6.1074 | 0 | 6.1074
2016-12-14 03:00 | 0 | 0 | 0 | 0 | 12.014 | 254.9439 | 12.014 | 17.1994 | 3.6886 | 0 | 0 | 2.1517 | 15.0477 | 3.6886 | 0.38792 | 0 | 7.552 | 2.5173 | 14.5313 | 14.5313 | 4.6855 | 0.98176 | 5.6672 | 0 | 5.6672
2016-12-14 04:00 | 0 | 0 | 0 | 0.323 | 11.677 | 254.9439 | 12 | 17.1793 | 3.6843 | 0 | 0 | 1.9993 | 15.18 | 3.6843 | 0.38382 | 0 | 7.018 | 2.3393 | 14.0163 | 14.3393 | 4.554 | 0.91234 | 5.4664 | 0.12597 | 5.5923
2016-12-14 05:00 | 0 | 0 | 0.768 | 0 | 11.232 | 255.6044 | 12 | 17.1793 | 3.6843 | 0 | 0 | 0 | 17.1793 | 3.6843 | 0.329 | 0 | 0 | 0 | 11.232 | 11.232 | 4.3805 | 0 | 4.3805 | 0 | 4.3805
2016-12-14 06:00 | 0.001 | 0 | 2.425 | 0 | 9.576 | 257.6899 | 12 | 17.1793 | 3.6843 | 0 | 0 | 0 | 17.1793 | 3.6843 | 0.329 | 0 | 0 | 0 | 9.576 | 9.576 | 3.7346 | 0 | 3.7346 | 0 | 3.7346
2016-12-14 07:00 | 0.009 | 0 | 3.347 | 0 | 8.662 | 260.5683 | 12 | 17.1793 | 3.6843 | 0 | 0 | 0 | 17.1793 | 3.6843 | 0.329 | 0 | 0 | 0 | 8.662 | 8.662 | 3.3782 | 0 | 3.3782 | 0 | 3.3782
2016-12-14 08:00 | 0.027 | 0 | 3.185 | 0 | 8.842 | 263.3074 | 12 | 17.1793 | 3.6843 | 0 | 0 | 0 | 17.1793 | 3.6843 | 0.329 | 0 | 0 | 0 | 8.842 | 8.842 | 3.4484 | 0 | 3.4484 | 0 | 3.4484
2016-12-14 09:00 | 0.066 | 0 | 2.215 | 0 | 9.851 | 265.2123 | 12 | 17.1793 | 3.6843 | 0 | 0 | 12.0152 | 5.1642 | 3.6843 | 0.65842 | 72.091 | 0 | 0 | 9.851 | 9.851 | 3.8419 | 0 | 3.8419 | 0 | 3.8419
2016-12-14 10:00 | 0.097 | 0 | 2.326 | 0 | 9.771 | 267.2126 | 12 | 17.1793 | 3.6843 | 0 | 0 | 12.052 | 5.1273 | 3.6843 | 0.65943 | 72.312 | 0 | 0 | 9.771 | 9.771 | 3.8107 | 0 | 3.8107 | 0 | 3.8107
2016-12-14 11:00 | 0.121 | 0 | 1.852 | 1.7764e-15 | 10.269 | 268.8054 | 12 | 17.1793 | 3.6843 | 0 | 0 | 12.0645 | 5.1148 | 3.6843 | 0.65977 | 72.387 | 0 | 0 | 10.269 | 10.269 | 4.0049 | 0 | 4.0049 | 6.9278e-16 | 4.0049
2016-12-14 12:00 | 0.127 | 0 | 1.129 | 0 | 10.998 | 269.7763 | 12 | 17.1793 | 3.6843 | 0 | 0 | 13.7847 | 3.3947 | 3.6843 | 0.70693 | 71.331 | 6.655 | 2.2183 | 13.2163 | 13.2163 | 4.2892 | 0.86515 | 5.1544 | 0 | 5.1544
2016-12-14 13:00 | 0.097 | 0 | 0.538 | 0 | 11.559 | 270.239 | 12 | 17.1793 | 3.6843 | 0 | 0 | 14.4518 | 2.7275 | 3.6843 | 0.72522 | 69.85 | 9.864 | 3.288 | 14.847 | 14.847 | 4.508 | 1.2823 | 5.7903 | 0 | 5.7903
2016-12-14 14:00 | 0.126 | 0 | 0 | 0.357 | 11.769 | 270.239 | 12 | 17.1793 | 3.6843 | 0 | 0 | 3.7342 | 13.4452 | 3.6843 | 0.43138 | 0 | 13.107 | 4.369 | 16.138 | 16.495 | 4.5899 | 1.7039 | 6.2938 | 0.13923 | 6.433
2016-12-14 15:00 | 0.117 | 0 | 0.617 | 0 | 11.5 | 270.7696 | 12 | 17.1793 | 3.6843 | 0 | 0 | 15.6602 | 1.5192 | 3.6843 | 0.75835 | 67.166 | 15.675 | 5.225 | 16.725 | 16.725 | 4.485 | 2.0377 | 6.5228 | 0 | 6.5228
2016-12-14 16:00 | 0.125 | 0 | 0 | 0.254 | 11.871 | 270.7696 | 12 | 17.1793 | 3.6843 | 0 | 0 | 16.0818 | 1.0975 | 3.6843 | 0.76991 | 66.229 | 17.703 | 5.901 | 17.772 | 18.026 | 4.6297 | 2.3014 | 6.9311 | 0.09906 | 7.0301
2016-12-14 17:00 | 0.056 | 0 | 0.674 | 1.7764e-15 | 11.382 | 271.3492 | 12 | 17.1793 | 3.6843 | 0 | 0 | 10.9508 | 6.2285 | 3.6843 | 0.62924 | 65.705 | 0 | 0 | 11.382 | 11.382 | 4.439 | 0 | 4.439 | 6.9278e-16 | 4.439
2016-12-14 18:00 | 0.017 | 0 | 0 | 0 | 12.264 | 271.3492 | 12.247 | 17.5329 | 3.7601 | 0 | 0 | 10.932 | 6.6009 | 3.7601 | 0.62267 | 65.592 | 0 | 0 | 12.264 | 12.264 | 4.783 | 0 | 4.783 | 0 | 4.783
2016-12-14 19:00 | 0.003 | 0 | 0 | 0 | 14.109 | 271.3492 | 14.106 | 20.1943 | 4.3308 | 0 | 0 | 10.9793 | 9.215 | 4.3308 | 0.58508 | 65.876 | 0 | 0 | 14.109 | 14.109 | 5.5025 | 0 | 5.5025 | 0 | 5.5025
2016-12-14 20:00 | 0 | 5.306 | 0 | 0 | 20.306 | 265.1795 | 15 | 21.4742 | 4.6053 | 0 | 0 | 0 | 21.4742 | 4.6053 | 0.329 | 0 | 0 | 0 | 20.306 | 20.306 | 7.9193 | 0 | 7.9193 | 0 | 7.9193
2016-12-14 21:00 | 0 | 0 | 0 | 4.766 | 22.234 | 265.1795 | 27 | 38.6535 | 8.2896 | 0 | 0 | 0 | 38.6535 | 8.2896 | 0.329 | 0 | 0 | 0 | 22.234 | 27 | 8.6713 | 0 | 8.6713 | 1.8587 | 10.53
2016-12-14 22:00 | 0 | 5.476 | 0 | 0 | 20.476 | 258.812 | 15 | 21.4742 | 4.6053 | 0 | 0 | 0 | 21.4742 | 4.6053 | 0.329 | 0 | 0 | 0 | 20.476 | 20.476 | 7.9856 | 0 | 7.9856 | 0 | 7.9856
2016-12-14 23:00 | 0 | 3.988 | 0 | 0 | 18.988 | 254.1748 | 15 | 21.4742 | 4.6053 | 0 | 0 | 0 | 21.4742 | 4.6053 | 0.329 | 0 | 0 | 0 | 18.988 | 18.988 | 7.4053 | 0 | 7.4053 | 0 | 7.4053
2016-12-15 | 0 | 0.484 | 0 | 0 | 15.484 | 253.612 | 15 | 21.4742 | 4.6053 | 0 | 0 | 2.2993 | 19.1748 | 4.6053 | 0.37943 | 0 | 8.071 | 2.6903 | 18.1743 | 18.1743 | 6.0388 | 1.0492 | 7.088 | 0 | 7.088
2016-12-15 01:00 | 0 | 0 | 0 | 0 | 13.425 | 253.612 | 13.425 | 19.2194 | 4.1218 | 0 | 0 | 1.9257 | 17.2937 | 4.1218 | 0.37619 | 0 | 6.759 | 2.253 | 15.678 | 15.678 | 5.2358 | 0.87867 | 6.1144 | 0 | 6.1144
2016-12-15 02:00 | 0 | 0 | 0 | 0 | 12.697 | 253.612 | 12.697 | 18.1772 | 3.8983 | 0 | 0 | 1.5853 | 16.5918 | 3.8983 | 0.37008 | 0 | 5.565 | 1.855 | 14.552 | 14.552 | 4.9518 | 0.72345 | 5.6753 | 0 | 5.6753
2016-12-15 03:00 | 0 | 0 | 0 | 0.357 | 11.643 | 253.612 | 12 | 17.1793 | 3.6843 | 0 | 0 | 1.2798 | 15.8995 | 3.6843 | 0.36409 | 0 | 4.493 | 1.4977 | 13.1407 | 13.4977 | 4.5408 | 0.58409 | 5.1249 | 0.13923 | 5.2641
2016-12-15 04:00 | 0 | 0 | 0 | 0.411 | 11.589 | 253.612 | 12 | 17.1793 | 3.6843 | 0 | 0 | 1.0865 | 16.0928 | 3.6843 | 0.35879 | 0 | 3.814 | 1.2713 | 12.8603 | 13.2713 | 4.5197 | 0.49582 | 5.0155 | 0.16029 | 5.1758
2016-12-15 05:00 | 0 | 0 | 0.851 | 0 | 11.149 | 254.3439 | 12 | 17.1793 | 3.6843 | 0 | 0 | 0 | 17.1793 | 3.6843 | 0.329 | 0 | 0 | 0 | 11.149 | 11.149 | 4.3481 | 0 | 4.3481 | 0 | 4.3481
2016-12-15 06:00 | 0.001 | 0 | 2.599 | 1.7764e-15 | 9.402 | 256.579 | 12 | 17.1793 | 3.6843 | 0 | 0 | 0 | 17.1793 | 3.6843 | 0.329 | 0 | 0 | 0 | 9.402 | 9.402 | 3.6668 | 0 | 3.6668 | 6.9278e-16 | 3.6668
2016-12-15 07:00 | 0.019 | 0 | 3.537 | 0 | 8.482 | 259.6208 | 12 | 17.1793 | 3.6843 | 0 | 0 | 0 | 17.1793 | 3.6843 | 0.329 | 0 | 0 | 0 | 8.482 | 8.482 | 3.308 | 0 | 3.308 | 0 | 3.308
2016-12-15 08:00 | 0.067 | 0 | 3.274 | 0 | 8.793 | 262.4365 | 12 | 17.1793 | 3.6843 | 0 | 0 | 0 | 17.1793 | 3.6843 | 0.329 | 0 | 0 | 0 | 8.793 | 8.793 | 3.4293 | 0 | 3.4293 | 0 | 3.4293
2016-12-15 09:00 | 0.105 | 0 | 1.446 | 0 | 10.659 | 263.68 | 12 | 17.1793 | 3.6843 | 0 | 0 | 12.318 | 4.8613 | 3.6843 | 0.66672 | 73.908 | 0 | 0 | 10.659 | 10.659 | 4.157 | 0 | 4.157 | 0 | 4.157
2016-12-15 10:00 | 0.132 | 0 | 1.24 | 0 | 10.892 | 264.7464 | 12 | 17.1793 | 3.6843 | 0 | 0 | 12.3485 | 4.8308 | 3.6843 | 0.66755 | 74.091 | 0 | 0 | 10.892 | 10.892 | 4.2479 | 0 | 4.2479 | 0 | 4.2479
2016-12-15 11:00 | 0.16 | 0 | 1.841 | 1.7764e-15 | 10.319 | 266.3297 | 12 | 17.1793 | 3.6843 | 0 | 0 | 12.3432 | 4.8362 | 3.6843 | 0.66741 | 74.059 | 0 | 0 | 10.319 | 10.319 | 4.0244 | 0 | 4.0244 | 6.9278e-16 | 4.0244
2016-12-15 12:00 | 0.135 | 0 | 1.732 | 0 | 10.403 | 267.8192 | 12 | 17.1793 | 3.6843 | 0 | 0 | 13.4433 | 3.736 | 3.6843 | 0.69757 | 72.089 | 5.014 | 1.6713 | 12.0743 | 12.0743 | 4.0572 | 0.65182 | 4.709 | 0 | 4.709
2016-12-15 13:00 | 0.136 | 0 | 1.295 | 0 | 10.841 | 268.9329 | 12 | 17.1793 | 3.6843 | 0 | 0 | 14.3612 | 2.8182 | 3.6843 | 0.72274 | 70.051 | 9.428 | 3.1427 | 13.9837 | 13.9837 | 4.228 | 1.2256 | 5.4536 | 0 | 5.4536
2016-12-15 14:00 | 0.097 | 0 | 1.251 | 0 | 10.846 | 270.0088 | 12 | 17.1793 | 3.6843 | 0 | 0 | 3.6957 | 13.4837 | 3.6843 | 0.43032 | 0 | 12.972 | 4.324 | 15.17 | 15.17 | 4.2299 | 1.6864 | 5.9163 | 0 | 5.9163
2016-12-15 15:00 | 0.085 | 0 | 0 | 0.439 | 11.646 | 270.0088 | 12 | 17.1793 | 3.6843 | 0 | 0 | 15.7375 | 1.4418 | 3.6843 | 0.76047 | 66.994 | 16.047 | 5.349 | 16.995 | 17.434 | 4.5419 | 2.0861 | 6.6281 | 0.17121 | 6.7993
2016-12-15 16:00 | 0.069 | 0 | 0 | 0.047 | 12.022 | 270.0088 | 12 | 17.1793 | 3.6843 | 0 | 0 | 16.2378 | 0.9415 | 3.6843 | 0.77419 | 65.883 | 18.453 | 6.151 | 18.173 | 18.22 | 4.6886 | 2.3989 | 7.0875 | 0.01833 | 7.1058
2016-12-15 17:00 | 0.047 | 0 | 0 | 0.135 | 11.912 | 270.0088 | 12 | 17.1793 | 3.6843 | 0 | 0 | 10.8543 | 6.325 | 3.6843 | 0.62659 | 65.126 | 0 | 0 | 11.912 | 12.047 | 4.6457 | 0 | 4.6457 | 0.05265 | 4.6983
2016-12-15 18:00 | 0.017 | 0 | 0 | 0 | 12.548 | 270.0088 | 12.531 | 17.9395 | 3.8473 | 0 | 0 | 10.7917 | 7.1479 | 3.8473 | 0.61233 | 64.75 | 0 | 0 | 12.548 | 12.548 | 4.8937 | 0 | 4.8937 | 0 | 4.8937
2016-12-15 19:00 | 0.002 | 0 | 0 | 0 | 13.766 | 270.0088 | 13.764 | 19.7047 | 4.2258 | 0 | 0 | 10.8002 | 8.9045 | 4.2258 | 0.58716 | 64.801 | 0 | 0 | 13.766 | 13.766 | 5.3687 | 0 | 5.3687 | 0 | 5.3687
2016-12-15 20:00 | 0 | 4.649 | 0 | 0 | 19.649 | 264.603 | 15 | 21.4742 | 4.6053 | 0 | 0 | 0 | 21.4742 | 4.6053 | 0.329 | 0 | 0 | 0 | 19.649 | 19.649 | 7.6631 | 0 | 7.6631 | 0 | 7.6631
2016-12-15 21:00 | 0 | 5.779 | 0 | 0 | 20.779 | 257.8832 | 15 | 21.4742 | 4.6053 | 0 | 0 | 0 | 21.4742 | 4.6053 | 0.329 | 0 | 0 | 0 | 20.779 | 20.779 | 8.1038 | 0 | 8.1038 | 0 | 8.1038
2016-12-15 22:00 | 0 | 5.387 | 0 | 0 | 20.387 | 251.6193 | 15 | 21.4742 | 4.6053 | 0 | 0 | 0 | 21.4742 | 4.6053 | 0.329 | 0 | 0 | 0 | 20.387 | 20.387 | 7.9509 | 0 | 7.9509 | 0 | 7.9509
2016-12-15 23:00 | 0 | 3.448 | 0 | 0 | 18.448 | 247.61 | 15 | 21.4742 | 4.6053 | 0 | 0 | 0 | 21.4742 | 4.6053 | 0.329 | 0 | 0 | 0 | 18.448 | 18.448 | 7.1947 | 0 | 7.1947 | 0 | 7.1947
2016-12-16 | 0 | 1.084 | 0 | 0 | 16.084 | 246.3495 | 15 | 21.4742 | 4.6053 | 0 | 0 | 2.5062 | 18.968 | 4.6053 | 0.38397 | 0 | 8.797 | 2.9323 | 19.0163 | 19.0163 | 6.2728 | 1.1436 | 7.4164 | 0 | 7.4164
2016-12-16 01:00 | 0 | 0 | 0 | 0 | 14.491 | 246.3495 | 14.491 | 20.7455 | 4.449 | 0 | 0 | 2.1927 | 18.5528 | 4.449 | 0.37878 | 0 | 7.696 | 2.5653 | 17.0563 | 17.0563 | 5.6515 | 1.0005 | 6.652 | 0 | 6.652
2016-12-16 02:00 | 0 | 0 | 0 | 0 | 13.645 | 246.3495 | 13.645 | 19.5343 | 4.1893 | 0 | 0 | 1.9723 | 17.562 | 4.1893 | 0.37656 | 0 | 6.923 | 2.3077 | 15.9527 | 15.9527 | 5.3216 | 0.89999 | 6.2215 | 0 | 6.2215
2016-12-16 03:00 | 0 | 0 | 0 | 0 | 12.637 | 246.3495 | 12.637 | 18.0913 | 3.8798 | 0 | 0 | 1.7635 | 16.3278 | 3.8798 | 0.37491 | 0 | 6.19 | 2.0633 | 14.7003 | 14.7003 | 4.9284 | 0.8047 | 5.7331 | 0 | 5.7331
2016-12-16 04:00 | 0 | 0 | 0 | 0 | 12.279 | 246.3495 | 12.279 | 17.5788 | 3.7699 | 0 | 0 | 1.5817 | 15.9971 | 3.7699 | 0.37138 | 0 | 5.552 | 1.8507 | 14.1297 | 14.1297 | 4.7888 | 0.72176 | 5.5106 | 0 | 5.5106
2016-12-16 05:00 | 0 | 0 | 0 | 0.473 | 11.527 | 246.3495 | 12 | 17.1793 | 3.6843 | 0 | 0 | 0 | 17.1793 | 3.6843 | 0.329 | 0 | 0 | 0 | 11.527 | 12 | 4.4955 | 0 | 4.4955 | 0.18447 | 4.68
2016-12-16 06:00 | 0.001 | 0 | 2.328 | 0 | 9.673 | 248.3516 | 12 | 17.1793 | 3.6843 | 0 | 0 | 0 | 17.1793 | 3.6843 | 0.329 | 0 | 0 | 0 | 9.673 | 9.673 | 3.7725 | 0 | 3.7725 | 0 | 3.7725
2016-12-16 07:00 | 0.007 | 0 | 3.066 | 0 | 8.941 | 250.9883 | 12 | 17.1793 | 3.6843 | 0 | 0 | 0 | 17.1793 | 3.6843 | 0.329 | 0 | 0 | 0 | 8.941 | 8.941 | 3.487 | 0 | 3.487 | 0 | 3.487
2016-12-16 08:00 | 0.032 | 0 | 2.267 | 0 | 9.765 | 252.9379 | 12 | 17.1793 | 3.6843 | 0 | 0 | 0 | 17.1793 | 3.6843 | 0.329 | 0 | 0 | 0 | 9.765 | 9.765 | 3.8083 | 0 | 3.8083 | 0 | 3.8083
2016-12-16 09:00 | 0.071 | 0 | 1.454 | 0 | 10.617 | 254.1884 | 12 | 17.1793 | 3.6843 | 0 | 0 | 12.181 | 4.9983 | 3.6843 | 0.66296 | 73.086 | 0 | 0 | 10.617 | 10.617 | 4.1406 | 0 | 4.1406 | 0 | 4.1406
2016-12-16 10:00 | 0.102 | 0 | 0.906 | 0 | 11.196 | 254.9675 | 12 | 17.1793 | 3.6843 | 0 | 0 | 12.219 | 4.9603 | 3.6843 | 0.664 | 73.314 | 0 | 0 | 11.196 | 11.196 | 4.3664 | 0 | 4.3664 | 0 | 4.3664
2016-12-16 11:00 | 0.12 | 0 | 1.381 | 0 | 10.739 | 256.1552 | 12 | 17.1793 | 3.6843 | 0 | 0 | 12.2265 | 4.9528 | 3.6843 | 0.66421 | 73.359 | 0 | 0 | 10.739 | 10.739 | 4.1882 | 0 | 4.1882 | 0 | 4.1882
2016-12-16 12:00 | 0.156 | 0 | 0.97 | 0 | 11.186 | 256.9894 | 12 | 17.1793 | 3.6843 | 0 | 0 | 13.7005 | 3.4788 | 3.6843 | 0.70462 | 71.518 | 6.25 | 2.0833 | 13.2693 | 13.2693 | 4.3625 | 0.8125 | 5.175 | 0 | 5.175
2016-12-16 13:00 | 0.158 | 0 | 1.486 | 1.7764e-15 | 10.672 | 258.2674 | 12 | 17.1793 | 3.6843 | 0 | 0 | 14.8292 | 2.3502 | 3.6843 | 0.73557 | 69.012 | 11.678 | 3.8927 | 14.5647 | 14.5647 | 4.1621 | 1.5181 | 5.6802 | 6.9278e-16 | 5.6802
2016-12-16 14:00 | 0.15 | 0 | 1.179 | 0 | 10.971 | 259.2813 | 12 | 17.1793 | 3.6843 | 0 | 0 | 4.6357 | 12.5437 | 3.6843 | 0.45609 | 0 | 16.271 | 5.4237 | 16.3947 | 16.3947 | 4.2787 | 2.1152 | 6.3939 | 0 | 6.3939
2016-12-16 15:00 | 0.139 | 0 | 1.593 | 0 | 10.546 | 260.6513 | 12 | 17.1793 | 3.6843 | 0 | 0 | 16.4055 | 0.77383 | 3.6843 | 0.77878 | 65.51 | 19.26 | 6.42 | 16.966 | 16.966 | 4.1129 | 2.5038 | 6.6167 | 0 | 6.6167
2016-12-16 16:00 | 0.127 | 0 | 0 | 0.47 | 11.657 | 260.6513 | 12 | 17.1793 | 3.6843 | 0 | 0 | 16.7595 | 0.41983 | 3.6843 | 0.78849 | 64.724 | 20.962 | 6.9873 | 18.6443 | 19.1143 | 4.5462 | 2.7251 | 7.2713 | 0.1833 | 7.4546
2016-12-16 17:00 | 0.085 | 0 | 0.89 | 0 | 11.195 | 261.4167 | 12 | 17.1793 | 3.6843 | 0 | 0 | 10.7288 | 6.4505 | 3.6843 | 0.62315 | 64.373 | 0 | 0 | 11.195 | 11.195 | 4.3661 | 0 | 4.3661 | 0 | 4.3661
2016-12-16 18:00 | 0.034 | 0 | 0.63 | 0 | 11.404 | 261.9585 | 12 | 17.1793 | 3.6843 | 0 | 0 | 10.7188 | 6.4605 | 3.6843 | 0.62287 | 64.313 | 0 | 0 | 11.404 | 11.404 | 4.4476 | 0 | 4.4476 | 0 | 4.4476
2016-12-16 19:00 | 0.003 | 0 | 0 | 0 | 13.042 | 261.9585 | 13.039 | 18.6668 | 4.0033 | 0 | 0 | 10.7505 | 7.9163 | 4.0033 | 0.60026 | 64.503 | 0 | 0 | 13.042 | 13.042 | 5.0864 | 0 | 5.0864 | 0 | 5.0864
2016-12-16 20:00 | 0 | 0 | 5.763 | 0 | 21.237 | 266.9147 | 27 | 38.6535 | 8.2896 | 0 | 0 | 0 | 38.6535 | 8.2896 | 0.329 | 0 | 0 | 0 | 21.237 | 21.237 | 8.2824 | 0 | 8.2824 | 0 | 8.2824
2016-12-16 21:00 | 0 | 0 | 0 | 5.017 | 21.983 | 266.9147 | 27 | 38.6535 | 8.2896 | 0 | 0 | 0 | 38.6535 | 8.2896 | 0.329 | 0 | 0 | 0 | 21.983 | 27 | 8.5734 | 0 | 8.5734 | 1.9566 | 10.53
2016-12-16 22:00 | 0 | 5.373 | 0 | 0 | 20.373 | 260.667 | 15 | 21.4742 | 4.6053 | 0 | 0 | 0 | 21.4742 | 4.6053 | 0.329 | 0 | 0 | 0 | 20.373 | 20.373 | 7.9455 | 0 | 7.9455 | 0 | 7.9455
2016-12-16 23:00 | 0 | 3.753 | 0 | 0 | 18.753 | 256.303 | 15 | 21.4742 | 4.6053 | 0 | 0 | 0 | 21.4742 | 4.6053 | 0.329 | 0 | 0 | 0 | 18.753 | 18.753 | 7.3137 | 0 | 7.3137 | 0 | 7.3137
2016-12-17 | 0 | 0.725 | 0 | 0 | 15.725 | 255.46 | 15 | 21.4742 | 4.6053 | 0 | 0 | 2.9107 | 18.5635 | 4.6053 | 0.39284 | 0 | 10.216 | 3.4053 | 19.1303 | 19.1303 | 6.1327 | 1.3281 | 7.4608 | 0 | 7.4608
2016-12-17 01:00 | 0 | 0 | 0 | 0 | 14.505 | 255.46 | 14.505 | 20.7655 | 4.4533 | 0 | 0 | 2.5642 | 18.2014 | 4.4533 | 0.38716 | 0 | 9 | 3 | 17.505 | 17.505 | 5.657 | 1.17 | 6.827 | 0 | 6.827
2016-12-17 02:00 | 0 | 0 | 0 | 0 | 13.735 | 255.46 | 13.735 | 19.6632 | 4.2169 | 0 | 0 | 2.3123 | 17.3508 | 4.2169 | 0.38439 | 0 | 8.116 | 2.7053 | 16.4403 | 16.4403 | 5.3567 | 1.0551 | 6.4117 | 0 | 6.4117
2016-12-17 03:00 | 0 | 0 | 0 | 0 | 12.821 | 255.46 | 12.821 | 18.3547 | 3.9363 | 0 | 0 | 2.0748 | 16.2799 | 3.9363 | 0.38224 | 0 | 7.282 | 2.4273 | 15.2483 | 15.2483 | 5.0002 | 0.94666 | 5.9469 | 0 | 5.9469
2016-12-17 04:00 | 0 | 0 | 0.922 | 0 | 11.078 | 256.2529 | 12 | 17.1793 | 3.6843 | 0 | 0 | 1.9038 | 15.2755 | 3.6843 | 0.3812 | 0 | 6.682 | 2.2273 | 13.3053 | 13.3053 | 4.3204 | 0.86866 | 5.1891 | 0 | 5.1891
2016-12-17 05:00 | 0 | 0 | 1.523 | 0 | 10.477 | 257.5627 | 12 | 17.1793 | 3.6843 | 0 | 0 | 0 | 17.1793 | 3.6843 | 0.329 | 0 | 0 | 0 | 10.477 | 10.477 | 4.086 | 0 | 4.086 | 0 | 4.086
2016-12-17 06:00 | 0.001 | 0 | 2.58 | 0 | 9.421 | 259.7815 | 12 | 17.1793 | 3.6843 | 0 | 0 | 0 | 17.1793 | 3.6843 | 0.329 | 0 | 0 | 0 | 9.421 | 9.421 | 3.6742 | 0 | 3.6742 | 0 | 3.6742
2016-12-17 07:00 | 0.016 | 0 | 3.211 | 0 | 8.805 | 262.543 | 12 | 17.1793 | 3.6843 | 0 | 0 | 0 | 17.1793 | 3.6843 | 0.329 | 0 | 0 | 0 | 8.805 | 8.805 | 3.4339 | 0 | 3.4339 | 0 | 3.4339
2016-12-17 08:00 | 0.064 | 0 | 2.311 | 1.7764e-15 | 9.753 | 264.5304 | 12 | 17.1793 | 3.6843 | 0 | 0 | 0 | 17.1793 | 3.6843 | 0.329 | 0 | 0 | 0 | 9.753 | 9.753 | 3.8037 | 0 | 3.8037 | 6.9278e-16 | 3.8037
2016-12-17 09:00 | 0.092 | 0 | 1.244 | 0 | 10.848 | 265.6003 | 12 | 17.1793 | 3.6843 | 0 | 0 | 12.0608 | 5.1185 | 3.6843 | 0.65967 | 72.365 | 0 | 0 | 10.848 | 10.848 | 4.2307 | 0 | 4.2307 | 0 | 4.2307
2016-12-17 10:00 | 0.143 | 0 | 1.333 | 0 | 10.81 | 266.7467 | 12 | 17.1793 | 3.6843 | 0 | 0 | 12.0942 | 5.0852 | 3.6843 | 0.66058 | 72.565 | 0 | 0 | 10.81 | 10.81 | 4.2159 | 0 | 4.2159 | 0 | 4.2159
2016-12-17 11:00 | 0.16 | 0 | 1.471 | 0 | 10.689 | 268.0117 | 12 | 17.1793 | 3.6843 | 0 | 0 | 12.1022 | 5.0772 | 3.6843 | 0.6608 | 72.613 | 0 | 0 | 10.689 | 10.689 | 4.1687 | 0 | 4.1687 | 0 | 4.1687
2016-12-17 12:00 | 0.147 | 0 | 0.907 | 0 | 11.24 | 268.7917 | 12 | 17.1793 | 3.6843 | 0 | 0 | 13.9002 | 3.2792 | 3.6843 | 0.7101 | 71.075 | 7.211 | 2.4037 | 13.6437 | 13.6437 | 4.3836 | 0.93743 | 5.321 | 0 | 5.321
2016-12-17 13:00 | 0.145 | 0 | 0.774 | 1.7764e-15 | 11.371 | 269.4574 | 12 | 17.1793 | 3.6843 | 0 | 0 | 14.7447 | 2.4347 | 3.6843 | 0.73325 | 69.199 | 11.273 | 3.7577 | 15.1287 | 15.1287 | 4.4347 | 1.4655 | 5.9002 | 6.9278e-16 | 5.9002
2016-12-17 14:00 | 0.133 | 0 | 0 | 0.33 | 11.803 | 269.4574 | 12 | 17.1793 | 3.6843 | 0 | 0 | 4.2763 | 12.903 | 3.6843 | 0.44624 | 0 | 15.01 | 5.0033 | 16.8063 | 17.1363 | 4.6032 | 1.9513 | 6.5545 | 0.1287 | 6.6832
2016-12-17 15:00 | 0.116 | 0 | 0 | 0.196 | 11.92 | 269.4574 | 12 | 17.1793 | 3.6843 | 0 | 0 | 16.1268 | 1.0525 | 3.6843 | 0.77114 | 66.129 | 17.92 | 5.9733 | 17.8933 | 18.0893 | 4.6488 | 2.3296 | 6.9784 | 0.07644 | 7.0548
2016-12-17 16:00 | 0.083 | 0 | 0.621 | 0 | 11.462 | 269.9914 | 12 | 17.1793 | 3.6843 | 0 | 0 | 16.594 | 0.58533 | 3.6843 | 0.78395 | 65.092 | 20.166 | 6.722 | 18.184 | 18.184 | 4.4702 | 2.6216 | 7.0918 | 0 | 7.0918
2016-12-17 17:00 | 0.057 | 0 | 1.193 | 0 | 10.864 | 271.0174 | 12 | 17.1793 | 3.6843 | 0 | 0 | 10.7512 | 6.4282 | 3.6843 | 0.62376 | 64.507 | 0 | 0 | 10.864 | 10.864 | 4.237 | 0 | 4.237 | 0 | 4.237
2016-12-17 18:00 | 0.023 | 0 | 0.649 | 0 | 11.374 | 271.5756 | 12 | 17.1793 | 3.6843 | 0 | 0 | 10.7247 | 6.4547 | 3.6843 | 0.62303 | 64.348 | 0 | 0 | 11.374 | 11.374 | 4.4359 | 0 | 4.4359 | 0 | 4.4359
2016-12-17 19:00 | 0.003 | 0 | 0 | 0 | 12.763 | 271.5756 | 12.76 | 18.2674 | 3.9176 | 0 | 0 | 10.7562 | 7.5112 | 3.9176 | 0.60633 | 64.537 | 0 | 0 | 12.763 | 12.763 | 4.9776 | 0 | 4.9776 | 0 | 4.9776
2016-12-17 20:00 | 0 | 5.193 | 0 | 0 | 20.193 | 265.5372 | 15 | 21.4742 | 4.6053 | 0 | 0 | 0 | 21.4742 | 4.6053 | 0.329 | 0 | 0 | 0 | 20.193 | 20.193 | 7.8753 | 0 | 7.8753 | 0 | 7.8753
2016-12-17 21:00 | 0 | 0 | 5.536 | 0 | 21.464 | 270.2981 | 27 | 38.6535 | 8.2896 | 0 | 0 | 0 | 38.6535 | 8.2896 | 0.329 | 0 | 0 | 0 | 21.464 | 21.464 | 8.371 | 0 | 8.371 | 0 | 8.371
2016-12-17 22:00 | 0 | 5.071 | 0 | 0 | 20.071 | 264.4016 | 15 | 21.4742 | 4.6053 | 0 | 0 | 0 | 21.4742 | 4.6053 | 0.329 | 0 | 0 | 0 | 20.071 | 20.071 | 7.8277 | 0 | 7.8277 | 0 | 7.8277
2016-12-17 23:00 | 0 | 3.083 | 0 | 0 | 18.083 | 260.8167 | 15 | 21.4742 | 4.6053 | 0 | 0 | 0 | 21.4742 | 4.6053 | 0.329 | 0 | 0 | 0 | 18.083 | 18.083 | 7.0524 | 0 | 7.0524 | 0 | 7.0524
2016-12-18 | 0 | 0.873 | 0 | 0 | 15.873 | 259.8016 | 15 | 21.4742 | 4.6053 | 0 | 0 | 3.0383 | 18.4358 | 4.6053 | 0.39564 | 0 | 10.664 | 3.5547 | 19.4277 | 19.4277 | 6.1905 | 1.3863 | 7.5768 | 0 | 7.5768
2016-12-18 01:00 | 0 | 0 | 0 | 0 | 13.536 | 259.8016 | 13.536 | 19.3783 | 4.1558 | 0 | 0 | 2.6545 | 16.7238 | 4.1558 | 0.39352 | 0 | 9.317 | 3.1057 | 16.6417 | 16.6417 | 5.279 | 1.2112 | 6.4902 | 0 | 6.4902
2016-12-18 02:00 | 0 | 0 | 0 | 0 | 12.699 | 259.8016 | 12.699 | 18.18 | 3.8989 | 0 | 0 | 2.378 | 15.802 | 3.8989 | 0.39061 | 0 | 8.347 | 2.7823 | 15.4813 | 15.4813 | 4.9526 | 1.0851 | 6.0377 | 0 | 6.0377
2016-12-18 03:00 | 0 | 0 | 0 | 0 | 12.363 | 259.8016 | 12.363 | 17.699 | 3.7957 | 0 | 0 | 2.151 | 15.548 | 3.7957 | 0.38624 | 0 | 7.55 | 2.5167 | 14.8797 | 14.8797 | 4.8216 | 0.9815 | 5.8031 | 0 | 5.8031
2016-12-18 04:00 | 0 | 0 | 0 | 0.035 | 11.965 | 259.8016 | 12 | 17.1793 | 3.6843 | 0 | 0 | 1.9742 | 15.2052 | 3.6843 | 0.38313 | 0 | 6.929 | 2.3097 | 14.2747 | 14.3097 | 4.6664 | 0.90077 | 5.5671 | 0.01365 | 5.5808
2016-12-18 05:00 | 0 | 0 | 0 | 0.337 | 11.663 | 259.8016 | 12 | 17.1793 | 3.6843 | 0 | 0 | 0 | 17.1793 | 3.6843 | 0.329 | 0 | 0 | 0 | 11.663 | 12 | 4.5486 | 0 | 4.5486 | 0.13143 | 4.68
2016-12-18 06:00 | 0.001 | 0 | 2.124 | 0 | 9.877 | 261.6283 | 12 | 17.1793 | 3.6843 | 0 | 0 | 0 | 17.1793 | 3.6843 | 0.329 | 0 | 0 | 0 | 9.877 | 9.877 | 3.852 | 0 | 3.852 | 0 | 3.852
2016-12-18 07:00 | 0.016 | 0 | 3.027 | 0 | 8.989 | 264.2315 | 12 | 17.1793 | 3.6843 | 0 | 0 | 0 | 17.1793 | 3.6843 | 0.329 | 0 | 0 | 0 | 8.989 | 8.989 | 3.5057 | 0 | 3.5057 | 0 | 3.5057
2016-12-18 08:00 | 0.062 | 0 | 2.327 | 0 | 9.735 | 266.2327 | 12 | 17.1793 | 3.6843 | 0 | 0 | 0 | 17.1793 | 3.6843 | 0.329 | 0 | 0 | 0 | 9.735 | 9.735 | 3.7967 | 0 | 3.7967 | 0 | 3.7967
2016-12-18 09:00 | 0.107 | 0 | 0.97 | 0 | 11.137 | 267.0669 | 12 | 17.1793 | 3.6843 | 0 | 0 | 12.0908 | 5.0885 | 3.6843 | 0.66049 | 72.545 | 0 | 0 | 11.137 | 11.137 | 4.3434 | 0 | 4.3434 | 0 | 4.3434
2016-12-18 10:00 | 0.133 | 0 | 0.849 | 0 | 11.284 | 267.7971 | 12 | 17.1793 | 3.6843 | 0 | 0 | 12.1272 | 5.0522 | 3.6843 | 0.66149 | 72.763 | 0 | 0 | 11.284 | 11.284 | 4.4008 | 0 | 4.4008 | 0 | 4.4008
2016-12-18 11:00 | 0.118 | 0 | 0.703 | 1.7764e-15 | 11.415 | 268.4016 | 12 | 17.1793 | 3.6843 | 0 | 0 | 12.1298 | 5.0495 | 3.6843 | 0.66156 | 72.779 | 0 | 0 | 11.415 | 11.415 | 4.4518 | 0 | 4.4518 | 6.9278e-16 | 4.4519
2016-12-18 12:00 | 0.12 | 0 | 0 | 0.415 | 11.705 | 268.4016 | 12 | 17.1793 | 3.6843 | 0 | 0 | 13.9488 | 3.2305 | 3.6843 | 0.71143 | 70.967 | 7.445 | 2.4817 | 14.1867 | 14.6017 | 4.565 | 0.96785 | 5.5328 | 0.16185 | 5.6947
2016-12-18 13:00 | 0.108 | 0 | 0 | 0.427 | 11.681 | 268.4016 | 12 | 17.1793 | 3.6843 | 0 | 0 | 14.8075 | 2.3718 | 3.6843 | 0.73497 | 69.06 | 11.575 | 3.8583 | 15.5393 | 15.9663 | 4.5556 | 1.5048 | 6.0603 | 0.16653 | 6.2269
2016-12-18 14:00 | 0.134 | 0 | 0 | 0.484 | 11.65 | 268.4016 | 12 | 17.1793 | 3.6843 | 0 | 0 | 4.521 | 12.6583 | 3.6843 | 0.45295 | 0 | 15.869 | 5.2897 | 16.9397 | 17.4237 | 4.5435 | 2.063 | 6.6065 | 0.18876 | 6.7952
2016-12-18 15:00 | 0.096 | 0 | 0 | 0.142 | 11.954 | 268.4016 | 12 | 17.1793 | 3.6843 | 0 | 0 | 16.332 | 0.84733 | 3.6843 | 0.77677 | 65.674 | 18.906 | 6.302 | 18.256 | 18.398 | 4.6621 | 2.4578 | 7.1198 | 0.05538 | 7.1752
2016-12-18 16:00 | 0.069 | 0 | 0 | 0.242 | 11.827 | 268.4016 | 12 | 17.1793 | 3.6843 | 0 | 0 | 16.7482 | 0.43116 | 3.6843 | 0.78818 | 64.749 | 20.908 | 6.9693 | 18.7963 | 19.0383 | 4.6125 | 2.718 | 7.3306 | 0.09438 | 7.425
2016-12-18 17:00 | 0.047 | 0 | 0.882 | 0 | 11.165 | 269.1602 | 12 | 17.1793 | 3.6843 | 0 | 0 | 10.7065 | 6.4728 | 3.6843 | 0.62254 | 64.239 | 0 | 0 | 11.165 | 11.165 | 4.3544 | 0 | 4.3544 | 0 | 4.3544
2016-12-18 18:00 | 0.02 | 0 | 0.753 | 0 | 11.267 | 269.8077 | 12 | 17.1793 | 3.6843 | 0 | 0 | 10.6868 | 6.4925 | 3.6843 | 0.622 | 64.121 | 0 | 0 | 11.267 | 11.267 | 4.3941 | 0 | 4.3941 | 0 | 4.3941
2016-12-18 19:00 | 0.003 | 0 | 0 | 0 | 13.357 | 269.8077 | 13.354 | 19.1177 | 4.1 | 0 | 0 | 10.7388 | 8.3789 | 4.1 | 0.59357 | 64.433 | 0 | 0 | 13.357 | 13.357 | 5.2092 | 0 | 5.2092 | 0 | 5.2092
2016-12-18 20:00 | 0 | 5.227 | 0 | 0 | 20.227 | 263.7298 | 15 | 21.4742 | 4.6053 | 0 | 0 | 0 | 21.4742 | 4.6053 | 0.329 | 0 | 0 | 0 | 20.227 | 20.227 | 7.8885 | 0 | 7.8885 | 0 | 7.8885
2016-12-18 21:00 | 0 | 0 | 5.55 | 0 | 21.45 | 268.5028 | 27 | 38.6535 | 8.2896 | 0 | 0 | 0 | 38.6535 | 8.2896 | 0.329 | 0 | 0 | 0 | 21.45 | 21.45 | 8.3655 | 0 | 8.3655 | 0 | 8.3655
2016-12-18 22:00 | 0 | 4.264 | 0 | 0 | 19.264 | 263.5447 | 15 | 21.4742 | 4.6053 | 0 | 0 | 0 | 21.4742 | 4.6053 | 0.329 | 0 | 0 | 0 | 19.264 | 19.264 | 7.513 | 0 | 7.513 | 0 | 7.513
2016-12-18 23:00 | 0 | 2.848 | 0 | 0 | 17.848 | 260.2331 | 15 | 21.4742 | 4.6053 | 0 | 0 | 0 | 21.4742 | 4.6053 | 0.329 | 0 | 0 | 0 | 17.848 | 17.848 | 6.9607 | 0 | 6.9607 | 0 | 6.9607
2016-12-19 | 0 | 0.52 | 0 | 0 | 15.52 | 259.6284 | 15 | 21.4742 | 4.6053 | 0 | 0 | 3.3082 | 18.166 | 4.6053 | 0.40156 | 0 | 11.612 | 3.8707 | 19.3907 | 19.3907 | 6.0528 | 1.5096 | 7.5624 | 0 | 7.5624
2016-12-19 01:00 | 0 | 0 | 0 | 0 | 14.345 | 259.6284 | 14.345 | 20.5365 | 4.4042 | 0 | 0 | 3.018 | 17.5185 | 4.4042 | 0.39822 | 0 | 10.593 | 3.531 | 17.876 | 17.876 | 5.5946 | 1.3771 | 6.9716 | 0 | 6.9716
2016-12-19 02:00 | 0 | 0 | 0 | 0 | 13.925 | 259.6284 | 13.925 | 19.9352 | 4.2753 | 0 | 0 | 2.7807 | 17.1545 | 4.2753 | 0.3947 | 0 | 9.76 | 3.2533 | 17.1783 | 17.1783 | 5.4308 | 1.2688 | 6.6996 | 0 | 6.6996
2016-12-19 03:00 | 0 | 0 | 0 | 0 | 12.678 | 259.6284 | 12.678 | 18.15 | 3.8924 | 0 | 0 | 2.5233 | 15.6266 | 3.8924 | 0.39448 | 0 | 8.857 | 2.9523 | 15.6303 | 15.6303 | 4.9444 | 1.1514 | 6.0958 | 0 | 6.0958
2016-12-19 04:00 | 0 | 0 | 0 | 0 | 12.799 | 259.6284 | 12.799 | 18.3232 | 3.9296 | 0 | 0 | 2.3613 | 15.9619 | 3.9296 | 0.3897 | 0 | 8.288 | 2.7627 | 15.5617 | 15.5617 | 4.9916 | 1.0774 | 6.069 | 0 | 6.069
2016-12-19 05:00 | 0 | 0 | 0 | 0.386 | 11.614 | 259.6284 | 12 | 17.1793 | 3.6843 | 0 | 0 | 0 | 17.1793 | 3.6843 | 0.329 | 0 | 0 | 0 | 11.614 | 12 | 4.5295 | 0 | 4.5295 | 0.15054 | 4.68
2016-12-19 06:00 | 0.001 | 0 | 2.071 | 0 | 9.93 | 261.4095 | 12 | 17.1793 | 3.6843 | 0 | 0 | 0 | 17.1793 | 3.6843 | 0.329 | 0 | 0 | 0 | 9.93 | 9.93 | 3.8727 | 0 | 3.8727 | 0 | 3.8727
2016-12-19 07:00 | 0.025 | 0 | 3.122 | 0 | 8.903 | 264.0944 | 12 | 17.1793 | 3.6843 | 0 | 0 | 0 | 17.1793 | 3.6843 | 0.329 | 0 | 0 | 0 | 8.903 | 8.903 | 3.4722 | 0 | 3.4722 | 0 | 3.4722
2016-12-19 08:00 | 0.06 | 0 | 2.875 | 0 | 9.185 | 266.5669 | 12 | 17.1793 | 3.6843 | 0 | 0 | 0 | 17.1793 | 3.6843 | 0.329 | 0 | 0 | 0 | 9.185 | 9.185 | 3.5821 | 0 | 3.5821 | 0 | 3.5821
2016-12-19 09:00 | 0.107 | 0 | 1.266 | 0 | 10.841 | 267.6556 | 12 | 17.1793 | 3.6843 | 0 | 0 | 11.8852 | 5.2942 | 3.6843 | 0.65485 | 71.311 | 0 | 0 | 10.841 | 10.841 | 4.228 | 0 | 4.228 | 0 | 4.228
2016-12-19 10:00 | 0.136 | 0 | 0.981 | 0 | 11.155 | 268.4993 | 12 | 17.1793 | 3.6843 | 0 | 0 | 11.9102 | 5.2692 | 3.6843 | 0.65554 | 71.461 | 0 | 0 | 11.155 | 11.155 | 4.3504 | 0 | 4.3504 | 0 | 4.3504
2016-12-19 11:00 | 0.171 | 0 | 1.165 | 0 | 11.006 | 269.5012 | 12 | 17.1793 | 3.6843 | 0 | 0 | 11.9117 | 5.2677 | 3.6843 | 0.65558 | 71.47 | 0 | 0 | 11.006 | 11.006 | 4.2923 | 0 | 4.2923 | 0 | 4.2923
2016-12-19 12:00 | 0.147 | 0 | 1.347 | 0 | 10.8 | 270.6596 | 12 | 17.1793 | 3.6843 | 0 | 0 | 14.3505 | 2.8288 | 3.6843 | 0.72244 | 70.075 | 9.377 | 3.1257 | 13.9257 | 13.9257 | 4.212 | 1.219 | 5.431 | 0 | 5.431
2016-12-19 13:00 | 0.135 | 0 | 1.34 | 0 | 10.795 | 271.812 | 12 | 17.1793 | 3.6843 | 0 | 0 | 14.9547 | 2.2247 | 3.6843 | 0.73901 | 68.733 | 12.282 | 4.094 | 14.889 | 14.889 | 4.21 | 1.5967 | 5.8067 | 0 | 5.8067
2016-12-19 14:00 | 0.122 | 0 | 0 | 0.345 | 11.777 | 271.812 | 12 | 17.1793 | 3.6843 | 0 | 0 | 4.3365 | 12.8428 | 3.6843 | 0.44789 | 0 | 15.221 | 5.0737 | 16.8507 | 17.1957 | 4.593 | 1.9787 | 6.5718 | 0.13455 | 6.7063
2016-12-19 15:00 | 0.114 | 0 | 0 | 0.003 | 12.111 | 271.812 | 12 | 17.1793 | 3.6843 | 0 | 0 | 16.0488 | 1.1305 | 3.6843 | 0.76901 | 66.303 | 17.544 | 5.848 | 17.959 | 17.962 | 4.7233 | 2.2807 | 7.004 | 0.00117 | 7.0052
2016-12-19 16:00 | 0.066 | 0 | 0 | 0 | 12.304 | 271.812 | 12.238 | 17.5201 | 3.7573 | 0 | 0 | 16.3733 | 1.1467 | 3.7573 | 0.76917 | 65.582 | 19.105 | 6.3683 | 18.6723 | 18.6723 | 4.7986 | 2.4836 | 7.2822 | 0 | 7.2822
2016-12-19 17:00 | 0.037 | 0 | 0.656 | 0 | 11.381 | 272.3762 | 12 | 17.1793 | 3.6843 | 0 | 0 | 10.8757 | 6.3037 | 3.6843 | 0.62717 | 65.254 | 0 | 0 | 11.381 | 11.381 | 4.4386 | 0 | 4.4386 | 0 | 4.4386
2016-12-19 18:00 | 0.02 | 0 | 0 | 0.195 | 11.825 | 272.3762 | 12 | 17.1793 | 3.6843 | 0 | 0 | 10.889 | 6.2903 | 3.6843 | 0.62754 | 65.334 | 0 | 0 | 11.825 | 12.02 | 4.6117 | 0 | 4.6117 | 0.07605 | 4.6878
2016-12-19 19:00 | 0.004 | 0 | 0 | 0 | 13.775 | 272.3762 | 13.771 | 19.7147 | 4.228 | 0 | 0 | 10.938 | 8.7767 | 4.228 | 0.59032 | 65.628 | 0 | 0 | 13.775 | 13.775 | 5.3723 | 0 | 5.3723 | 0 | 5.3723
2016-12-19 20:00 | 0 | 5.688 | 0 | 0 | 20.688 | 265.7622 | 15 | 21.4742 | 4.6053 | 0 | 0 | 0 | 21.4742 | 4.6053 | 0.329 | 0 | 0 | 0 | 20.688 | 20.688 | 8.0683 | 0 | 8.0683 | 0 | 8.0683
2016-12-19 21:00 | 0 | 0 | 0 | 4.763 | 22.237 | 265.7622 | 27 | 38.6535 | 8.2896 | 0 | 0 | 0 | 38.6535 | 8.2896 | 0.329 | 0 | 0 | 0 | 22.237 | 27 | 8.6724 | 0 | 8.6724 | 1.8576 | 10.53
2016-12-19 22:00 | 0 | 5.452 | 0 | 0 | 20.452 | 259.4227 | 15 | 21.4742 | 4.6053 | 0 | 0 | 0 | 21.4742 | 4.6053 | 0.329 | 0 | 0 | 0 | 20.452 | 20.452 | 7.9763 | 0 | 7.9763 | 0 | 7.9763
2016-12-19 23:00 | 0 | 3.659 | 0 | 0 | 18.659 | 255.168 | 15 | 21.4742 | 4.6053 | 0 | 0 | 0 | 21.4742 | 4.6053 | 0.329 | 0 | 0 | 0 | 18.659 | 18.659 | 7.277 | 0 | 7.277 | 0 | 7.277
2016-12-20 | 0 | 1.346 | 0 | 0 | 16.346 | 253.6029 | 15 | 21.4742 | 4.6053 | 0 | 0 | 2.9827 | 18.4915 | 4.6053 | 0.39442 | 0 | 10.469 | 3.4897 | 19.8357 | 19.8357 | 6.3749 | 1.361 | 7.7359 | 0 | 7.7359
2016-12-20 01:00 | 0 | 0 | 0 | 0 | 14.3 | 253.6029 | 14.3 | 20.472 | 4.3904 | 0 | 0 | 2.6593 | 17.8127 | 4.3904 | 0.39018 | 0 | 9.334 | 3.1113 | 17.4113 | 17.4113 | 5.577 | 1.2134 | 6.7904 | 0 | 6.7904
2016-12-20 02:00 | 0 | 0 | 0 | 0 | 13.494 | 253.6029 | 13.494 | 19.3182 | 4.1429 | 0 | 0 | 2.3625 | 16.9557 | 4.1429 | 0.3866 | 0 | 8.292 | 2.764 | 16.258 | 16.258 | 5.2627 | 1.078 | 6.3406 | 0 | 6.3406
2016-12-20 03:00 | 0 | 0 | 0 | 0 | 13.413 | 253.6029 | 13.413 | 19.2022 | 4.1181 | 0 | 0 | 2.0937 | 17.1085 | 4.1181 | 0.38035 | 0 | 7.349 | 2.4497 | 15.8627 | 15.8627 | 5.2311 | 0.95537 | 6.1864 | 0 | 6.1864
2016-12-20 04:00 | 0 | 0 | 0 | 0 | 12.579 | 253.6029 | 12.579 | 18.0082 | 3.862 | 0 | 0 | 1.8733 | 16.1349 | 3.862 | 0.378 | 0 | 6.576 | 2.192 | 14.771 | 14.771 | 4.9058 | 0.85488 | 5.7607 | 0 | 5.7607
2016-12-20 05:00 | 0 | 0 | 0 | 0.44 | 11.56 | 253.6029 | 12 | 17.1793 | 3.6843 | 0 | 0 | 0 | 17.1793 | 3.6843 | 0.329 | 0 | 0 | 0 | 11.56 | 12 | 4.5084 | 0 | 4.5084 | 0.1716 | 4.68
2016-12-20 06:00 | 0.001 | 0 | 2.505 | 0 | 9.496 | 255.7572 | 12 | 17.1793 | 3.6843 | 0 | 0 | 0 | 17.1793 | 3.6843 | 0.329 | 0 | 0 | 0 | 9.496 | 9.496 | 3.7034 | 0 | 3.7034 | 0 | 3.7034
2016-12-20 07:00 | 0.017 | 0 | 3.746 | 0 | 8.271 | 258.9788 | 12 | 17.1793 | 3.6843 | 0 | 0 | 0 | 17.1793 | 3.6843 | 0.329 | 0 | 0 | 0 | 8.271 | 8.271 | 3.2257 | 0 | 3.2257 | 0 | 3.2257
2016-12-20 08:00 | 0.05 | 0 | 3.404 | 0 | 8.646 | 261.9062 | 12 | 17.1793 | 3.6843 | 0 | 0 | 0 | 17.1793 | 3.6843 | 0.329 | 0 | 0 | 0 | 8.646 | 8.646 | 3.3719 | 0 | 3.3719 | 0 | 3.3719
2016-12-20 09:00 | 0.081 | 0 | 1.799 | 1.7764e-15 | 10.282 | 263.4534 | 12 | 17.1793 | 3.6843 | 0 | 0 | 12.0202 | 5.1592 | 3.6843 | 0.65855 | 72.121 | 0 | 0 | 10.282 | 10.282 | 4.01 | 0 | 4.01 | 6.9278e-16 | 4.01
2016-12-20 10:00 | 0.134 | 0 | 1.552 | 0 | 10.582 | 264.7881 | 12 | 17.1793 | 3.6843 | 0 | 0 | 12.0168 | 5.1625 | 3.6843 | 0.65846 | 72.101 | 0 | 0 | 10.582 | 10.582 | 4.127 | 0 | 4.127 | 0 | 4.127
2016-12-20 11:00 | 0.167 | 0 | 1.537 | 0 | 10.63 | 266.1099 | 12 | 17.1793 | 3.6843 | 0 | 0 | 11.9965 | 5.1828 | 3.6843 | 0.6579 | 71.979 | 0 | 0 | 10.63 | 10.63 | 4.1457 | 0 | 4.1457 | 0 | 4.1457
2016-12-20 12:00 | 0.126 | 0 | 1.415 | 0 | 10.711 | 267.3268 | 12 | 17.1793 | 3.6843 | 0 | 0 | 13.9387 | 3.2407 | 3.6843 | 0.71115 | 70.989 | 7.396 | 2.4653 | 13.1763 | 13.1763 | 4.1773 | 0.96148 | 5.1388 | 0 | 5.1388
2016-12-20 13:00 | 0.129 | 0 | 1.248 | 0 | 10.881 | 268.4001 | 12 | 17.1793 | 3.6843 | 0 | 0 | 14.4385 | 2.7408 | 3.6843 | 0.72486 | 69.879 | 9.8 | 3.2667 | 14.1477 | 14.1477 | 4.2436 | 1.274 | 5.5176 | 0 | 5.5176
2016-12-20 14:00 | 0.128 | 0 | 1.038 | 0 | 11.09 | 269.2928 | 12 | 17.1793 | 3.6843 | 0 | 0 | 3.5802 | 13.5992 | 3.6843 | 0.42716 | 0 | 12.566 | 4.1887 | 15.2787 | 15.2787 | 4.3251 | 1.6336 | 5.9587 | 0 | 5.9587
2016-12-20 15:00 | 0.109 | 0 | 0 | 0.435 | 11.674 | 269.2928 | 12 | 17.1793 | 3.6843 | 0 | 0 | 15.5315 | 1.6478 | 3.6843 | 0.75482 | 67.452 | 15.056 | 5.0187 | 16.6927 | 17.1277 | 4.5529 | 1.9573 | 6.5101 | 0.16965 | 6.6798
2016-12-20 16:00 | 0.097 | 0 | 0 | 0.036 | 12.061 | 269.2928 | 12 | 17.1793 | 3.6843 | 0 | 0 | 15.9188 | 1.2605 | 3.6843 | 0.76544 | 66.591 | 16.919 | 5.6397 | 17.7007 | 17.7367 | 4.7038 | 2.1995 | 6.9033 | 0.01404 | 6.9173
2016-12-20 17:00 | 0.092 | 0 | 0 | 0.448 | 11.644 | 269.2928 | 12 | 17.1793 | 3.6843 | 0 | 0 | 11.0367 | 6.1427 | 3.6843 | 0.63159 | 66.22 | 0 | 0 | 11.644 | 12.092 | 4.5412 | 0 | 4.5412 | 0.17472 | 4.7159
2016-12-20 18:00 | 0.038 | 0 | 0 | 0 | 12.117 | 269.2928 | 12.079 | 17.2924 | 3.7085 | 0 | 0 | 11.0235 | 6.2689 | 3.7085 | 0.62925 | 66.141 | 0 | 0 | 12.117 | 12.117 | 4.7256 | 0 | 4.7256 | 0 | 4.7256
2016-12-20 19:00 | 0.004 | 0 | 0 | 0 | 13.394 | 269.2928 | 13.39 | 19.1693 | 4.111 | 0 | 0 | 11.0435 | 8.1258 | 4.111 | 0.60035 | 66.261 | 0 | 0 | 13.394 | 13.394 | 5.2237 | 0 | 5.2237 | 0 | 5.2237
2016-12-20 20:00 | 0 | 4.971 | 0 | 0 | 19.971 | 263.5125 | 15 | 21.4742 | 4.6053 | 0 | 0 | 0 | 21.4742 | 4.6053 | 0.329 | 0 | 0 | 0 | 19.971 | 19.971 | 7.7887 | 0 | 7.7887 | 0 | 7.7887
2016-12-20 21:00 | 0 | 6.118 | 0 | 0 | 21.118 | 256.3986 | 15 | 21.4742 | 4.6053 | 0 | 0 | 0 | 21.4742 | 4.6053 | 0.329 | 0 | 0 | 0 | 21.118 | 21.118 | 8.236 | 0 | 8.236 | 0 | 8.236
2016-12-20 22:00 | 0 | 5.581 | 0 | 0 | 20.581 | 249.909 | 15 | 21.4742 | 4.6053 | 0 | 0 | 0 | 21.4742 | 4.6053 | 0.329 | 0 | 0 | 0 | 20.581 | 20.581 | 8.0266 | 0 | 8.0266 | 0 | 8.0266
2016-12-20 23:00 | 0 | 3.851 | 0 | 0 | 18.851 | 245.4311 | 15 | 21.4742 | 4.6053 | 0 | 0 | 0 | 21.4742 | 4.6053 | 0.329 | 0 | 0 | 0 | 18.851 | 18.851 | 7.3519 | 0 | 7.3519 | 0 | 7.3519
2016-12-21 | 0 | 1.524 | 0 | 0 | 16.524 | 243.659 | 15 | 21.4742 | 4.6053 | 0 | 0 | 2.9573 | 18.5168 | 4.6053 | 0.39386 | 0 | 10.38 | 3.46 | 19.984 | 19.984 | 6.4444 | 1.3494 | 7.7938 | 0 | 7.7938
2016-12-21 01:00 | 0 | 0 | 0 | 0 | 14.3 | 243.659 | 14.3 | 20.472 | 4.3904 | 0 | 0 | 2.7187 | 17.7534 | 4.3904 | 0.39155 | 0 | 9.543 | 3.181 | 17.481 | 17.481 | 5.577 | 1.2406 | 6.8176 | 0 | 6.8176
2016-12-21 02:00 | 0 | 0 | 0 | 0 | 13.605 | 243.659 | 13.605 | 19.4771 | 4.177 | 0 | 0 | 2.5253 | 16.9517 | 4.177 | 0.39007 | 0 | 8.864 | 2.9547 | 16.5597 | 16.5597 | 5.306 | 1.1523 | 6.4583 | 0 | 6.4583
2016-12-21 03:00 | 0 | 0 | 0 | 0 | 13.333 | 243.659 | 13.333 | 19.0877 | 4.0935 | 0 | 0 | 2.3813 | 16.7063 | 4.0935 | 0.38776 | 0 | 8.359 | 2.7863 | 16.1193 | 16.1193 | 5.1999 | 1.0867 | 6.2865 | 0 | 6.2865
2016-12-21 04:00 | 0 | 0 | 0 | 0 | 12.558 | 243.659 | 12.558 | 17.9782 | 3.8556 | 0 | 0 | 2.2528 | 15.7253 | 3.8556 | 0.38802 | 0 | 7.908 | 2.636 | 15.194 | 15.194 | 4.8976 | 1.028 | 5.9257 | 0 | 5.9257
2016-12-21 05:00 | 0 | 0 | 0 | 0.686 | 11.314 | 243.659 | 12 | 17.1793 | 3.6843 | 0 | 0 | 0 | 17.1793 | 3.6843 | 0.329 | 0 | 0 | 0 | 11.314 | 12 | 4.4125 | 0 | 4.4125 | 0.26754 | 4.68
2016-12-21 06:00 | 0.001 | 0 | 2.796 | 0 | 9.205 | 246.0636 | 12 | 17.1793 | 3.6843 | 0 | 0 | 0 | 17.1793 | 3.6843 | 0.329 | 0 | 0 | 0 | 9.205 | 9.205 | 3.5899 | 0 | 3.5899 | 0 | 3.5899
2016-12-21 07:00 | 0.022 | 0 | 3.654 | 1.7764e-15 | 8.368 | 249.206 | 12 | 17.1793 | 3.6843 | 0 | 0 | 0 | 17.1793 | 3.6843 | 0.329 | 0 | 0 | 0 | 8.368 | 8.368 | 3.2635 | 0 | 3.2635 | 6.9278e-16 | 3.2635
2016-12-21 08:00 | 0.065 | 0 | 3.06 | 0 | 9.005 | 251.8376 | 12 | 17.1793 | 3.6843 | 0 | 0 | 0 | 17.1793 | 3.6843 | 0.329 | 0 | 0 | 0 | 9.005 | 9.005 | 3.512 | 0 | 3.512 | 0 | 3.512
2016-12-21 09:00 | 0.084 | 0 | 1.917 | 0 | 10.167 | 253.4863 | 12 | 17.1793 | 3.6843 | 0 | 0 | 11.9452 | 5.2342 | 3.6843 | 0.6565 | 71.671 | 0 | 0 | 10.167 | 10.167 | 3.9651 | 0 | 3.9651 | 0 | 3.9651
2016-12-21 10:00 | 0.125 | 0 | 2.09 | 0 | 10.035 | 255.2837 | 12 | 17.1793 | 3.6843 | 0 | 0 | 11.9692 | 5.2102 | 3.6843 | 0.65715 | 71.815 | 0 | 0 | 10.035 | 10.035 | 3.9137 | 0 | 3.9137 | 0 | 3.9137
2016-12-21 11:00 | 0.125 | 0 | 1.629 | 0 | 10.496 | 256.6846 | 12 | 17.1793 | 3.6843 | 0 | 0 | 11.9577 | 5.2217 | 3.6843 | 0.65684 | 71.746 | 0 | 0 | 10.496 | 10.496 | 4.0934 | 0 | 4.0934 | 0 | 4.0934
2016-12-21 12:00 | 0.119 | 0 | 1.485 | 0 | 10.634 | 257.9617 | 12 | 17.1793 | 3.6843 | 0 | 0 | 13.8493 | 3.33 | 3.6843 | 0.7087 | 71.188 | 6.966 | 2.322 | 12.956 | 12.956 | 4.1473 | 0.90558 | 5.0528 | 0 | 5.0528
2016-12-21 13:00 | 0.117 | 0 | 0.835 | 0 | 11.282 | 258.6798 | 12 | 17.1793 | 3.6843 | 0 | 0 | 14.2245 | 2.9548 | 3.6843 | 0.71899 | 70.355 | 8.771 | 2.9237 | 14.2057 | 14.2057 | 4.4 | 1.1402 | 5.5402 | 0 | 5.5402
2016-12-21 14:00 | 0.125 | 0 | 0.612 | 0 | 11.513 | 259.2061 | 12 | 17.1793 | 3.6843 | 0 | 0 | 3.2357 | 13.9437 | 3.6843 | 0.41771 | 0 | 11.357 | 3.7857 | 15.2987 | 15.2987 | 4.4901 | 1.4764 | 5.9665 | 0 | 5.9665
2016-12-21 15:00 | 0.12 | 0 | 0 | 0.274 | 11.846 | 259.2061 | 12 | 17.1793 | 3.6843 | 0 | 0 | 15.3525 | 1.8268 | 3.6843 | 0.74991 | 67.849 | 14.195 | 4.7317 | 16.5777 | 16.8517 | 4.6199 | 1.8454 | 6.4653 | 0.10686 | 6.5722
2016-12-21 16:00 | 0.104 | 0 | 0 | 0.125 | 11.979 | 259.2061 | 12 | 17.1793 | 3.6843 | 0 | 0 | 15.8293 | 1.35 | 3.6843 | 0.76299 | 66.79 | 16.489 | 5.4963 | 17.4753 | 17.6003 | 4.6718 | 2.1436 | 6.8154 | 0.04875 | 6.8641
2016-12-21 17:00 | 0.071 | 0 | 1.038 | 0 | 11.033 | 260.0988 | 12 | 17.1793 | 3.6843 | 0 | 0 | 11.0345 | 6.1448 | 3.6843 | 0.63153 | 66.207 | 0 | 0 | 11.033 | 11.033 | 4.3029 | 0 | 4.3029 | 0 | 4.3029
2016-12-21 18:00 | 0.041 | 0 | 1.035 | 0 | 11.006 | 260.9889 | 12 | 17.1793 | 3.6843 | 0 | 0 | 10.997 | 6.1823 | 3.6843 | 0.6305 | 65.982 | 0 | 0 | 11.006 | 11.006 | 4.2923 | 0 | 4.2923 | 0 | 4.2923
2016-12-21 19:00 | 0.004 | 0 | 0 | 0 | 12.412 | 260.9889 | 12.408 | 17.7634 | 3.8095 | 0 | 0 | 11.0253 | 6.7381 | 3.8095 | 0.62134 | 66.152 | 0 | 0 | 12.412 | 12.412 | 4.8407 | 0 | 4.8407 | 0 | 4.8407
2016-12-21 20:00 | 0 | 3.791 | 0 | 0 | 18.791 | 256.5808 | 15 | 21.4742 | 4.6053 | 0 | 0 | 0 | 21.4742 | 4.6053 | 0.329 | 0 | 0 | 0 | 18.791 | 18.791 | 7.3285 | 0 | 7.3285 | 0 | 7.3285
2016-12-21 21:00 | 0 | 5.666 | 0 | 0 | 20.666 | 249.9924 | 15 | 21.4742 | 4.6053 | 0 | 0 | 0 | 21.4742 | 4.6053 | 0.329 | 0 | 0 | 0 | 20.666 | 20.666 | 8.0597 | 0 | 8.0597 | 0 | 8.0597
2016-12-21 22:00 | 0 | 5.056 | 0 | 0 | 20.056 | 244.1133 | 15 | 21.4742 | 4.6053 | 0 | 0 | 0 | 21.4742 | 4.6053 | 0.329 | 0 | 0 | 0 | 20.056 | 20.056 | 7.8218 | 0 | 7.8218 | 0 | 7.8218
2016-12-21 23:00 | 0 | 3.577 | 0 | 0 | 18.577 | 239.954 | 15 | 21.4742 | 4.6053 | 0 | 0 | 0 | 21.4742 | 4.6053 | 0.329 | 0 | 0 | 0 | 18.577 | 18.577 | 7.245 | 0 | 7.245 | 0 | 7.245
2016-12-22 | 0 | 1.231 | 0 | 0 | 16.231 | 238.5226 | 15 | 21.4742 | 4.6053 | 0 | 0 | 3.0798 | 18.3943 | 4.6053 | 0.39655 | 0 | 10.81 | 3.6033 | 19.8343 | 19.8343 | 6.3301 | 1.4053 | 7.7354 | 0 | 7.7354
2016-12-22 01:00 | 0 | 0 | 0 | 0 | 13.678 | 238.5226 | 13.678 | 19.5816 | 4.1994 | 0 | 0 | 2.8822 | 16.6994 | 4.1994 | 0.39833 | 0 | 10.117 | 3.3723 | 17.0503 | 17.0503 | 5.3344 | 1.3152 | 6.6496 | 0 | 6.6496
2016-12-22 02:00 | 0 | 0 | 0 | 0 | 13.044 | 238.5226 | 13.044 | 18.6739 | 4.0048 | 0 | 0 | 2.6837 | 15.9903 | 4.0048 | 0.39669 | 0 | 9.42 | 3.14 | 16.184 | 16.184 | 5.0872 | 1.2246 | 6.3118 | 0 | 6.3118
2016-12-22 03:00 | 0 | 0 | 0 | 0 | 12.41 | 238.5226 | 12.41 | 17.7663 | 3.8101 | 0 | 0 | 2.5583 | 15.208 | 3.8101 | 0.39682 | 0 | 8.98 | 2.9933 | 15.4033 | 15.4033 | 4.8399 | 1.1674 | 6.0073 | 0 | 6.0073
2016-12-22 04:00 | 0 | 0 | 0 | 0.227 | 11.773 | 238.5226 | 12 | 17.1793 | 3.6843 | 0 | 0 | 2.4647 | 14.7147 | 3.6843 | 0.39657 | 0 | 8.651 | 2.8837 | 14.6567 | 14.8837 | 4.5915 | 1.1246 | 5.7161 | 0.08853 | 5.8046
2016-12-22 05:00 | 0 | 0 | 1.328 | 0 | 10.672 | 239.6647 | 12 | 17.1793 | 3.6843 | 0 | 0 | 0 | 17.1793 | 3.6843 | 0.329 | 0 | 0 | 0 | 10.672 | 10.672 | 4.1621 | 0 | 4.1621 | 0 | 4.1621
2016-12-22 06:00 | 0.001 | 0 | 2.807 | 0 | 9.194 | 242.0787 | 12 | 17.1793 | 3.6843 | 0 | 0 | 0 | 17.1793 | 3.6843 | 0.329 | 0 | 0 | 0 | 9.194 | 9.194 | 3.5857 | 0 | 3.5857 | 0 | 3.5857
2016-12-22 07:00 | 0.018 | 0 | 3.538 | 1.7764e-15 | 8.48 | 245.1214 | 12 | 17.1793 | 3.6843 | 0 | 0 | 0 | 17.1793 | 3.6843 | 0.329 | 0 | 0 | 0 | 8.48 | 8.48 | 3.3072 | 0 | 3.3072 | 6.9278e-16 | 3.3072
2016-12-22 08:00 | 0.046 | 0 | 2.914 | 0 | 9.132 | 247.6275 | 12 | 17.1793 | 3.6843 | 0 | 0 | 0 | 17.1793 | 3.6843 | 0.329 | 0 | 0 | 0 | 9.132 | 9.132 | 3.5615 | 0 | 3.5615 | 0 | 3.5615
2016-12-22 09:00 | 0.071 | 0 | 2.103 | 1.7764e-15 | 9.968 | 249.436 | 12 | 17.1793 | 3.6843 | 0 | 0 | 11.9118 | 5.2675 | 3.6843 | 0.65558 | 71.471 | 0 | 0 | 9.968 | 9.968 | 3.8875 | 0 | 3.8875 | 6.9278e-16 | 3.8875
2016-12-22 10:00 | 0.093 | 0 | 1.595 | 0 | 10.498 | 250.8077 | 12 | 17.1793 | 3.6843 | 0 | 0 | 11.9502 | 5.2292 | 3.6843 | 0.65663 | 71.701 | 0 | 0 | 10.498 | 10.498 | 4.0942 | 0 | 4.0942 | 0 | 4.0942
2016-12-22 11:00 | 0.086 | 0 | 1.419 | 0 | 10.667 | 252.0281 | 12 | 17.1793 | 3.6843 | 0 | 0 | 11.9568 | 5.2225 | 3.6843 | 0.65682 | 71.741 | 0 | 0 | 10.667 | 10.667 | 4.1601 | 0 | 4.1601 | 0 | 4.1601
2016-12-22 12:00 | 0.13 | 0 | 0.884 | 0 | 11.246 | 252.7883 | 12 | 17.1793 | 3.6843 | 0 | 0 | 13.873 | 3.3063 | 3.6843 | 0.70935 | 71.135 | 7.08 | 2.36 | 13.606 | 13.606 | 4.3859 | 0.9204 | 5.3063 | 0 | 5.3063
2016-12-22 13:00 | 0.137 | 0 | 0.93 | 0 | 11.207 | 253.5881 | 12 | 17.1793 | 3.6843 | 0 | 0 | 14.3752 | 2.8042 | 3.6843 | 0.72312 | 70.02 | 9.495 | 3.165 | 14.372 | 14.372 | 4.3707 | 1.2344 | 5.6051 | 0 | 5.6051
2016-12-22 14:00 | 0.148 | 0 | 1.488 | 1.7764e-15 | 10.66 | 254.8678 | 12 | 17.1793 | 3.6843 | 0 | 0 | 3.4878 | 13.6915 | 3.6843 | 0.42462 | 0 | 12.242 | 4.0807 | 14.7407 | 14.7407 | 4.1574 | 1.5915 | 5.7489 | 6.9278e-16 | 5.7489
2016-12-22 15:00 | 0.09 | 0 | 1.146 | 0 | 10.944 | 255.8534 | 12 | 17.1793 | 3.6843 | 0 | 0 | 15.499 | 1.6803 | 3.6843 | 0.75393 | 67.524 | 14.9 | 4.9667 | 15.9107 | 15.9107 | 4.2682 | 1.937 | 6.2052 | 0 | 6.2052
2016-12-22 16:00 | 0.105 | 0 | 0.58 | 0 | 11.525 | 256.3522 | 12 | 17.1793 | 3.6843 | 0 | 0 | 15.8898 | 1.2895 | 3.6843 | 0.76465 | 66.656 | 16.78 | 5.5933 | 17.1183 | 17.1183 | 4.4948 | 2.1814 | 6.6761 | 0 | 6.6761
2016-12-22 17:00 | 0.054 | 0 | 0.942 | 0 | 11.112 | 257.1623 | 12 | 17.1793 | 3.6843 | 0 | 0 | 11.0242 | 6.1552 | 3.6843 | 0.63125 | 66.145 | 0 | 0 | 11.112 | 11.112 | 4.3337 | 0 | 4.3337 | 0 | 4.3337
2016-12-22 18:00 | 0.025 | 0 | 0.817 | 1.7764e-15 | 11.208 | 257.8649 | 12 | 17.1793 | 3.6843 | 0 | 0 | 10.9932 | 6.1862 | 3.6843 | 0.6304 | 65.959 | 0 | 0 | 11.208 | 11.208 | 4.3711 | 0 | 4.3711 | 6.9278e-16 | 4.3711
2016-12-22 19:00 | 0.006 | 0 | 0 | 0 | 12.23 | 257.8649 | 12.224 | 17.5 | 3.753 | 0 | 0 | 11.0162 | 6.4838 | 3.753 | 0.62549 | 66.097 | 0 | 0 | 12.23 | 12.23 | 4.7697 | 0 | 4.7697 | 0 | 4.7697
2016-12-22 20:00 | 0 | 3.852 | 0 | 0 | 18.852 | 253.3858 | 15 | 21.4742 | 4.6053 | 0 | 0 | 0 | 21.4742 | 4.6053 | 0.329 | 0 | 0 | 0 | 18.852 | 18.852 | 7.3523 | 0 | 7.3523 | 0 | 7.3523
2016-12-22 21:00 | 0 | 5.911 | 0 | 0 | 20.911 | 246.5126 | 15 | 21.4742 | 4.6053 | 0 | 0 | 0 | 21.4742 | 4.6053 | 0.329 | 0 | 0 | 0 | 20.911 | 20.911 | 8.1553 | 0 | 8.1553 | 0 | 8.1553
2016-12-22 22:00 | 0 | 4.916 | 0 | 0 | 19.916 | 240.7963 | 15 | 21.4742 | 4.6053 | 0 | 0 | 0 | 21.4742 | 4.6053 | 0.329 | 0 | 0 | 0 | 19.916 | 19.916 | 7.7672 | 0 | 7.7672 | 0 | 7.7672
2016-12-22 23:00 | 0 | 3.363 | 0 | 0 | 18.363 | 236.8858 | 15 | 21.4742 | 4.6053 | 0 | 0 | 0 | 21.4742 | 4.6053 | 0.329 | 0 | 0 | 0 | 18.363 | 18.363 | 7.1616 | 0 | 7.1616 | 0 | 7.1616
2016-12-23 | 0 | 0.904 | 0 | 0 | 15.904 | 235.8347 | 15 | 21.4742 | 4.6053 | 0 | 0 | 2.888 | 18.5862 | 4.6053 | 0.39234 | 0 | 10.137 | 3.379 | 19.283 | 19.283 | 6.2026 | 1.3178 | 7.5204 | 0 | 7.5204
2016-12-23 01:00 | 0 | 0 | 0 | 0 | 14.185 | 235.8347 | 14.185 | 20.3074 | 4.3551 | 0 | 0 | 2.6632 | 17.6442 | 4.3551 | 0.39077 | 0 | 9.347 | 3.1157 | 17.3007 | 17.3007 | 5.5322 | 1.2151 | 6.7473 | 0 | 6.7473
2016-12-23 02:00 | 0 | 0 | 0 | 0 | 13.579 | 235.8347 | 13.579 | 19.4398 | 4.169 | 0 | 0 | 2.5068 | 16.933 | 4.169 | 0.38974 | 0 | 8.799 | 2.933 | 16.512 | 16.512 | 5.2958 | 1.1439 | 6.4397 | 0 | 6.4397
2016-12-23 03:00 | 0 | 0 | 0 | 0 | 12.662 | 235.8347 | 12.662 | 18.1271 | 3.8875 | 0 | 0 | 2.3562 | 15.7709 | 3.8875 | 0.39022 | 0 | 8.27 | 2.7567 | 15.4187 | 15.4187 | 4.9382 | 1.0751 | 6.0133 | 0 | 6.0133
2016-12-23 04:00 | 0 | 0 | 0 | 0.265 | 11.735 | 235.8347 | 12 | 17.1793 | 3.6843 | 0 | 0 | 2.1855 | 14.9938 | 3.6843 | 0.38892 | 0 | 7.671 | 2.557 | 14.292 | 14.557 | 4.5766 | 0.99723 | 5.5739 | 0.10335 | 5.6772
2016-12-23 05:00 | 0 | 0 | 0.809 | 0 | 11.191 | 236.5304 | 12 | 17.1793 | 3.6843 | 0 | 0 | 0 | 17.1793 | 3.6843 | 0.329 | 0 | 0 | 0 | 11.191 | 11.191 | 4.3645 | 0 | 4.3645 | 0 | 4.3645
2016-12-23 06:00 | 0 | 0 | 2.484 | 0 | 9.516 | 238.6666 | 12 | 17.1793 | 3.6843 | 0 | 0 | 0 | 17.1793 | 3.6843 | 0.329 | 0 | 0 | 0 | 9.516 | 9.516 | 3.7112 | 0 | 3.7112 | 0 | 3.7112
2016-12-23 07:00 | 0.006 | 0 | 3.386 | 0 | 8.62 | 241.5786 | 12 | 17.1793 | 3.6843 | 0 | 0 | 0 | 17.1793 | 3.6843 | 0.329 | 0 | 0 | 0 | 8.62 | 8.62 | 3.3618 | 0 | 3.3618 | 0 | 3.3618
2016-12-23 08:00 | 0.02 | 0 | 3.511 | 0 | 8.509 | 244.5981 | 12 | 17.1793 | 3.6843 | 0 | 0 | 0 | 17.1793 | 3.6843 | 0.329 | 0 | 0 | 0 | 8.509 | 8.509 | 3.3185 | 0 | 3.3185 | 0 | 3.3185
2016-12-23 09:00 | 0.041 | 0 | 2.778 | 0 | 9.263 | 246.9871 | 12 | 17.1793 | 3.6843 | 0 | 0 | 11.9523 | 5.227 | 3.6843 | 0.65669 | 71.714 | 0 | 0 | 9.263 | 9.263 | 3.6126 | 0 | 3.6126 | 0 | 3.6126
2016-12-23 10:00 | 0.087 | 0 | 2.262 | 0 | 9.825 | 248.9325 | 12 | 17.1793 | 3.6843 | 0 | 0 | 11.9713 | 5.208 | 3.6843 | 0.65721 | 71.828 | 0 | 0 | 9.825 | 9.825 | 3.8317 | 0 | 3.8317 | 0 | 3.8317
2016-12-23 11:00 | 0.12 | 0 | 2.03 | 0 | 10.09 | 250.6783 | 12 | 17.1793 | 3.6843 | 0 | 0 | 11.957 | 5.2223 | 3.6843 | 0.65682 | 71.742 | 0 | 0 | 10.09 | 10.09 | 3.9351 | 0 | 3.9351 | 0 | 3.9351
2016-12-23 12:00 | 0.137 | 0 | 1.377 | 0 | 10.76 | 251.8625 | 12 | 17.1793 | 3.6843 | 0 | 0 | 14.0532 | 3.1262 | 3.6843 | 0.71429 | 70.735 | 7.947 | 2.649 | 13.409 | 13.409 | 4.1964 | 1.0331 | 5.2295 | 0 | 5.2295
2016-12-23 13:00 | 0.141 | 0 | 1.224 | 0 | 10.917 | 252.9151 | 12 | 17.1793 | 3.6843 | 0 | 0 | 14.4967 | 2.6827 | 3.6843 | 0.72645 | 69.75 | 10.079 | 3.3597 | 14.2767 | 14.2767 | 4.2576 | 1.3103 | 5.5679 | 0 | 5.5679
2016-12-23 14:00 | 0.155 | 0 | 1.417 | 0 | 10.738 | 254.1337 | 12 | 17.1793 | 3.6843 | 0 | 0 | 3.5435 | 13.6358 | 3.6843 | 0.42615 | 0 | 12.437 | 4.1457 | 14.8837 | 14.8837 | 4.1878 | 1.6168 | 5.8046 | 0 | 5.8046
2016-12-23 15:00 | 0.136 | 0 | 0.826 | 0 | 11.31 | 254.8441 | 12 | 17.1793 | 3.6843 | 0 | 0 | 15.4228 | 1.7565 | 3.6843 | 0.75184 | 67.693 | 14.534 | 4.8447 | 16.1547 | 16.1547 | 4.4109 | 1.8894 | 6.3003 | 0 | 6.3003
2016-12-23 16:00 | 0.126 | 0 | 0.766 | 0 | 11.36 | 255.5029 | 12 | 17.1793 | 3.6843 | 0 | 0 | 15.8153 | 1.364 | 3.6843 | 0.7626 | 66.821 | 16.421 | 5.4737 | 16.8337 | 16.8337 | 4.4304 | 2.1347 | 6.5651 | 0 | 6.5651
2016-12-23 17:00 | 0.095 | 0 | 1.179 | 0 | 10.916 | 256.5168 | 12 | 17.1793 | 3.6843 | 0 | 0 | 11.056 | 6.1233 | 3.6843 | 0.63212 | 66.336 | 0 | 0 | 10.916 | 10.916 | 4.2572 | 0 | 4.2572 | 0 | 4.2572
2016-12-23 18:00 | 0.043 | 0 | 1.115 | 0 | 10.928 | 257.4757 | 12 | 17.1793 | 3.6843 | 0 | 0 | 11.0338 | 6.1455 | 3.6843 | 0.63151 | 66.203 | 0 | 0 | 10.928 | 10.928 | 4.2619 | 0 | 4.2619 | 0 | 4.2619
2016-12-23 19:00 | 0.003 | 0 | 0 | 0 | 12.566 | 257.4757 | 12.563 | 17.9853 | 3.8571 | 0 | 0 | 11.0548 | 6.9305 | 3.8571 | 0.6185 | 66.329 | 0 | 0 | 12.566 | 12.566 | 4.9007 | 0 | 4.9007 | 0 | 4.9007
2016-12-23 20:00 | 0 | 4.394 | 0 | 0 | 19.394 | 252.3664 | 15 | 21.4742 | 4.6053 | 0 | 0 | 0 | 21.4742 | 4.6053 | 0.329 | 0 | 0 | 0 | 19.394 | 19.394 | 7.5637 | 0 | 7.5637 | 0 | 7.5637
2016-12-23 21:00 | 0 | 5.614 | 0 | 0 | 20.614 | 245.8385 | 15 | 21.4742 | 4.6053 | 0 | 0 | 0 | 21.4742 | 4.6053 | 0.329 | 0 | 0 | 0 | 20.614 | 20.614 | 8.0395 | 0 | 8.0395 | 0 | 8.0395
2016-12-23 22:00 | 0 | 5.68 | 0 | 0 | 20.68 | 239.2338 | 15 | 21.4742 | 4.6053 | 0 | 0 | 0 | 21.4742 | 4.6053 | 0.329 | 0 | 0 | 0 | 20.68 | 20.68 | 8.0652 | 0 | 8.0652 | 0 | 8.0652
2016-12-23 23:00 | 0 | 3.56 | 0 | 0 | 18.56 | 235.0943 | 15 | 21.4742 | 4.6053 | 0 | 0 | 0 | 21.4742 | 4.6053 | 0.329 | 0 | 0 | 0 | 18.56 | 18.56 | 7.2384 | 0 | 7.2384 | 0 | 7.2384
2016-12-24 | 0 | 1.43 | 0 | 0 | 16.43 | 233.4315 | 15 | 21.4742 | 4.6053 | 0 | 0 | 2.8717 | 18.6025 | 4.6053 | 0.39199 | 0 | 10.079 | 3.3597 | 19.7897 | 19.7897 | 6.4077 | 1.3103 | 7.718 | 0 | 7.718
2016-12-24 01:00 | 0 | 0 | 0 | 0 | 14.12 | 233.4315 | 14.12 | 20.2143 | 4.3351 | 0 | 0 | 2.7277 | 17.4867 | 4.3351 | 0.39256 | 0 | 9.574 | 3.1913 | 17.3113 | 17.3113 | 5.5068 | 1.2446 | 6.7514 | 0 | 6.7514
2016-12-24 02:00 | 0 | 0 | 0 | 0 | 13.534 | 233.4315 | 13.534 | 19.3754 | 4.1552 | 0 | 0 | 2.7095 | 16.6659 | 4.1552 | 0.39487 | 0 | 9.511 | 3.1703 | 16.7043 | 16.7043 | 5.2783 | 1.2364 | 6.5147 | 0 | 6.5147
2016-12-24 03:00 | 0 | 0 | 0 | 0 | 12.238 | 233.4315 | 12.238 | 17.5201 | 3.7573 | 0 | 0 | 2.4962 | 15.0239 | 3.7573 | 0.39611 | 0 | 8.761 | 2.9203 | 15.1583 | 15.1583 | 4.7728 | 1.1389 | 5.9118 | 0 | 5.9118
2016-12-24 04:00 | 0 | 0 | 0 | 0.088 | 11.912 | 233.4315 | 12 | 17.1793 | 3.6843 | 0 | 0 | 2.2592 | 14.9202 | 3.6843 | 0.39094 | 0 | 7.93 | 2.6433 | 14.5553 | 14.6433 | 4.6457 | 1.0309 | 5.6766 | 0.03432 | 5.7109
2016-12-24 05:00 | 0 | 0 | 0 | 0.585 | 11.415 | 233.4315 | 12 | 17.1793 | 3.6843 | 0 | 0 | 0 | 17.1793 | 3.6843 | 0.329 | 0 | 0 | 0 | 11.415 | 12 | 4.4518 | 0 | 4.4518 | 0.22815 | 4.68
2016-12-24 06:00 | 0.001 | 0 | 2.239 | 0 | 9.762 | 235.3571 | 12 | 17.1793 | 3.6843 | 0 | 0 | 0 | 17.1793 | 3.6843 | 0.329 | 0 | 0 | 0 | 9.762 | 9.762 | 3.8072 | 0 | 3.8072 | 0 | 3.8072
2016-12-24 07:00 | 0.015 | 0 | 2.872 | 0 | 9.143 | 237.827 | 12 | 17.1793 | 3.6843 | 0 | 0 | 0 | 17.1793 | 3.6843 | 0.329 | 0 | 0 | 0 | 9.143 | 9.143 | 3.5658 | 0 | 3.5658 | 0 | 3.5658
2016-12-24 08:00 | 0.053 | 0 | 2.797 | 0 | 9.256 | 240.2324 | 12 | 17.1793 | 3.6843 | 0 | 0 | 0 | 17.1793 | 3.6843 | 0.329 | 0 | 0 | 0 | 9.256 | 9.256 | 3.6098 | 0 | 3.6098 | 0 | 3.6098
2016-12-24 09:00 | 0.085 | 0 | 1.8 | 0 | 10.285 | 241.7804 | 12 | 17.1793 | 3.6843 | 0 | 0 | 12.086 | 5.0933 | 3.6843 | 0.66036 | 72.516 | 0 | 0 | 10.285 | 10.285 | 4.0111 | 0 | 4.0111 | 0 | 4.0111
2016-12-24 10:00 | 0.126 | 0 | 1.577 | 1.7764e-15 | 10.549 | 243.1366 | 12 | 17.1793 | 3.6843 | 0 | 0 | 12.1117 | 5.0677 | 3.6843 | 0.66106 | 72.67 | 0 | 0 | 10.549 | 10.549 | 4.1141 | 0 | 4.1141 | 6.9278e-16 | 4.1141
2016-12-24 11:00 | 0.136 | 0 | 1.471 | 0 | 10.665 | 244.4017 | 12 | 17.1793 | 3.6843 | 0 | 0 | 12.1185 | 5.0608 | 3.6843 | 0.66125 | 72.711 | 0 | 0 | 10.665 | 10.665 | 4.1593 | 0 | 4.1593 | 0 | 4.1593
2016-12-24 12:00 | 0.16 | 0 | 1.061 | 1.7764e-15 | 11.099 | 245.3141 | 12 | 17.1793 | 3.6843 | 0 | 0 | 13.4422 | 3.7372 | 3.6843 | 0.69754 | 72.092 | 5.008 | 1.6693 | 12.7683 | 12.7683 | 4.3286 | 0.65104 | 4.9797 | 6.9278e-16 | 4.9797
2016-12-24 13:00 | 0.158 | 0 | 0.561 | 0 | 11.597 | 245.7966 | 12 | 17.1793 | 3.6843 | 0 | 0 | 13.9563 | 3.223 | 3.6843 | 0.71164 | 70.95 | 7.481 | 2.4937 | 14.0907 | 14.0907 | 4.5228 | 0.97253 | 5.4954 | 0 | 5.4954
2016-12-24 14:00 | 0.151 | 0 | 0 | 0.008 | 12.143 | 245.7966 | 12 | 17.1793 | 3.6843 | 0 | 0 | 2.945 | 14.2343 | 3.6843 | 0.40974 | 0 | 10.337 | 3.4457 | 15.5887 | 15.5967 | 4.7358 | 1.3438 | 6.0796 | 0.00312 | 6.0827
2016-12-24 15:00 | 0.138 | 0 | 0 | 0 | 12.399 | 245.7966 | 12.261 | 17.553 | 3.7644 | 0 | 0 | 15.0762 | 2.4768 | 3.7644 | 0.73354 | 68.463 | 12.866 | 4.2887 | 16.6877 | 16.6877 | 4.8356 | 1.6726 | 6.5082 | 0 | 6.5082
2016-12-24 16:00 | 0.128 | 0 | 0 | 0 | 12.468 | 245.7966 | 12.34 | 17.6661 | 3.7886 | 0 | 0 | 15.3267 | 2.3394 | 3.7886 | 0.73763 | 67.906 | 14.072 | 4.6907 | 17.1587 | 17.1587 | 4.8625 | 1.8294 | 6.6919 | 0 | 6.6919
2016-12-24 17:00 | 0.095 | 0 | 0 | 0.341 | 11.754 | 245.7966 | 12 | 17.1793 | 3.6843 | 0 | 0 | 11.2977 | 5.8817 | 3.6843 | 0.63874 | 67.786 | 0 | 0 | 11.754 | 12.095 | 4.5841 | 0 | 4.5841 | 0.13299 | 4.7171
2016-12-24 18:00 | 0.039 | 0 | 0.524 | 0 | 11.515 | 246.2472 | 12 | 17.1793 | 3.6843 | 0 | 0 | 11.3153 | 5.864 | 3.6843 | 0.63923 | 67.892 | 0 | 0 | 11.515 | 11.515 | 4.4909 | 0 | 4.4909 | 0 | 4.4909
2016-12-24 19:00 | 0.004 | 0 | 0 | 0 | 13.622 | 246.2472 | 13.618 | 19.4957 | 4.181 | 0 | 0 | 11.3562 | 8.1395 | 4.181 | 0.60336 | 68.137 | 0 | 0 | 13.622 | 13.622 | 5.3126 | 0 | 5.3126 | 0 | 5.3126
2016-12-24 20:00 | 0 | 5.823 | 0 | 0 | 20.823 | 239.4763 | 15 | 21.4742 | 4.6053 | 0 | 0 | 0 | 21.4742 | 4.6053 | 0.329 | 0 | 0 | 0 | 20.823 | 20.823 | 8.121 | 0 | 8.121 | 0 | 8.121
2016-12-24 21:00 | 0 | 0 | 5.348 | 0 | 21.652 | 244.0756 | 27 | 38.6535 | 8.2896 | 0 | 0 | 0 | 38.6535 | 8.2896 | 0.329 | 0 | 0 | 0 | 21.652 | 21.652 | 8.4443 | 0 | 8.4443 | 0 | 8.4443
2016-12-24 22:00 | 0 | 5.407 | 0 | 0 | 20.407 | 237.7884 | 15 | 21.4742 | 4.6053 | 0 | 0 | 0 | 21.4742 | 4.6053 | 0.329 | 0 | 0 | 0 | 20.407 | 20.407 | 7.9587 | 0 | 7.9587 | 0 | 7.9587
2016-12-24 23:00 | 0 | 3.801 | 0 | 0 | 18.801 | 233.3686 | 15 | 21.4742 | 4.6053 | 0 | 0 | 0 | 21.4742 | 4.6053 | 0.329 | 0 | 0 | 0 | 18.801 | 18.801 | 7.3324 | 0 | 7.3324 | 0 | 7.3324
2016-12-25 | 0 | 1.177 | 0 | 0 | 16.177 | 232 | 15 | 21.4742 | 4.6053 | 0 | 0 | 1.763 | 19.7112 | 4.6053 | 0.36767 | 0 | 6.188 | 2.0627 | 18.2397 | 18.2397 | 6.309 | 0.80444 | 7.1135 | 0 | 7.1135
2016-12-25 01:00 | 0 | 0 | 0 | 0 | 14.113 | 232 | 14.113 | 20.2043 | 4.333 | 0 | 0 | 1.57 | 18.6343 | 4.333 | 0.3656 | 0 | 5.51 | 1.8367 | 15.9497 | 15.9497 | 5.5041 | 0.7163 | 6.2204 | 0 | 6.2204
2016-12-25 02:00 | 0 | 0 | 0 | 0 | 13.651 | 232 | 13.651 | 19.5429 | 4.1912 | 0 | 0 | 1.4313 | 18.1116 | 4.1912 | 0.3635 | 0 | 5.024 | 1.6747 | 15.3257 | 15.3257 | 5.3239 | 0.65312 | 5.977 | 0 | 5.977
2016-12-25 03:00 | 0 | 0 | 0 | 0 | 12.954 | 232 | 12.954 | 18.5451 | 3.9772 | 0 | 0 | 1.318 | 17.2271 | 3.9772 | 0.36247 | 0 | 4.626 | 1.542 | 14.496 | 14.496 | 5.0521 | 0.60138 | 5.6534 | 0 | 5.6534
2016-12-25 04:00 | 0 | 0 | 0 | 0 | 12.164 | 232 | 12.164 | 17.4141 | 3.7346 | 0 | 0 | 1.1827 | 16.2314 | 3.7346 | 0.36099 | 0 | 4.151 | 1.3837 | 13.5477 | 13.5477 | 4.744 | 0.53963 | 5.2836 | 0 | 5.2836
2016-12-25 05:00 | 0 | 0 | 0 | 0.273 | 11.727 | 232 | 12 | 17.1793 | 3.6843 | 0 | 0 | 0 | 17.1793 | 3.6843 | 0.329 | 0 | 0 | 0 | 11.727 | 12 | 4.5735 | 0 | 4.5735 | 0.10647 | 4.68
2016-12-25 06:00 | 0 | 0 | 0 | 1.934 | 10.066 | 232 | 12 | 17.1793 | 3.6843 | 0 | 0 | 0 | 17.1793 | 3.6843 | 0.329 | 0 | 0 | 0 | 10.066 | 12 | 3.9257 | 0 | 3.9257 | 0.75426 | 4.68
2016-12-25 07:00 | 0.019 | 0 | 3.082 | 0 | 8.937 | 234.6505 | 12 | 17.1793 | 3.6843 | 0 | 0 | 0 | 17.1793 | 3.6843 | 0.329 | 0 | 0 | 0 | 8.937 | 8.937 | 3.4854 | 0 | 3.4854 | 0 | 3.4854
2016-12-25 08:00 | 0.039 | 0 | 2.521 | 0 | 9.518 | 236.8186 | 12 | 17.1793 | 3.6843 | 0 | 0 | 0 | 17.1793 | 3.6843 | 0.329 | 0 | 0 | 0 | 9.518 | 9.518 | 3.712 | 0 | 3.712 | 0 | 3.712
2016-12-25 09:00 | 0.08 | 0 | 1.213 | 1.7764e-15 | 10.867 | 237.8618 | 12 | 17.1793 | 3.6843 | 0 | 0 | 12.1375 | 5.0418 | 3.6843 | 0.66177 | 72.825 | 0 | 0 | 10.867 | 10.867 | 4.2381 | 0 | 4.2381 | 6.9278e-16 | 4.2381
2016-12-25 10:00 | 0.125 | 0 | 1.354 | 0 | 10.771 | 239.0262 | 12 | 17.1793 | 3.6843 | 0 | 0 | 12.1307 | 5.0487 | 3.6843 | 0.66158 | 72.784 | 0 | 0 | 10.771 | 10.771 | 4.2007 | 0 | 4.2007 | 0 | 4.2007
2016-12-25 11:00 | 0.138 | 0 | 0.983 | 0 | 11.155 | 239.8716 | 12 | 17.1793 | 3.6843 | 0 | 0 | 12.1068 | 5.0725 | 3.6843 | 0.66093 | 72.641 | 0 | 0 | 11.155 | 11.155 | 4.3504 | 0 | 4.3504 | 0 | 4.3504
2016-12-25 12:00 | 0.156 | 0 | 0.684 | 0 | 11.472 | 240.4598 | 12 | 17.1793 | 3.6843 | 0 | 0 | 13.5508 | 3.6285 | 3.6843 | 0.70052 | 71.851 | 5.531 | 1.8437 | 13.3157 | 13.3157 | 4.4741 | 0.71903 | 5.1931 | 0 | 5.1931
2016-12-25 13:00 | 0.153 | 0 | 1.037 | 1.7764e-15 | 11.116 | 241.3516 | 12 | 17.1793 | 3.6843 | 0 | 0 | 13.9797 | 3.1997 | 3.6843 | 0.71228 | 70.898 | 7.594 | 2.5313 | 13.6473 | 13.6473 | 4.3352 | 0.98722 | 5.3225 | 6.9278e-16 | 5.3225
2016-12-25 14:00 | 0.128 | 0 | 0.633 | 1.7764e-15 | 11.495 | 241.896 | 12 | 17.1793 | 3.6843 | 0 | 0 | 2.8042 | 14.3752 | 3.6843 | 0.40588 | 0 | 9.843 | 3.281 | 14.776 | 14.776 | 4.4831 | 1.2796 | 5.7626 | 6.9278e-16 | 5.7626
2016-12-25 15:00 | 0.081 | 0 | 0 | 0 | 12.22 | 241.896 | 12.139 | 17.3783 | 3.7269 | 0 | 0 | 14.9038 | 2.4745 | 3.7269 | 0.73293 | 68.846 | 12.038 | 4.0127 | 16.2327 | 16.2327 | 4.7658 | 1.5649 | 6.3307 | 0 | 6.3307
2016-12-25 16:00 | 0.089 | 0 | 0 | 0 | 12.869 | 241.896 | 12.78 | 18.296 | 3.9237 | 0 | 0 | 15.2747 | 3.0213 | 3.9237 | 0.72222 | 68.022 | 13.821 | 4.607 | 17.476 | 17.476 | 5.0189 | 1.7967 | 6.8156 | 0 | 6.8156
2016-12-25 17:00 | 0.074 | 0 | 0.561 | 0 | 11.513 | 242.3785 | 12 | 17.1793 | 3.6843 | 0 | 0 | 11.2262 | 5.9532 | 3.6843 | 0.63678 | 67.357 | 0 | 0 | 11.513 | 11.513 | 4.4901 | 0 | 4.4901 | 0 | 4.4901
2016-12-25 18:00 | 0.033 | 0 | 0.618 | 0 | 11.415 | 242.91 | 12 | 17.1793 | 3.6843 | 0 | 0 | 11.1687 | 6.0107 | 3.6843 | 0.63521 | 67.012 | 0 | 0 | 11.415 | 11.415 | 4.4518 | 0 | 4.4518 | 0 | 4.4518
2016-12-25 19:00 | 0.006 | 0 | 0 | 0 | 13.291 | 242.91 | 13.285 | 19.019 | 4.0788 | 0 | 0 | 11.1858 | 7.8331 | 4.0788 | 0.60601 | 67.115 | 0 | 0 | 13.291 | 13.291 | 5.1835 | 0 | 5.1835 | 0 | 5.1835
2016-12-25 20:00 | 0 | 5.124 | 0 | 0 | 20.124 | 236.9518 | 15 | 21.4742 | 4.6053 | 0 | 0 | 0 | 21.4742 | 4.6053 | 0.329 | 0 | 0 | 0 | 20.124 | 20.124 | 7.8484 | 0 | 7.8484 | 0 | 7.8484
2016-12-25 21:00 | 0 | 0 | 0 | 4.948 | 22.052 | 236.9518 | 27 | 38.6535 | 8.2896 | 0 | 0 | 0 | 38.6535 | 8.2896 | 0.329 | 0 | 0 | 0 | 22.052 | 27 | 8.6003 | 0 | 8.6003 | 1.9297 | 10.53
2016-12-25 22:00 | 0 | 0 | 4.2174 | 1.2806 | 21.502 | 240.5788 | 27 | 38.6535 | 8.2896 | 0 | 0 | 0 | 38.6535 | 8.2896 | 0.329 | 0 | 0 | 0 | 21.502 | 22.7826 | 8.3858 | 0 | 8.3858 | 0.49942 | 8.8852
2016-12-25 23:00 | 0 | 3.539 | 0 | 0 | 18.539 | 236.4637 | 15 | 21.4742 | 4.6053 | 0 | 0 | 0 | 21.4742 | 4.6053 | 0.329 | 0 | 0 | 0 | 18.539 | 18.539 | 7.2302 | 0 | 7.2302 | 0 | 7.2302
2016-12-26 | 0 | 0.567 | 0 | 0 | 15.567 | 235.8044 | 15 | 21.4742 | 4.6053 | 0 | 0 | 2.1612 | 19.313 | 4.6053 | 0.3764 | 0 | 7.586 | 2.5287 | 18.0957 | 18.0957 | 6.0711 | 0.98618 | 7.0573 | 0 | 7.0573
2016-12-26 01:00 | 0 | 0 | 0 | 0 | 13.458 | 235.8044 | 13.458 | 19.2666 | 4.1319 | 0 | 0 | 1.6727 | 17.594 | 4.1319 | 0.36989 | 0 | 5.871 | 1.957 | 15.415 | 15.415 | 5.2486 | 0.76323 | 6.0119 | 0 | 6.0119
2016-12-26 02:00 | 0 | 0 | 0 | 0 | 12.084 | 235.8044 | 12.084 | 17.2996 | 3.71 | 0 | 0 | 1.3998 | 15.8998 | 3.71 | 0.36711 | 0 | 4.913 | 1.6377 | 13.7217 | 13.7217 | 4.7128 | 0.63869 | 5.3514 | 0 | 5.3514
2016-12-26 03:00 | 0 | 0 | 0 | 0.071 | 11.929 | 235.8044 | 12 | 17.1793 | 3.6843 | 0 | 0 | 1.2682 | 15.9112 | 3.6843 | 0.36377 | 0 | 4.451 | 1.4837 | 13.4127 | 13.4837 | 4.6523 | 0.57863 | 5.2309 | 0.02769 | 5.2586
2016-12-26 04:00 | 0 | 0 | 0 | 0.07 | 11.93 | 235.8044 | 12 | 17.1793 | 3.6843 | 0 | 0 | 1.1047 | 16.0747 | 3.6843 | 0.35929 | 0 | 3.877 | 1.2923 | 13.2223 | 13.2923 | 4.6527 | 0.50401 | 5.1567 | 0.0273 | 5.184
2016-12-26 05:00 | 0 | 0 | 0 | 0.487 | 11.513 | 235.8044 | 12 | 17.1793 | 3.6843 | 0 | 0 | 0 | 17.1793 | 3.6843 | 0.329 | 0 | 0 | 0 | 11.513 | 12 | 4.4901 | 0 | 4.4901 | 0.18993 | 4.68
2016-12-26 06:00 | 0.001 | 0 | 1.586 | 0 | 10.415 | 237.1684 | 12 | 17.1793 | 3.6843 | 0 | 0 | 0 | 17.1793 | 3.6843 | 0.329 | 0 | 0 | 0 | 10.415 | 10.415 | 4.0618 | 0 | 4.0618 | 0 | 4.0618
2016-12-26 07:00 | 0.019 | 0 | 2.59 | 0 | 9.429 | 239.3958 | 12 | 17.1793 | 3.6843 | 0 | 0 | 0 | 17.1793 | 3.6843 | 0.329 | 0 | 0 | 0 | 9.429 | 9.429 | 3.6773 | 0 | 3.6773 | 0 | 3.6773
2016-12-26 08:00 | 0.057 | 0 | 2.273 | 0 | 9.784 | 241.3505 | 12 | 17.1793 | 3.6843 | 0 | 0 | 0 | 17.1793 | 3.6843 | 0.329 | 0 | 0 | 0 | 9.784 | 9.784 | 3.8158 | 0 | 3.8158 | 0 | 3.8158
2016-12-26 09:00 | 0.097 | 0 | 1.686 | 0 | 10.411 | 242.8005 | 12 | 17.1793 | 3.6843 | 0 | 0 | 12.367 | 4.8123 | 3.6843 | 0.66806 | 74.202 | 0 | 0 | 10.411 | 10.411 | 4.0603 | 0 | 4.0603 | 0 | 4.0603
2016-12-26 10:00 | 0.12 | 0 | 1.093 | 1.7764e-15 | 11.027 | 243.7405 | 12 | 17.1793 | 3.6843 | 0 | 0 | 12.4113 | 4.768 | 3.6843 | 0.66928 | 74.468 | 0 | 0 | 11.027 | 11.027 | 4.3005 | 0 | 4.3005 | 6.9278e-16 | 4.3005
2016-12-26 11:00 | 0.13 | 0 | 1.427 | 0 | 10.703 | 244.9677 | 12 | 17.1793 | 3.6843 | 0 | 0 | 12.3768 | 4.8025 | 3.6843 | 0.66833 | 74.261 | 0 | 0 | 10.703 | 10.703 | 4.1742 | 0 | 4.1742 | 0 | 4.1742
2016-12-26 12:00 | 0.157 | 0 | 0.796 | 0 | 11.361 | 245.6523 | 12 | 17.1793 | 3.6843 | 0 | 0 | 13.4507 | 3.7287 | 3.6843 | 0.69777 | 72.073 | 5.049 | 1.683 | 13.044 | 13.044 | 4.4308 | 0.65637 | 5.0872 | 0 | 5.0872
2016-12-26 13:00 | 0.166 | 0 | 1.202 | 0 | 10.964 | 246.686 | 12 | 17.1793 | 3.6843 | 0 | 0 | 14.5172 | 2.6622 | 3.6843 | 0.72701 | 69.704 | 10.178 | 3.3927 | 14.3567 | 14.3567 | 4.276 | 1.3231 | 5.5991 | 0 | 5.5991
2016-12-26 14:00 | 0.145 | 0 | 0.634 | 0 | 11.511 | 247.2312 | 12 | 17.1793 | 3.6843 | 0 | 0 | 3.9745 | 13.2048 | 3.6843 | 0.43797 | 0 | 13.951 | 4.6503 | 16.1613 | 16.1613 | 4.4893 | 1.8136 | 6.3029 | 0 | 6.3029
2016-12-26 15:00 | 0.102 | 0 | 0 | 0 | 12.344 | 247.2312 | 12.242 | 17.5258 | 3.7586 | 0 | 0 | 15.8258 | 1.6999 | 3.7586 | 0.75431 | 66.798 | 16.472 | 5.4907 | 17.8347 | 17.8347 | 4.8142 | 2.1414 | 6.9555 | 0 | 6.9555
2016-12-26 16:00 | 0.092 | 0 | 0 | 0 | 12.45 | 247.2312 | 12.358 | 17.6918 | 3.7942 | 0 | 0 | 16.203 | 1.4888 | 3.7942 | 0.76036 | 65.96 | 18.286 | 6.0953 | 18.5453 | 18.5453 | 4.8555 | 2.3772 | 7.2327 | 0 | 7.2327
2016-12-26 17:00 | 0.079 | 0 | 0.706 | 0 | 11.373 | 247.8384 | 12 | 17.1793 | 3.6843 | 0 | 0 | 10.9068 | 6.2725 | 3.6843 | 0.62803 | 65.441 | 0 | 0 | 11.373 | 11.373 | 4.4355 | 0 | 4.4355 | 0 | 4.4355
2016-12-26 18:00 | 0.029 | 0 | 0 | 0.242 | 11.787 | 247.8384 | 12 | 17.1793 | 3.6843 | 0 | 0 | 10.8752 | 6.3042 | 3.6843 | 0.62716 | 65.251 | 0 | 0 | 11.787 | 12.029 | 4.5969 | 0 | 4.5969 | 0.09438 | 4.6913
2016-12-26 19:00 | 0.006 | 0 | 0 | 0 | 13.412 | 247.8384 | 13.406 | 19.1922 | 4.1159 | 0 | 0 | 10.9032 | 8.289 | 4.1159 | 0.59658 | 65.419 | 0 | 0 | 13.412 | 13.412 | 5.2307 | 0 | 5.2307 | 0 | 5.2307
2016-12-26 20:00 | 0 | 4.883 | 0 | 0 | 19.883 | 242.1605 | 15 | 21.4742 | 4.6053 | 0 | 0 | 0 | 21.4742 | 4.6053 | 0.329 | 0 | 0 | 0 | 19.883 | 19.883 | 7.7544 | 0 | 7.7544 | 0 | 7.7544
2016-12-26 21:00 | 0 | 0 | 0 | 4.65 | 22.35 | 242.1605 | 27 | 38.6535 | 8.2896 | 0 | 0 | 0 | 38.6535 | 8.2896 | 0.329 | 0 | 0 | 0 | 22.35 | 27 | 8.7165 | 0 | 8.7165 | 1.8135 | 10.53
2016-12-26 22:00 | 0 | 0 | 0 | 4.532 | 22.468 | 242.1605 | 27 | 38.6535 | 8.2896 | 0 | 0 | 0 | 38.6535 | 8.2896 | 0.329 | 0 | 0 | 0 | 22.468 | 27 | 8.7625 | 0 | 8.7625 | 1.7675 | 10.53
2016-12-26 23:00 | 0 | 5.621 | 0 | 0 | 20.621 | 235.6244 | 15 | 21.4742 | 4.6053 | 0 | 0 | 0 | 21.4742 | 4.6053 | 0.329 | 0 | 0 | 0 | 20.621 | 20.621 | 8.0422 | 0 | 8.0422 | 0 | 8.0422
2016-12-27 | 0 | 3.117 | 0 | 0 | 18.117 | 232 | 15 | 21.4742 | 4.6053 | 0 | 0 | 2.3413 | 19.1328 | 4.6053 | 0.38035 | 0 | 8.218 | 2.7393 | 20.8563 | 20.8563 | 7.0656 | 1.0683 | 8.134 | 0 | 8.134
2016-12-27 01:00 | 0 | 0 | 0 | 0 | 14.936 | 232 | 14.936 | 21.3825 | 4.5857 | 0 | 0 | 2.0237 | 19.3589 | 4.5857 | 0.37358 | 0 | 7.103 | 2.3677 | 17.3037 | 17.3037 | 5.825 | 0.92339 | 6.7484 | 0 | 6.7484
2016-12-27 02:00 | 0 | 0 | 0 | 0 | 13.556 | 232 | 13.556 | 19.4069 | 4.162 | 0 | 0 | 1.855 | 17.5519 | 4.162 | 0.37402 | 0 | 6.511 | 2.1703 | 15.7263 | 15.7263 | 5.2868 | 0.84643 | 6.1333 | 0 | 6.1333
2016-12-27 03:00 | 0 | 0 | 0 | 0 | 12.926 | 232 | 12.926 | 18.505 | 3.9686 | 0 | 0 | 1.7458 | 16.7592 | 3.9686 | 0.37344 | 0 | 6.128 | 2.0427 | 14.9687 | 14.9687 | 5.0411 | 0.79664 | 5.8378 | 0 | 5.8378
2016-12-27 04:00 | 0 | 0 | 0 | 0 | 12.514 | 232 | 12.514 | 17.9152 | 3.8421 | 0 | 0 | 1.575 | 16.3402 | 3.8421 | 0.37041 | 0 | 5.529 | 1.843 | 14.357 | 14.357 | 4.8805 | 0.71877 | 5.5992 | 0 | 5.5992
2016-12-27 05:00 | 0 | 0 | 0 | 0.294 | 11.706 | 232 | 12 | 17.1793 | 3.6843 | 0 | 0 | 0 | 17.1793 | 3.6843 | 0.329 | 0 | 0 | 0 | 11.706 | 12 | 4.5653 | 0 | 4.5653 | 0.11466 | 4.68
2016-12-27 06:00 | 0.001 | 0 | 0 | 1.684 | 10.317 | 232 | 12 | 17.1793 | 3.6843 | 0 | 0 | 0 | 17.1793 | 3.6843 | 0.329 | 0 | 0 | 0 | 10.317 | 12.001 | 4.0236 | 0 | 4.0236 | 0.65676 | 4.6804
2016-12-27 07:00 | 0.021 | 0 | 1.2524 | 1.7696 | 8.999 | 233.077 | 12 | 17.1793 | 3.6843 | 0 | 0 | 0 | 17.1793 | 3.6843 | 0.329 | 0 | 0 | 0 | 8.999 | 10.7686 | 3.5096 | 0 | 3.5096 | 0.69015 | 4.1998
2016-12-27 08:00 | 0.057 | 0 | 3.003 | 0 | 9.054 | 235.6596 | 12 | 17.1793 | 3.6843 | 0 | 0 | 0 | 17.1793 | 3.6843 | 0.329 | 0 | 0 | 0 | 9.054 | 9.054 | 3.5311 | 0 | 3.5311 | 0 | 3.5311
2016-12-27 09:00 | 0.086 | 0 | 2.094 | 0 | 9.992 | 237.4605 | 12 | 17.1793 | 3.6843 | 0 | 0 | 12.1962 | 4.9832 | 3.6843 | 0.66338 | 73.177 | 0 | 0 | 9.992 | 9.992 | 3.8969 | 0 | 3.8969 | 0 | 3.8969
2016-12-27 10:00 | 0.126 | 0 | 0 | 1.859 | 10.267 | 237.4605 | 12 | 17.1793 | 3.6843 | 0 | 0 | 12.2533 | 4.926 | 3.6843 | 0.66495 | 73.52 | 0 | 0 | 10.267 | 12.126 | 4.0041 | 0 | 4.0041 | 0.72501 | 4.7291
2016-12-27 11:00 | 0.134 | 0 | 0 | 1.586 | 10.548 | 237.4605 | 12 | 17.1793 | 3.6843 | 0 | 0 | 12.2528 | 4.9265 | 3.6843 | 0.66493 | 73.517 | 0 | 0 | 10.548 | 12.134 | 4.1137 | 0 | 4.1137 | 0.61854 | 4.7323
2016-12-27 12:00 | 0.109 | 0 | 0 | 0.812 | 11.297 | 237.4605 | 12 | 17.1793 | 3.6843 | 0 | 0 | 13.6515 | 3.5278 | 3.6843 | 0.70328 | 71.627 | 6.015 | 2.005 | 13.302 | 14.114 | 4.4058 | 0.78195 | 5.1878 | 0.31668 | 5.5045
2016-12-27 13:00 | 0.09 | 0 | 0 | 0.622 | 11.468 | 237.4605 | 12 | 17.1793 | 3.6843 | 0 | 0 | 14.5523 | 2.627 | 3.6843 | 0.72798 | 69.626 | 10.347 | 3.449 | 14.917 | 15.539 | 4.4725 | 1.3451 | 5.8176 | 0.24258 | 6.0602
2016-12-27 14:00 | 0.119 | 0 | 0 | 0.547 | 11.572 | 237.4605 | 12 | 17.1793 | 3.6843 | 0 | 0 | 3.951 | 13.2283 | 3.6843 | 0.43732 | 0 | 13.868 | 4.6227 | 16.1947 | 16.7417 | 4.5131 | 1.8028 | 6.3159 | 0.21333 | 6.5292
2016-12-27 15:00 | 0.089 | 0 | 0 | 0 | 12.272 | 237.4605 | 12.183 | 17.4413 | 3.7404 | 0 | 0 | 15.8552 | 1.5861 | 3.7404 | 0.75717 | 66.733 | 16.613 | 5.5377 | 17.8097 | 17.8097 | 4.7861 | 2.1597 | 6.9458 | 0 | 6.9458
2016-12-27 16:00 | 0.051 | 0 | 0 | 0 | 13.03 | 237.4605 | 12.979 | 18.5809 | 3.9848 | 0 | 0 | 16.2558 | 2.325 | 3.9848 | 0.74106 | 65.843 | 18.54 | 6.18 | 19.21 | 19.21 | 5.0817 | 2.4102 | 7.4919 | 0 | 7.4919
2016-12-27 17:00 | 0.013 | 0 | 0 | 0 | 12.4 | 237.4605 | 12.387 | 17.7334 | 3.8031 | 0 | 0 | 10.8848 | 6.8485 | 3.8031 | 0.6181 | 65.309 | 0 | 0 | 12.4 | 12.4 | 4.836 | 0 | 4.836 | 0 | 4.836
2016-12-27 18:00 | 0.009 | 0 | 0 | 0 | 12.546 | 237.4605 | 12.537 | 17.9481 | 3.8491 | 0 | 0 | 10.8477 | 7.1004 | 3.8491 | 0.61367 | 65.086 | 0 | 0 | 12.546 | 12.546 | 4.8929 | 0 | 4.8929 | 0 | 4.8929
2016-12-27 19:00 | 0.004 | 0 | 0 | 0 | 13.614 | 237.4605 | 13.61 | 19.4842 | 4.1786 | 0 | 0 | 10.8702 | 8.6141 | 4.1786 | 0.59177 | 65.221 | 0 | 0 | 13.614 | 13.614 | 5.3095 | 0 | 5.3095 | 0 | 5.3095
2016-12-27 20:00 | 0 | 4.696 | 0 | 0 | 19.696 | 232 | 15 | 21.4742 | 4.6053 | 0 | 0 | 0 | 21.4742 | 4.6053 | 0.329 | 0 | 0 | 0 | 19.696 | 19.696 | 7.6814 | 0 | 7.6814 | 0 | 7.6814
2016-12-27 21:00 | 0 | 0 | 3.7726 | 1.8934 | 21.334 | 235.2445 | 27 | 38.6535 | 8.2896 | 0 | 0 | 0 | 38.6535 | 8.2896 | 0.329 | 0 | 0 | 0 | 21.334 | 23.2274 | 8.3203 | 0 | 8.3203 | 0.73841 | 9.0587
2016-12-27 22:00 | 0 | 0 | 5.577 | 0 | 21.423 | 240.0407 | 27 | 38.6535 | 8.2896 | 0 | 0 | 0 | 38.6535 | 8.2896 | 0.329 | 0 | 0 | 0 | 21.423 | 21.423 | 8.355 | 0 | 8.355 | 0 | 8.355
2016-12-27 23:00 | 0 | 4.81 | 0 | 0 | 19.81 | 234.4477 | 15 | 21.4742 | 4.6053 | 0 | 0 | 0 | 21.4742 | 4.6053 | 0.329 | 0 | 0 | 0 | 19.81 | 19.81 | 7.7259 | 0 | 7.7259 | 0 | 7.7259
2016-12-28 | 0 | 2.105 | 0 | 0 | 17.105 | 232 | 15 | 21.4742 | 4.6053 | 0 | 0 | 2.528 | 18.9462 | 4.6053 | 0.38445 | 0 | 8.873 | 2.9577 | 20.0627 | 20.0627 | 6.671 | 1.1535 | 7.8244 | 0 | 7.8244
2016-12-28 01:00 | 0 | 0 | 0 | 0 | 14.44 | 232 | 14.44 | 20.6725 | 4.4334 | 0 | 0 | 2.2408 | 18.4316 | 4.4334 | 0.38005 | 0 | 7.865 | 2.6217 | 17.0617 | 17.0617 | 5.6316 | 1.0225 | 6.6541 | 0 | 6.6541
2016-12-28 02:00 | 0 | 0 | 0 | 0 | 13.386 | 232 | 13.386 | 19.1635 | 4.1098 | 0 | 0 | 1.9827 | 17.1809 | 4.1098 | 0.37773 | 0 | 6.959 | 2.3197 | 15.7057 | 15.7057 | 5.2205 | 0.90467 | 6.1252 | 0 | 6.1252
2016-12-28 03:00 | 0 | 0 | 0 | 0 | 12.769 | 232 | 12.769 | 18.2802 | 3.9204 | 0 | 0 | 1.7873 | 16.4929 | 3.9204 | 0.37505 | 0 | 6.274 | 2.0913 | 14.8603 | 14.8603 | 4.9799 | 0.81562 | 5.7955 | 0 | 5.7955
2016-12-28 04:00 | 0 | 0 | 0 | 0 | 12.812 | 232 | 12.812 | 18.3418 | 3.9336 | 0 | 0 | 1.6043 | 16.7375 | 3.9336 | 0.3702 | 0 | 5.631 | 1.877 | 14.689 | 14.689 | 4.9967 | 0.73203 | 5.7287 | 0 | 5.7287
2016-12-28 05:00 | 0 | 0 | 0 | 0 | 12.383 | 232 | 12.383 | 17.7276 | 3.8018 | 0 | 0 | 0 | 17.7276 | 3.8018 | 0.329 | 0 | 0 | 0 | 12.383 | 12.383 | 4.8294 | 0 | 4.8294 | 0 | 4.8294
2016-12-28 06:00 | 0 | 0 | 0 | 1.413 | 10.587 | 232 | 12 | 17.1793 | 3.6843 | 0 | 0 | 0 | 17.1793 | 3.6843 | 0.329 | 0 | 0 | 0 | 10.587 | 12 | 4.1289 | 0 | 4.1289 | 0.55107 | 4.68
2016-12-28 07:00 | 0.02 | 0 | 2.771 | 0 | 9.249 | 234.3831 | 12 | 17.1793 | 3.6843 | 0 | 0 | 0 | 17.1793 | 3.6843 | 0.329 | 0 | 0 | 0 | 9.249 | 9.249 | 3.6071 | 0 | 3.6071 | 0 | 3.6071
2016-12-28 08:00 | 0.062 | 0 | 2.665 | 0 | 9.397 | 236.675 | 12 | 17.1793 | 3.6843 | 0 | 0 | 0 | 17.1793 | 3.6843 | 0.329 | 0 | 0 | 0 | 9.397 | 9.397 | 3.6648 | 0 | 3.6648 | 0 | 3.6648
2016-12-28 09:00 | 0.091 | 0 | 2.154 | 1.7764e-15 | 9.937 | 238.5274 | 12 | 17.1793 | 3.6843 | 0 | 0 | 12.2335 | 4.9458 | 3.6843 | 0.6644 | 73.401 | 0 | 0 | 9.937 | 9.937 | 3.8754 | 0 | 3.8754 | 6.9278e-16 | 3.8754
2016-12-28 10:00 | 0.1 | 0 | 0 | 1.935 | 10.165 | 238.5274 | 12 | 17.1793 | 3.6843 | 0 | 0 | 12.29 | 4.8893 | 3.6843 | 0.66595 | 73.74 | 0 | 0 | 10.165 | 12.1 | 3.9644 | 0 | 3.9644 | 0.75465 | 4.719
2016-12-28 11:00 | 0.108 | 0 | 1.972 | 0 | 10.136 | 240.2233 | 12 | 17.1793 | 3.6843 | 0 | 0 | 12.2723 | 4.907 | 3.6843 | 0.66547 | 73.634 | 0 | 0 | 10.136 | 10.136 | 3.953 | 0 | 3.953 | 0 | 3.953
2016-12-28 12:00 | 0.102 | 0 | 0 | 0.993 | 11.109 | 240.2233 | 12 | 17.1793 | 3.6843 | 0 | 0 | 13.6452 | 3.5342 | 3.6843 | 0.7031 | 71.641 | 5.985 | 1.995 | 13.104 | 14.097 | 4.3325 | 0.77805 | 5.1106 | 0.38727 | 5.4978
2016-12-28 13:00 | 0.084 | 0 | 0 | 0.615 | 11.469 | 240.2233 | 12 | 17.1793 | 3.6843 | 0 | 0 | 14.6162 | 2.5632 | 3.6843 | 0.72973 | 69.485 | 10.654 | 3.5513 | 15.0203 | 15.6353 | 4.4729 | 1.385 | 5.8579 | 0.23985 | 6.0978
2016-12-28 14:00 | 0.093 | 0 | 0 | 0.478 | 11.615 | 240.2233 | 12 | 17.1793 | 3.6843 | 0 | 0 | 4.28 | 12.8993 | 3.6843 | 0.44634 | 0 | 15.023 | 5.0077 | 16.6227 | 17.1007 | 4.5299 | 1.953 | 6.4828 | 0.18642 | 6.6693
2016-12-28 15:00 | 0.122 | 0 | 0 | 0 | 12.205 | 240.2233 | 12.083 | 17.2982 | 3.7097 | 0 | 0 | 16.0512 | 1.247 | 3.7097 | 0.76605 | 66.298 | 17.555 | 5.8517 | 18.0567 | 18.0567 | 4.7599 | 2.2822 | 7.0421 | 0 | 7.0421
2016-12-28 16:00 | 0.079 | 0 | 0 | 0 | 12.133 | 240.2233 | 12.054 | 17.2566 | 3.7008 | 0 | 0 | 16.4178 | 0.8388 | 3.7008 | 0.77711 | 65.483 | 19.319 | 6.4397 | 18.5727 | 18.5727 | 4.7319 | 2.5115 | 7.2433 | 0 | 7.2433
2016-12-28 17:00 | 0.042 | 0 | 0 | 0.517 | 11.525 | 240.2233 | 12 | 17.1793 | 3.6843 | 0 | 0 | 10.8342 | 6.3452 | 3.6843 | 0.62604 | 65.005 | 0 | 0 | 11.525 | 12.042 | 4.4948 | 0 | 4.4948 | 0.20163 | 4.6964
2016-12-28 18:00 | 0.018 | 0 | 0 | 0 | 12.165 | 240.2233 | 12.147 | 17.3898 | 3.7294 | 0 | 0 | 10.8033 | 6.5864 | 3.7294 | 0.62161 | 64.82 | 0 | 0 | 12.165 | 12.165 | 4.7443 | 0 | 4.7443 | 0 | 4.7443
2016-12-28 19:00 | 0.002 | 0 | 0 | 0 | 13.83 | 240.2233 | 13.828 | 19.7963 | 4.2455 | 0 | 0 | 10.824 | 8.9723 | 4.2455 | 0.58653 | 64.944 | 0 | 0 | 13.83 | 13.83 | 5.3937 | 0 | 5.3937 | 0 | 5.3937
2016-12-28 20:00 | 0 | 4.927 | 0 | 0 | 19.927 | 234.4943 | 15 | 21.4742 | 4.6053 | 0 | 0 | 0 | 21.4742 | 4.6053 | 0.329 | 0 | 0 | 0 | 19.927 | 19.927 | 7.7715 | 0 | 7.7715 | 0 | 7.7715
2016-12-28 21:00 | 0 | 0 | 0 | 5.079 | 21.921 | 234.4943 | 27 | 38.6535 | 8.2896 | 0 | 0 | 0 | 38.6535 | 8.2896 | 0.329 | 0 | 0 | 0 | 21.921 | 27 | 8.5492 | 0 | 8.5492 | 1.9808 | 10.53
2016-12-28 22:00 | 0 | 0 | 3.6899 | 1.9591 | 21.351 | 237.6676 | 27 | 38.6535 | 8.2896 | 0 | 0 | 0 | 38.6535 | 8.2896 | 0.329 | 0 | 0 | 0 | 21.351 | 23.3101 | 8.3269 | 0 | 8.3269 | 0.76405 | 9.0909
2016-12-28 23:00 | 0 | 4.118 | 0 | 0 | 19.118 | 232.8792 | 15 | 21.4742 | 4.6053 | 0 | 0 | 0 | 21.4742 | 4.6053 | 0.329 | 0 | 0 | 0 | 19.118 | 19.118 | 7.456 | 0 | 7.456 | 0 | 7.456
2016-12-29 | 0 | 0.543 | 0 | 0 | 15.543 | 232.2478 | 15 | 21.4742 | 4.6053 | 0 | 0 | 2.5332 | 18.941 | 4.6053 | 0.38456 | 0 | 8.891 | 2.9637 | 18.5067 | 18.5067 | 6.0618 | 1.1558 | 7.2176 | 0 | 7.2176
2016-12-29 01:00 | 0 | 0 | 0 | 0 | 13.24 | 232.2478 | 13.24 | 18.9545 | 4.065 | 0 | 0 | 2.0797 | 16.8749 | 4.065 | 0.38068 | 0 | 7.3 | 2.4333 | 15.6733 | 15.6733 | 5.1636 | 0.949 | 6.1126 | 0 | 6.1126
2016-12-29 02:00 | 0 | 0 | 0 | 0 | 12.847 | 232.2478 | 12.847 | 18.3919 | 3.9443 | 0 | 0 | 1.8303 | 16.5616 | 3.9443 | 0.37587 | 0 | 6.425 | 2.1417 | 14.9887 | 14.9887 | 5.0103 | 0.83525 | 5.8456 | 0 | 5.8456
2016-12-29 03:00 | 0 | 0 | 0 | 0 | 12.711 | 232.2478 | 12.711 | 18.1972 | 3.9026 | 0 | 0 | 1.6473 | 16.5499 | 3.9026 | 0.37164 | 0 | 5.782 | 1.9273 | 14.6383 | 14.6383 | 4.9573 | 0.75166 | 5.709 | 0 | 5.709
2016-12-29 04:00 | 0 | 0 | 0 | 0 | 12.435 | 232.2478 | 12.435 | 17.8021 | 3.8178 | 0 | 0 | 1.5113 | 16.2907 | 3.8178 | 0.36899 | 0 | 5.305 | 1.7683 | 14.2033 | 14.2033 | 4.8496 | 0.68965 | 5.5393 | 0 | 5.5393
2016-12-29 05:00 | 0 | 0 | 0 | 0 | 12.073 | 232.2478 | 12.073 | 17.2838 | 3.7067 | 0 | 0 | 0 | 17.2838 | 3.7067 | 0.329 | 0 | 0 | 0 | 12.073 | 12.073 | 4.7085 | 0 | 4.7085 | 0 | 4.7085
2016-12-29 06:00 | 0.001 | 0 | 1.181 | 0 | 10.82 | 233.2634 | 12 | 17.1793 | 3.6843 | 0 | 0 | 0 | 17.1793 | 3.6843 | 0.329 | 0 | 0 | 0 | 10.82 | 10.82 | 4.2198 | 0 | 4.2198 | 0 | 4.2198
2016-12-29 07:00 | 0.013 | 0 | 2.271 | 1.7764e-15 | 9.742 | 235.2165 | 12 | 17.1793 | 3.6843 | 0 | 0 | 0 | 17.1793 | 3.6843 | 0.329 | 0 | 0 | 0 | 9.742 | 9.742 | 3.7994 | 0 | 3.7994 | 6.9278e-16 | 3.7994
2016-12-29 08:00 | 0.053 | 0 | 2.463 | 0 | 9.59 | 237.3347 | 12 | 17.1793 | 3.6843 | 0 | 0 | 0 | 17.1793 | 3.6843 | 0.329 | 0 | 0 | 0 | 9.59 | 9.59 | 3.7401 | 0 | 3.7401 | 0 | 3.7401
2016-12-29 09:00 | 0.093 | 0 | 2.046 | 0 | 10.047 | 239.0942 | 12 | 17.1793 | 3.6843 | 0 | 0 | 12.2057 | 4.9737 | 3.6843 | 0.66364 | 73.234 | 0 | 0 | 10.047 | 10.047 | 3.9183 | 0 | 3.9183 | 0 | 3.9183
2016-12-29 10:00 | 0.126 | 0 | 2.481 | 0 | 9.645 | 241.2279 | 12 | 17.1793 | 3.6843 | 0 | 0 | 12.2495 | 4.9298 | 3.6843 | 0.66484 | 73.497 | 0 | 0 | 9.645 | 9.645 | 3.7616 | 0 | 3.7616 | 0 | 3.7616
2016-12-29 11:00 | 0.136 | 0 | 0 | 1.883 | 10.253 | 241.2279 | 12 | 17.1793 | 3.6843 | 0 | 0 | 12.2287 | 4.9507 | 3.6843 | 0.66427 | 73.372 | 0 | 0 | 10.253 | 12.136 | 3.9987 | 0 | 3.9987 | 0.73437 | 4.733
2016-12-29 12:00 | 0.153 | 0 | 1.127 | 0 | 11.026 | 242.1971 | 12 | 17.1793 | 3.6843 | 0 | 0 | 13.7743 | 3.405 | 3.6843 | 0.70665 | 71.354 | 6.606 | 2.202 | 13.228 | 13.228 | 4.3001 | 0.85878 | 5.1589 | 0 | 5.1589
2016-12-29 13:00 | 0.13 | 0 | 1.06 | 0 | 11.07 | 243.1087 | 12 | 17.1793 | 3.6843 | 0 | 0 | 14.7402 | 2.4392 | 3.6843 | 0.73313 | 69.209 | 11.25 | 3.75 | 14.82 | 14.82 | 4.3173 | 1.4625 | 5.7798 | 0 | 5.7798
2016-12-29 14:00 | 0.12 | 0 | 1.121 | 0 | 10.999 | 244.0728 | 12 | 17.1793 | 3.6843 | 0 | 0 | 4.2087 | 12.9707 | 3.6843 | 0.44439 | 0 | 14.772 | 4.924 | 15.923 | 15.923 | 4.2896 | 1.9204 | 6.21 | 0 | 6.21
2016-12-29 15:00 | 0.115 | 0 | 0 | 0.574 | 11.541 | 244.0728 | 12 | 17.1793 | 3.6843 | 0 | 0 | 16.0202 | 1.1592 | 3.6843 | 0.76822 | 66.366 | 17.406 | 5.802 | 17.343 | 17.917 | 4.501 | 2.2628 | 6.7638 | 0.22386 | 6.9876
2016-12-29 16:00 | 0.094 | 0 | 0 | 0 | 12.223 | 244.0728 | 12.129 | 17.364 | 3.7239 | 0 | 0 | 16.4013 | 0.96268 | 3.7239 | 0.77389 | 65.52 | 19.24 | 6.4133 | 18.6363 | 18.6363 | 4.767 | 2.5012 | 7.2682 | 0 | 7.2682
2016-12-29 17:00 | 0.06 | 0 | 0 | 0.082 | 11.978 | 244.0728 | 12 | 17.1793 | 3.6843 | 0 | 0 | 10.841 | 6.3383 | 3.6843 | 0.62622 | 65.046 | 0 | 0 | 11.978 | 12.06 | 4.6714 | 0 | 4.6714 | 0.03198 | 4.7034
2016-12-29 18:00 | 0.028 | 0 | 0 | 0 | 12.277 | 244.0728 | 12.249 | 17.5358 | 3.7607 | 0 | 0 | 10.818 | 6.7178 | 3.7607 | 0.61956 | 64.908 | 0 | 0 | 12.277 | 12.277 | 4.788 | 0 | 4.788 | 0 | 4.788
2016-12-29 19:00 | 0.005 | 0 | 0 | 0 | 13.873 | 244.0728 | 13.868 | 19.8536 | 4.2578 | 0 | 0 | 10.8515 | 9.0021 | 4.2578 | 0.58644 | 65.109 | 0 | 0 | 13.873 | 13.873 | 5.4105 | 0 | 5.4105 | 0 | 5.4105
2016-12-29 20:00 | 0 | 5.675 | 0 | 0 | 20.675 | 237.4739 | 15 | 21.4742 | 4.6053 | 0 | 0 | 0 | 21.4742 | 4.6053 | 0.329 | 0 | 0 | 0 | 20.675 | 20.675 | 8.0633 | 0 | 8.0633 | 0 | 8.0633
2016-12-29 21:00 | 0 | 0 | 4.059 | 0 | 22.941 | 240.9647 | 27 | 38.6535 | 8.2896 | 0 | 0 | 0 | 38.6535 | 8.2896 | 0.329 | 0 | 0 | 0 | 22.941 | 22.941 | 8.947 | 0 | 8.947 | 0 | 8.947
2016-12-29 22:00 | 0 | 0 | 4.203 | 0 | 22.797 | 244.5793 | 27 | 38.6535 | 8.2896 | 0 | 0 | 0 | 38.6535 | 8.2896 | 0.329 | 0 | 0 | 0 | 22.797 | 22.797 | 8.8908 | 0 | 8.8908 | 0 | 8.8908
2016-12-29 23:00 | 0 | 0 | 0 | 5.855 | 21.145 | 244.5793 | 27 | 38.6535 | 8.2896 | 0 | 0 | 0 | 38.6535 | 8.2896 | 0.329 | 0 | 0 | 0 | 21.145 | 27 | 8.2466 | 0 | 8.2466 | 2.2835 | 10.53
2016-12-30 | 0 | 3.083 | 0 | 0 | 18.083 | 240.9944 | 15 | 21.4742 | 4.6053 | 0 | 0 | 2.8562 | 18.618 | 4.6053 | 0.39165 | 0 | 10.025 | 3.3417 | 21.4247 | 21.4247 | 7.0524 | 1.3033 | 8.3556 | 0 | 8.3556
2016-12-30 01:00 | 0 | 0.188 | 0 | 0 | 15.188 | 240.7758 | 15 | 21.4742 | 4.6053 | 0 | 0 | 2.5372 | 18.937 | 4.6053 | 0.38465 | 0 | 8.905 | 2.9683 | 18.1563 | 18.1563 | 5.9233 | 1.1577 | 7.081 | 0 | 7.081
2016-12-30 02:00 | 0 | 0 | 0 | 0 | 13.819 | 240.7758 | 13.819 | 19.7834 | 4.2427 | 0 | 0 | 2.3227 | 17.4608 | 4.2427 | 0.3843 | 0 | 8.152 | 2.7173 | 16.5363 | 16.5363 | 5.3894 | 1.0598 | 6.4492 | 0 | 6.4492
2016-12-30 03:00 | 0 | 0 | 0 | 0 | 12.46 | 240.7758 | 12.46 | 17.8379 | 3.8255 | 0 | 0 | 2.1688 | 15.669 | 3.8255 | 0.38627 | 0 | 7.613 | 2.5377 | 14.9977 | 14.9977 | 4.8594 | 0.98969 | 5.8491 | 0 | 5.8491
2016-12-30 04:00 | 0 | 0 | 0 | 0 | 12.211 | 240.7758 | 12.211 | 17.4814 | 3.749 | 0 | 0 | 2.0478 | 15.4336 | 3.749 | 0.38417 | 0 | 7.188 | 2.396 | 14.607 | 14.607 | 4.7623 | 0.93444 | 5.6967 | 0 | 5.6967
2016-12-30 05:00 | 0 | 0 | 0 | 0.233 | 11.767 | 240.7758 | 12 | 17.1793 | 3.6843 | 0 | 0 | 0 | 17.1793 | 3.6843 | 0.329 | 0 | 0 | 0 | 11.767 | 12 | 4.5891 | 0 | 4.5891 | 0.09087 | 4.68
2016-12-30 06:00 | 0 | 0 | 0 | 1.624 | 10.376 | 240.7758 | 12 | 17.1793 | 3.6843 | 0 | 0 | 0 | 17.1793 | 3.6843 | 0.329 | 0 | 0 | 0 | 10.376 | 12 | 4.0466 | 0 | 4.0466 | 0.63336 | 4.68
2016-12-30 07:00 | 0.016 | 0 | 2.479 | 0 | 9.537 | 242.9077 | 12 | 17.1793 | 3.6843 | 0 | 0 | 0 | 17.1793 | 3.6843 | 0.329 | 0 | 0 | 0 | 9.537 | 9.537 | 3.7194 | 0 | 3.7194 | 0 | 3.7194
2016-12-30 08:00 | 0.059 | 0 | 2.731 | 0 | 9.328 | 245.2564 | 12 | 17.1793 | 3.6843 | 0 | 0 | 0 | 17.1793 | 3.6843 | 0.329 | 0 | 0 | 0 | 9.328 | 9.328 | 3.6379 | 0 | 3.6379 | 0 | 3.6379
2016-12-30 09:00 | 0.105 | 0 | 1.373 | 0 | 10.732 | 246.4372 | 12 | 17.1793 | 3.6843 | 0 | 0 | 12.0023 | 5.177 | 3.6843 | 0.65806 | 72.014 | 0 | 0 | 10.732 | 10.732 | 4.1855 | 0 | 4.1855 | 0 | 4.1855
2016-12-30 10:00 | 0.14 | 0 | 0.959 | 0 | 11.181 | 247.2619 | 12 | 17.1793 | 3.6843 | 0 | 0 | 12.0563 | 5.123 | 3.6843 | 0.65954 | 72.338 | 0 | 0 | 11.181 | 11.181 | 4.3606 | 0 | 4.3606 | 0 | 4.3606
2016-12-30 11:00 | 0.158 | 0 | 0.701 | 1.7764e-15 | 11.457 | 247.8648 | 12 | 17.1793 | 3.6843 | 0 | 0 | 12.0238 | 5.1555 | 3.6843 | 0.65865 | 72.143 | 0 | 0 | 11.457 | 11.457 | 4.4682 | 0 | 4.4682 | 6.9278e-16 | 4.4682
2016-12-30 12:00 | 0.148 | 0 | 0 | 0.231 | 11.917 | 247.8648 | 12 | 17.1793 | 3.6843 | 0 | 0 | 14.1723 | 3.007 | 3.6843 | 0.71756 | 70.47 | 8.52 | 2.84 | 14.757 | 14.988 | 4.6476 | 1.1076 | 5.7552 | 0.09009 | 5.8453
2016-12-30 13:00 | 0.138 | 0 | 0.745 | 0 | 11.393 | 248.5055 | 12 | 17.1793 | 3.6843 | 0 | 0 | 14.8872 | 2.2922 | 3.6843 | 0.73716 | 68.883 | 11.957 | 3.9857 | 15.3787 | 15.3787 | 4.4433 | 1.5544 | 5.9977 | 0 | 5.9977
2016-12-30 14:00 | 0.13 | 0 | 0.596 | 0 | 11.534 | 249.018 | 12 | 17.1793 | 3.6843 | 0 | 0 | 4.3698 | 12.8095 | 3.6843 | 0.44881 | 0 | 15.338 | 5.1127 | 16.6467 | 16.6467 | 4.4983 | 1.9939 | 6.4922 | 0 | 6.4922
2016-12-30 15:00 | 0.09 | 0 | 0 | 0.227 | 11.863 | 249.018 | 12 | 17.1793 | 3.6843 | 0 | 0 | 16.1625 | 1.0168 | 3.6843 | 0.77212 | 66.05 | 18.091 | 6.0303 | 17.8933 | 18.1203 | 4.6266 | 2.3518 | 6.9784 | 0.08853 | 7.0669
2016-12-30 16:00 | 0.094 | 0 | 0 | 0 | 12.365 | 249.018 | 12.271 | 17.5673 | 3.7675 | 0 | 0 | 16.5492 | 1.0181 | 3.7675 | 0.7727 | 65.191 | 19.95 | 6.65 | 19.015 | 19.015 | 4.8224 | 2.5935 | 7.4159 | 0 | 7.4159
2016-12-30 17:00 | 0.085 | 0 | 0 | 0.4 | 11.685 | 249.018 | 12 | 17.1793 | 3.6843 | 0 | 0 | 10.7892 | 6.3902 | 3.6843 | 0.6248 | 64.735 | 0 | 0 | 11.685 | 12.085 | 4.5572 | 0 | 4.5572 | 0.156 | 4.7131
2016-12-30 18:00 | 0.025 | 0 | 0 | 0 | 12.185 | 249.018 | 12.16 | 17.4084 | 3.7334 | 0 | 0 | 10.7765 | 6.6319 | 3.7334 | 0.62057 | 64.659 | 0 | 0 | 12.185 | 12.185 | 4.7522 | 0 | 4.7522 | 0 | 4.7522
2016-12-30 19:00 | 0.004 | 0 | 0 | 0 | 14.225 | 249.018 | 14.221 | 20.3589 | 4.3662 | 0 | 0 | 10.814 | 9.5449 | 4.3662 | 0.57918 | 64.884 | 0 | 0 | 14.225 | 14.225 | 5.5477 | 0 | 5.5477 | 0 | 5.5477
2016-12-30 20:00 | 0 | 0 | 5.355 | 0 | 21.645 | 253.6233 | 27 | 38.6535 | 8.2896 | 0 | 0 | 0 | 38.6535 | 8.2896 | 0.329 | 0 | 0 | 0 | 21.645 | 21.645 | 8.4415 | 0 | 8.4415 | 0 | 8.4415
2016-12-30 21:00 | 0 | 0 | 0 | 5.024 | 21.976 | 253.6233 | 27 | 38.6535 | 8.2896 | 0 | 0 | 0 | 38.6535 | 8.2896 | 0.329 | 0 | 0 | 0 | 21.976 | 27 | 8.5706 | 0 | 8.5706 | 1.9594 | 10.53
2016-12-30 22:00 | 0 | 6.091 | 0 | 0 | 21.091 | 246.5408 | 15 | 21.4742 | 4.6053 | 0 | 0 | 0 | 21.4742 | 4.6053 | 0.329 | 0 | 0 | 0 | 21.091 | 21.091 | 8.2255 | 0 | 8.2255 | 0 | 8.2255
2016-12-30 23:00 | 0 | 4.355 | 0 | 0 | 19.355 | 241.4768 | 15 | 21.4742 | 4.6053 | 0 | 0 | 0 | 21.4742 | 4.6053 | 0.329 | 0 | 0 | 0 | 19.355 | 19.355 | 7.5485 | 0 | 7.5485 | 0 | 7.5485
2016-12-31 | 0 | 1.896 | 0 | 0 | 16.896 | 239.2722 | 15 | 21.4742 | 4.6053 | 0 | 0 | 3.0797 | 18.3945 | 4.6053 | 0.39655 | 0 | 10.809 | 3.603 | 20.499 | 20.499 | 6.5894 | 1.4052 | 7.9946 | 0 | 7.9946
2016-12-31 01:00 | 0 | 0.237 | 0 | 0 | 15.237 | 238.9966 | 15 | 21.4742 | 4.6053 | 0 | 0 | 2.7743 | 18.6998 | 4.6053 | 0.38985 | 0 | 9.738 | 3.246 | 18.483 | 18.483 | 5.9424 | 1.2659 | 7.2084 | 0 | 7.2084
2016-12-31 02:00 | 0 | 0 | 0 | 0 | 13.966 | 238.9966 | 13.966 | 19.9939 | 4.2879 | 0 | 0 | 2.5392 | 17.4547 | 4.2879 | 0.38882 | 0 | 8.913 | 2.971 | 16.937 | 16.937 | 5.4467 | 1.1587 | 6.6054 | 0 | 6.6054
2016-12-31 03:00 | 0 | 0 | 0 | 0 | 13.099 | 238.9966 | 13.099 | 18.7527 | 4.0217 | 0 | 0 | 2.2738 | 16.4788 | 4.0217 | 0.38611 | 0 | 7.981 | 2.6603 | 15.7593 | 15.7593 | 5.1086 | 1.0375 | 6.1461 | 0 | 6.1461
2016-12-31 04:00 | 0 | 0 | 0 | 0 | 12.567 | 238.9966 | 12.567 | 17.9911 | 3.8583 | 0 | 0 | 2.1305 | 15.8606 | 3.8583 | 0.38478 | 0 | 7.478 | 2.4927 | 15.0597 | 15.0597 | 4.9011 | 0.97214 | 5.8733 | 0 | 5.8733
2016-12-31 05:00 | 0 | 0 | 0 | 0.181 | 11.819 | 238.9966 | 12 | 17.1793 | 3.6843 | 0 | 0 | 0 | 17.1793 | 3.6843 | 0.329 | 0 | 0 | 0 | 11.819 | 12 | 4.6094 | 0 | 4.6094 | 0.07059 | 4.68
2016-12-31 06:00 | 0 | 0 | 2.03 | 0 | 9.97 | 240.7424 | 12 | 17.1793 | 3.6843 | 0 | 0 | 0 | 17.1793 | 3.6843 | 0.329 | 0 | 0 | 0 | 9.97 | 9.97 | 3.8883 | 0 | 3.8883 | 0 | 3.8883
2016-12-31 07:00 | 0.017 | 0 | 2.98 | 0 | 9.037 | 243.3052 | 12 | 17.1793 | 3.6843 | 0 | 0 | 0 | 17.1793 | 3.6843 | 0.329 | 0 | 0 | 0 | 9.037 | 9.037 | 3.5244 | 0 | 3.5244 | 0 | 3.5244
2016-12-31 08:00 | 0.055 | 0 | 2.703 | 0 | 9.352 | 245.6298 | 12 | 17.1793 | 3.6843 | 0 | 0 | 0 | 17.1793 | 3.6843 | 0.329 | 0 | 0 | 0 | 9.352 | 9.352 | 3.6473 | 0 | 3.6473 | 0 | 3.6473
2016-12-31 09:00 | 0.102 | 0 | 1.025 | 0 | 11.077 | 246.5113 | 12 | 17.1793 | 3.6843 | 0 | 0 | 11.9093 | 5.27 | 3.6843 | 0.65551 | 71.456 | 0 | 0 | 11.077 | 11.077 | 4.32 | 0 | 4.32 | 0 | 4.32
2016-12-31 10:00 | 0.125 | 0 | 0 | 0.055 | 12.07 | 246.5113 | 12 | 17.1793 | 3.6843 | 0 | 0 | 11.9213 | 5.258 | 3.6843 | 0.65584 | 71.528 | 0 | 0 | 12.07 | 12.125 | 4.7073 | 0 | 4.7073 | 0.02145 | 4.7287
2016-12-31 11:00 | 0.158 | 0 | 0 | 0 | 12.481 | 246.5113 | 12.323 | 17.6417 | 3.7834 | 0 | 0 | 11.9002 | 5.7416 | 3.7834 | 0.64671 | 71.401 | 0 | 0 | 12.481 | 12.481 | 4.8676 | 0 | 4.8676 | 0 | 4.8676
2016-12-31 12:00 | 0.159 | 0 | 0 | 0 | 12.979 | 246.5113 | 12.82 | 18.3533 | 3.936 | 0 | 0 | 14.4858 | 3.8674 | 3.936 | 0.70075 | 69.774 | 10.027 | 3.3423 | 16.3213 | 16.3213 | 5.0618 | 1.3035 | 6.3653 | 0 | 6.3653
2016-12-31 13:00 | 0.149 | 0 | 0 | 0 | 12.685 | 246.5113 | 12.536 | 17.9467 | 3.8488 | 0 | 0 | 15.1448 | 2.8018 | 3.8488 | 0.72647 | 68.31 | 13.197 | 4.399 | 17.084 | 17.084 | 4.9472 | 1.7156 | 6.6628 | 0 | 6.6628
2016-12-31 14:00 | 0.086 | 0 | 0 | 0 | 12.222 | 246.5113 | 12.136 | 17.374 | 3.726 | 0 | 0 | 4.5543 | 12.8197 | 3.726 | 0.45247 | 0 | 15.986 | 5.3287 | 17.5507 | 17.5507 | 4.7666 | 2.0782 | 6.8448 | 0 | 6.8448
2016-12-31 15:00 | 0.091 | 0 | 0 | 0.044 | 12.047 | 246.5113 | 12 | 17.1793 | 3.6843 | 0 | 0 | 16.21 | 0.96933 | 3.6843 | 0.77342 | 65.945 | 18.319 | 6.1063 | 18.1533 | 18.1973 | 4.6983 | 2.3815 | 7.0798 | 0.01716 | 7.097
2016-12-31 16:00 | 0.083 | 0 | 0 | 0 | 12.619 | 246.5113 | 12.536 | 17.9467 | 3.8488 | 0 | 0 | 16.5352 | 1.4115 | 3.8488 | 0.76296 | 65.223 | 19.883 | 6.6277 | 19.2467 | 19.2467 | 4.9214 | 2.5848 | 7.5062 | 0 | 7.5062
2016-12-31 17:00 | 0.066 | 0 | 0 | 0.169 | 11.897 | 246.5113 | 12 | 17.1793 | 3.6843 | 0 | 0 | 10.8178 | 6.3615 | 3.6843 | 0.62559 | 64.907 | 0 | 0 | 11.897 | 12.066 | 4.6398 | 0 | 4.6398 | 0.06591 | 4.7057
2016-12-31 18:00 | 0.022 | 0 | 0 | 0.031 | 11.991 | 246.5113 | 12 | 17.1793 | 3.6843 | 0 | 0 | 10.8115 | 6.3678 | 3.6843 | 0.62542 | 64.869 | 0 | 0 | 11.991 | 12.022 | 4.6765 | 0 | 4.6765 | 0.01209 | 4.6886
2016-12-31 19:00 | 0.003 | 0 | 0 | 0 | 13.996 | 246.5113 | 13.993 | 20.0325 | 4.2962 | 0 | 0 | 10.8465 | 9.186 | 4.2962 | 0.58402 | 65.079 | 0 | 0 | 13.996 | 13.996 | 5.4584 | 0 | 5.4584 | 0 | 5.4584
2016-12-31 20:00 | 0 | 5.428 | 0 | 0 | 20.428 | 240.1996 | 15 | 21.4742 | 4.6053 | 0 | 0 | 0 | 21.4742 | 4.6053 | 0.329 | 0 | 0 | 0 | 20.428 | 20.428 | 7.9669 | 0 | 7.9669 | 0 | 7.9669
2016-12-31 21:00 | 0 | 0 | 5.498 | 0 | 21.502 | 244.9279 | 27 | 38.6535 | 8.2896 | 0 | 0 | 0 | 38.6535 | 8.2896 | 0.329 | 0 | 0 | 0 | 21.502 | 21.502 | 8.3858 | 0 | 8.3858 | 0 | 8.3858
2016-12-31 22:00 | 0 | 5.631 | 0 | 0 | 20.631 | 238.3802 | 15 | 21.4742 | 4.6053 | 0 | 0 | 0 | 21.4742 | 4.6053 | 0.329 | 0 | 0 | 0 | 20.631 | 20.631 | 8.0461 | 0 | 8.0461 | 0 | 8.0461
2016-12-31 23:00 | 0 | 4.098 | 0 | 0 | 19.098 | 233.6151 | 15 | 21.4742 | 4.6053 | 0 | 0 | 0 | 21.4742 | 4.6053 | 0.329 | 0 | 0 | 0 | 19.098 | 19.098 | 7.4482 | 0 | 7.4482 | 0 | 7.4482
2017-01-01 | 0 | 1.389 | 0 | 0 | 16.389 | 232 | 15 | 21.4742 | 4.6053 | 0 | 0 | 3.404 | 18.0702 | 4.6053 | 0.40366 | 0 | 11.948 | 3.9827 | 20.3717 | 20.3717 | 6.3917 | 1.5532 | 7.945 | 0 | 7.945
2017-01-01 01:00 | 0 | 0 | 0 | 0 | 13.39 | 232 | 13.39 | 19.1693 | 4.111 | 0 | 0 | 3.1537 | 16.0156 | 4.111 | 0.40649 | 0 | 11.069 | 3.6897 | 17.0797 | 17.0797 | 5.2221 | 1.439 | 6.6611 | 0 | 6.6611
2017-01-01 02:00 | 0 | 0 | 0 | 0 | 12.449 | 232 | 12.449 | 17.8221 | 3.8221 | 0 | 0 | 2.8992 | 14.923 | 3.8221 | 0.40562 | 0 | 10.176 | 3.392 | 15.841 | 15.841 | 4.8551 | 1.3229 | 6.178 | 0 | 6.178
2017-01-01 03:00 | 0 | 0 | 0 | 0.094 | 11.906 | 232 | 12 | 17.1793 | 3.6843 | 0 | 0 | 2.61 | 14.5693 | 3.6843 | 0.40056 | 0 | 9.161 | 3.0537 | 14.9597 | 15.0537 | 4.6433 | 1.1909 | 5.8343 | 0.03666 | 5.8709
2017-01-01 04:00 | 0 | 0 | 0 | 0.723 | 11.277 | 232 | 12 | 17.1793 | 3.6843 | 0 | 0 | 2.361 | 14.8183 | 3.6843 | 0.39373 | 0 | 8.287 | 2.7623 | 14.0393 | 14.7623 | 4.398 | 1.0773 | 5.4753 | 0.28197 | 5.7573
2017-01-01 05:00 | 0 | 0 | 0 | 0.96 | 11.04 | 232 | 12 | 17.1793 | 3.6843 | 0 | 0 | 0 | 17.1793 | 3.6843 | 0.329 | 0 | 0 | 0 | 11.04 | 12 | 4.3056 | 0 | 4.3056 | 0.3744 | 4.68
2017-01-01 06:00 | 0 | 0 | 1.999 | 0 | 10.001 | 233.7191 | 12 | 17.1793 | 3.6843 | 0 | 0 | 0 | 17.1793 | 3.6843 | 0.329 | 0 | 0 | 0 | 10.001 | 10.001 | 3.9004 | 0 | 3.9004 | 0 | 3.9004
2017-01-01 07:00 | 0.009 | 0 | 4.228 | 0 | 7.781 | 237.3552 | 12 | 17.1793 | 3.6843 | 0 | 0 | 0 | 17.1793 | 3.6843 | 0.329 | 0 | 0 | 0 | 7.781 | 7.781 | 3.0346 | 0 | 3.0346 | 0 | 3.0346
2017-01-01 08:00 | 0.023 | 0 | 3.563 | 0 | 8.46 | 240.4194 | 12 | 17.1793 | 3.6843 | 0 | 0 | 0 | 17.1793 | 3.6843 | 0.329 | 0 | 0 | 0 | 8.46 | 8.46 | 3.2994 | 0 | 3.2994 | 0 | 3.2994
2017-01-01 09:00 | 0.047 | 0 | 2.488 | 0 | 9.559 | 242.5591 | 12 | 17.1793 | 3.6843 | 0 | 0 | 11.8237 | 5.3557 | 3.6843 | 0.65317 | 70.942 | 0 | 0 | 9.559 | 9.559 | 3.728 | 0 | 3.728 | 0 | 3.728
2017-01-01 10:00 | 0.071 | 0 | 0 | 1.891 | 10.18 | 242.5591 | 12 | 17.1793 | 3.6843 | 0 | 0 | 11.8542 | 5.3252 | 3.6843 | 0.654 | 71.125 | 0 | 0 | 10.18 | 12.071 | 3.9702 | 0 | 3.9702 | 0.73749 | 4.7077
2017-01-01 11:00 | 0.085 | 0 | 0 | 1.621 | 10.464 | 242.5591 | 12 | 17.1793 | 3.6843 | 0 | 0 | 11.874 | 5.3053 | 3.6843 | 0.65455 | 71.244 | 0 | 0 | 10.464 | 12.085 | 4.081 | 0 | 4.081 | 0.63219 | 4.7132
2017-01-01 12:00 | 0.092 | 0 | 0 | 1.402 | 10.69 | 242.5591 | 12 | 17.1793 | 3.6843 | 0 | 0 | 14.1517 | 3.0277 | 3.6843 | 0.71699 | 70.516 | 8.42 | 2.8067 | 13.4967 | 14.8987 | 4.1691 | 1.0946 | 5.2637 | 0.54678 | 5.8105
2017-01-01 13:00 | 0.099 | 0 | 1.425 | 0 | 10.674 | 243.7846 | 12 | 17.1793 | 3.6843 | 0 | 0 | 14.5875 | 2.5918 | 3.6843 | 0.72894 | 69.548 | 10.516 | 3.5053 | 14.1793 | 14.1793 | 4.1629 | 1.3671 | 5.5299 | 0 | 5.5299
2017-01-01 14:00 | 0.098 | 0 | 1.276 | 0 | 10.822 | 244.8819 | 12 | 17.1793 | 3.6843 | 0 | 0 | 3.6427 | 13.5367 | 3.6843 | 0.42887 | 0 | 12.786 | 4.262 | 15.084 | 15.084 | 4.2206 | 1.6622 | 5.8828 | 0 | 5.8828
2017-01-01 15:00 | 0.089 | 0 | 1.0905 | 0.040503 | 10.958 | 245.8198 | 12 | 17.1793 | 3.6843 | 0 | 0 | 15.3843 | 1.795 | 3.6843 | 0.75079 | 67.779 | 14.348 | 4.7827 | 15.7407 | 15.7812 | 4.2736 | 1.8652 | 6.1389 | 0.015796 | 6.1547
2017-01-01 16:00 | 0.074 | 0 | 0 | 1.149 | 10.925 | 245.8198 | 12 | 17.1793 | 3.6843 | 0 | 0 | 15.6812 | 1.4982 | 3.6843 | 0.75893 | 67.119 | 15.776 | 5.2587 | 16.1837 | 17.3327 | 4.2608 | 2.0509 | 6.3116 | 0.44811 | 6.7597
2017-01-01 17:00 | 0.053 | 0 | 0 | 1.6 | 10.453 | 245.8198 | 12 | 17.1793 | 3.6843 | 0 | 0 | 11.126 | 6.0533 | 3.6843 | 0.63404 | 66.756 | 0 | 0 | 10.453 | 12.053 | 4.0767 | 0 | 4.0767 | 0.624 | 4.7007
2017-01-01 18:00 | 0.024 | 0 | 0 | 1.249 | 10.775 | 245.8198 | 12 | 17.1793 | 3.6843 | 0 | 0 | 11.1292 | 6.0502 | 3.6843 | 0.63412 | 66.775 | 0 | 0 | 10.775 | 12.024 | 4.2023 | 0 | 4.2023 | 0.48711 | 4.6894
2017-01-01 19:00 | 0.006 | 0 | 0 | 0.73 | 11.276 | 245.8198 | 12 | 17.1793 | 3.6843 | 0 | 0 | 11.2162 | 5.9632 | 3.6843 | 0.63651 | 67.297 | 0 | 0 | 11.276 | 12.006 | 4.3976 | 0 | 4.3976 | 0.2847 | 4.6823
2017-01-01 20:00 | 0 | 1.887 | 0 | 0 | 16.887 | 243.6256 | 15 | 21.4742 | 4.6053 | 0 | 0 | 0 | 21.4742 | 4.6053 | 0.329 | 0 | 0 | 0 | 16.887 | 16.887 | 6.5859 | 0 | 6.5859 | 0 | 6.5859
2017-01-01 21:00 | 0 | 4.063 | 0 | 0 | 19.063 | 238.9012 | 15 | 21.4742 | 4.6053 | 0 | 0 | 0 | 21.4742 | 4.6053 | 0.329 | 0 | 0 | 0 | 19.063 | 19.063 | 7.4346 | 0 | 7.4346 | 0 | 7.4346
2017-01-01 22:00 | 0 | 4.072 | 0 | 0 | 19.072 | 234.1663 | 15 | 21.4742 | 4.6053 | 0 | 0 | 0 | 21.4742 | 4.6053 | 0.329 | 0 | 0 | 0 | 19.072 | 19.072 | 7.4381 | 0 | 7.4381 | 0 | 7.4381
2017-01-01 23:00 | 0 | 1.863 | 0 | 0 | 16.863 | 232 | 15 | 21.4742 | 4.6053 | 0 | 0 | 0 | 21.4742 | 4.6053 | 0.329 | 0 | 0 | 0 | 16.863 | 16.863 | 6.5766 | 0 | 6.5766 | 0 | 6.5766
2017-01-02 | 0 | 0 | 0 | 0 | 14.831 | 232 | 14.831 | 21.2322 | 4.5534 | 0 | 0 | 2.7503 | 18.4819 | 4.5534 | 0.39001 | 0 | 9.654 | 3.218 | 18.049 | 18.049 | 5.7841 | 1.255 | 7.0391 | 0 | 7.0391
2017-01-02 01:00 | 0 | 0 | 0 | 0 | 13.6 | 232 | 13.6 | 19.4699 | 4.1755 | 0 | 0 | 2.6817 | 16.7882 | 4.1755 | 0.39387 | 0 | 9.413 | 3.1377 | 16.7377 | 16.7377 | 5.304 | 1.2237 | 6.5277 | 0 | 6.5277
2017-01-02 02:00 | 0 | 0 | 0 | 0 | 13.203 | 232 | 13.203 | 18.9016 | 4.0536 | 0 | 0 | 2.4442 | 16.4574 | 4.0536 | 0.38991 | 0 | 8.579 | 2.8597 | 16.0627 | 16.0627 | 5.1492 | 1.1153 | 6.2644 | 0 | 6.2644
2017-01-02 03:00 | 0 | 0 | 0 | 0 | 12.914 | 232 | 12.914 | 18.4878 | 3.9649 | 0 | 0 | 2.2817 | 16.2062 | 3.9649 | 0.38713 | 0 | 8.008 | 2.6693 | 15.5833 | 15.5833 | 5.0365 | 1.041 | 6.0775 | 0 | 6.0775
2017-01-02 04:00 | 0 | 0 | 0 | 0 | 12.199 | 232 | 12.199 | 17.4642 | 3.7454 | 0 | 0 | 2.1958 | 15.2684 | 3.7454 | 0.38822 | 0 | 7.707 | 2.569 | 14.768 | 14.768 | 4.7576 | 1.0019 | 5.7595 | 0 | 5.7595
2017-01-02 05:00 | 0 | 0 | 1.074 | 0 | 10.926 | 232.9236 | 12 | 17.1793 | 3.6843 | 0 | 0 | 0 | 17.1793 | 3.6843 | 0.329 | 0 | 0 | 0 | 10.926 | 10.926 | 4.2611 | 0 | 4.2611 | 0 | 4.2611
2017-01-02 06:00 | 0 | 0 | 2.046 | 0 | 9.954 | 234.6832 | 12 | 17.1793 | 3.6843 | 0 | 0 | 0 | 17.1793 | 3.6843 | 0.329 | 0 | 0 | 0 | 9.954 | 9.954 | 3.8821 | 0 | 3.8821 | 0 | 3.8821
2017-01-02 07:00 | 0.006 | 0 | 4.34 | 0 | 7.666 | 238.4156 | 12 | 17.1793 | 3.6843 | 0 | 0 | 0 | 17.1793 | 3.6843 | 0.329 | 0 | 0 | 0 | 7.666 | 7.666 | 2.9897 | 0 | 2.9897 | 0 | 2.9897
2017-01-02 08:00 | 0.017 | 0 | 3.989 | 0 | 8.028 | 241.8461 | 12 | 17.1793 | 3.6843 | 0 | 0 | 0 | 17.1793 | 3.6843 | 0.329 | 0 | 0 | 0 | 8.028 | 8.028 | 3.1309 | 0 | 3.1309 | 0 | 3.1309
2017-01-02 09:00 | 0.048 | 0 | 3.046 | 0 | 9.002 | 244.4657 | 12 | 17.1793 | 3.6843 | 0 | 0 | 11.8328 | 5.3465 | 3.6843 | 0.65342 | 70.997 | 0 | 0 | 9.002 | 9.002 | 3.5108 | 0 | 3.5108 | 0 | 3.5108
2017-01-02 10:00 | 0.074 | 0 | 2.567 | 0 | 9.507 | 246.6733 | 12 | 17.1793 | 3.6843 | 0 | 0 | 11.8438 | 5.3355 | 3.6843 | 0.65372 | 71.063 | 0 | 0 | 9.507 | 9.507 | 3.7077 | 0 | 3.7077 | 0 | 3.7077
2017-01-02 11:00 | 0.074 | 0 | 2.39 | 0 | 9.684 | 248.7287 | 12 | 17.1793 | 3.6843 | 0 | 0 | 11.8215 | 5.3578 | 3.6843 | 0.65311 | 70.929 | 0 | 0 | 9.684 | 9.684 | 3.7768 | 0 | 3.7768 | 0 | 3.7768
2017-01-02 12:00 | 0.084 | 0 | 1.858 | 0 | 10.226 | 250.3266 | 12 | 17.1793 | 3.6843 | 0 | 0 | 14.4207 | 2.7587 | 3.6843 | 0.72437 | 69.919 | 9.714 | 3.238 | 13.464 | 13.464 | 3.9881 | 1.2628 | 5.251 | 0 | 5.251
2017-01-02 13:00 | 0.118 | 0 | 1.754 | 0 | 10.364 | 251.835 | 12 | 17.1793 | 3.6843 | 0 | 0 | 15.0095 | 2.1698 | 3.6843 | 0.74051 | 68.611 | 12.546 | 4.182 | 14.546 | 14.546 | 4.042 | 1.631 | 5.6729 | 0 | 5.6729
2017-01-02 14:00 | 0.137 | 0 | 1.262 | 0 | 10.875 | 252.9204 | 12 | 17.1793 | 3.6843 | 0 | 0 | 4.322 | 12.8573 | 3.6843 | 0.44749 | 0 | 15.17 | 5.0567 | 15.9317 | 15.9317 | 4.2412 | 1.9721 | 6.2134 | 0 | 6.2134
2017-01-02 15:00 | 0.115 | 0 | 0 | 0.84 | 11.275 | 252.9204 | 12 | 17.1793 | 3.6843 | 0 | 0 | 15.9643 | 1.215 | 3.6843 | 0.76669 | 66.49 | 17.138 | 5.7127 | 16.9877 | 17.8277 | 4.3973 | 2.2279 | 6.6252 | 0.3276 | 6.9528
2017-01-02 16:00 | 0.074 | 0 | 1.074 | 0 | 11 | 253.844 | 12 | 17.1793 | 3.6843 | 0 | 0 | 16.1738 | 1.0055 | 3.6843 | 0.77243 | 66.025 | 18.145 | 6.0483 | 17.0483 | 17.0483 | 4.29 | 2.3588 | 6.6488 | 0 | 6.6488
2017-01-02 17:00 | 0.08 | 0 | 1.131 | 1.7764e-15 | 10.949 | 254.8167 | 12 | 17.1793 | 3.6843 | 0 | 0 | 11.0018 | 6.1775 | 3.6843 | 0.63063 | 66.011 | 0 | 0 | 10.949 | 10.949 | 4.2701 | 0 | 4.2701 | 6.9278e-16 | 4.2701
2017-01-02 18:00 | 0.023 | 0 | 1.113 | 0 | 10.91 | 255.7738 | 12 | 17.1793 | 3.6843 | 0 | 0 | 11.0593 | 6.12 | 3.6843 | 0.63221 | 66.356 | 0 | 0 | 10.91 | 10.91 | 4.2549 | 0 | 4.2549 | 0 | 4.2549
2017-01-02 19:00 | 0.004 | 0 | 0 | 0.401 | 11.603 | 255.7738 | 12 | 17.1793 | 3.6843 | 0 | 0 | 11.1422 | 6.0372 | 3.6843 | 0.63448 | 66.853 | 0 | 0 | 11.603 | 12.004 | 4.5252 | 0 | 4.5252 | 0.15639 | 4.6816
2017-01-02 20:00 | 0 | 2.435 | 0 | 0 | 17.435 | 252.9424 | 15 | 21.4742 | 4.6053 | 0 | 0 | 0 | 21.4742 | 4.6053 | 0.329 | 0 | 0 | 0 | 17.435 | 17.435 | 6.7996 | 0 | 6.7996 | 0 | 6.7996
2017-01-02 21:00 | 0 | 5.332 | 0 | 0 | 20.332 | 246.7424 | 15 | 21.4742 | 4.6053 | 0 | 0 | 0 | 21.4742 | 4.6053 | 0.329 | 0 | 0 | 0 | 20.332 | 20.332 | 7.9295 | 0 | 7.9295 | 0 | 7.9295
2017-01-02 22:00 | 0 | 5.634 | 0 | 0 | 20.634 | 240.1913 | 15 | 21.4742 | 4.6053 | 0 | 0 | 0 | 21.4742 | 4.6053 | 0.329 | 0 | 0 | 0 | 20.634 | 20.634 | 8.0473 | 0 | 8.0473 | 0 | 8.0473
2017-01-02 23:00 | 0 | 2.572 | 0 | 0 | 17.572 | 237.2006 | 15 | 21.4742 | 4.6053 | 0 | 0 | 0 | 21.4742 | 4.6053 | 0.329 | 0 | 0 | 0 | 17.572 | 17.572 | 6.8531 | 0 | 6.8531 | 0 | 6.8531
2017-01-03 | 0 | 0.143 | 0 | 0 | 15.143 | 237.0343 | 15 | 21.4742 | 4.6053 | 0 | 0 | 3.0168 | 18.4573 | 4.6053 | 0.39517 | 0 | 10.589 | 3.5297 | 18.6727 | 18.6727 | 5.9058 | 1.3766 | 7.2823 | 0 | 7.2823
2017-01-03 01:00 | 0 | 0 | 0 | 0 | 13.75 | 237.0343 | 13.75 | 19.6847 | 4.2215 | 0 | 0 | 2.8363 | 16.8483 | 4.2215 | 0.39687 | 0 | 9.956 | 3.3187 | 17.0687 | 17.0687 | 5.3625 | 1.2943 | 6.6568 | 0 | 6.6568
2017-01-03 02:00 | 0 | 0 | 0 | 0 | 13.126 | 237.0343 | 13.126 | 18.7913 | 4.03 | 0 | 0 | 2.6303 | 16.161 | 4.03 | 0.39493 | 0 | 9.233 | 3.0777 | 16.2037 | 16.2037 | 5.1191 | 1.2003 | 6.3194 | 0 | 6.3194
2017-01-03 03:00 | 0 | 0 | 0 | 0 | 12.682 | 237.0343 | 12.682 | 18.1557 | 3.8936 | 0 | 0 | 2.448 | 15.7077 | 3.8936 | 0.39251 | 0 | 8.592 | 2.864 | 15.546 | 15.546 | 4.946 | 1.117 | 6.0629 | 0 | 6.0629
2017-01-03 04:00 | 0 | 0 | 0 | 0 | 12.283 | 237.0343 | 12.283 | 17.5845 | 3.7711 | 0 | 0 | 2.291 | 15.2935 | 3.7711 | 0.39036 | 0 | 8.042 | 2.6807 | 14.9637 | 14.9637 | 4.7904 | 1.0455 | 5.8358 | 0 | 5.8358
2017-01-03 05:00 | 0 | 0 | 0 | 0.742 | 11.258 | 237.0343 | 12 | 17.1793 | 3.6843 | 0 | 0 | 0 | 17.1793 | 3.6843 | 0.329 | 0 | 0 | 0 | 11.258 | 12 | 4.3906 | 0 | 4.3906 | 0.28938 | 4.68
2017-01-03 06:00 | 0 | 0 | 1.918 | 1.7764e-15 | 10.082 | 238.6838 | 12 | 17.1793 | 3.6843 | 0 | 0 | 0 | 17.1793 | 3.6843 | 0.329 | 0 | 0 | 0 | 10.082 | 10.082 | 3.932 | 0 | 3.932 | 6.9278e-16 | 3.932
2017-01-03 07:00 | 0.015 | 0 | 4.165 | 1.7764e-15 | 7.85 | 242.2657 | 12 | 17.1793 | 3.6843 | 0 | 0 | 0 | 17.1793 | 3.6843 | 0.329 | 0 | 0 | 0 | 7.85 | 7.85 | 3.0615 | 0 | 3.0615 | 6.9278e-16 | 3.0615
2017-01-03 08:00 | 0.051 | 0 | 4.275 | 0 | 7.776 | 245.9422 | 12 | 17.1793 | 3.6843 | 0 | 0 | 0 | 17.1793 | 3.6843 | 0.329 | 0 | 0 | 0 | 7.776 | 7.776 | 3.0326 | 0 | 3.0326 | 0 | 3.0326
2017-01-03 09:00 | 0.089 | 0 | 3.782 | 0 | 8.307 | 249.1947 | 12 | 17.1793 | 3.6843 | 0 | 0 | 11.9223 | 5.257 | 3.6843 | 0.65587 | 71.534 | 0 | 0 | 8.307 | 8.307 | 3.2397 | 0 | 3.2397 | 0 | 3.2397
2017-01-03 10:00 | 0.123 | 0 | 3.198 | 0 | 8.925 | 251.945 | 12 | 17.1793 | 3.6843 | 0 | 0 | 11.9405 | 5.2388 | 3.6843 | 0.65637 | 71.643 | 0 | 0 | 8.925 | 8.925 | 3.4808 | 0 | 3.4808 | 0 | 3.4808
2017-01-03 11:00 | 0.154 | 0 | 2.903 | 0 | 9.251 | 254.4416 | 12 | 17.1793 | 3.6843 | 0 | 0 | 11.9103 | 5.269 | 3.6843 | 0.65554 | 71.462 | 0 | 0 | 9.251 | 9.251 | 3.6079 | 0 | 3.6079 | 0 | 3.6079
2017-01-03 12:00 | 0.123 | 0 | 1.897 | 0 | 10.226 | 256.073 | 12 | 17.1793 | 3.6843 | 0 | 0 | 14.3403 | 2.839 | 3.6843 | 0.72216 | 70.097 | 9.327 | 3.109 | 13.335 | 13.335 | 3.9881 | 1.2125 | 5.2007 | 0 | 5.2007
2017-01-03 13:00 | 0.103 | 0 | 2.078 | 0 | 10.025 | 257.8601 | 12 | 17.1793 | 3.6843 | 0 | 0 | 15.0307 | 2.1487 | 3.6843 | 0.74109 | 68.564 | 12.648 | 4.216 | 14.241 | 14.241 | 3.9097 | 1.6442 | 5.554 | 0 | 5.554
2017-01-03 14:00 | 0.124 | 0 | 1.724 | 0 | 10.4 | 259.3427 | 12 | 17.1793 | 3.6843 | 0 | 0 | 4.424 | 12.7553 | 3.6843 | 0.45029 | 0 | 15.528 | 5.176 | 15.576 | 15.576 | 4.056 | 2.0186 | 6.0746 | 0 | 6.0746
2017-01-03 15:00 | 0.126 | 0 | 1.399 | 0 | 10.727 | 260.5458 | 12 | 17.1793 | 3.6843 | 0 | 0 | 16.1015 | 1.0778 | 3.6843 | 0.77045 | 66.186 | 17.798 | 5.9327 | 16.6597 | 16.6597 | 4.1835 | 2.3137 | 6.4973 | 0 | 6.4973
2017-01-03 16:00 | 0.124 | 0 | 1.661 | 0 | 10.463 | 261.9743 | 12 | 17.1793 | 3.6843 | 0 | 0 | 16.4228 | 0.7565 | 3.6843 | 0.77926 | 65.472 | 19.343 | 6.4477 | 16.9107 | 16.9107 | 4.0806 | 2.5146 | 6.5952 | 0 | 6.5952
2017-01-03 17:00 | 0.074 | 0 | 1.76 | 0 | 10.314 | 263.4879 | 12 | 17.1793 | 3.6843 | 0 | 0 | 10.8685 | 6.3108 | 3.6843 | 0.62698 | 65.211 | 0 | 0 | 10.314 | 10.314 | 4.0225 | 0 | 4.0225 | 0 | 4.0225
2017-01-03 18:00 | 0.034 | 0 | 1.376 | 0 | 10.658 | 264.6713 | 12 | 17.1793 | 3.6843 | 0 | 0 | 10.864 | 6.3153 | 3.6843 | 0.62685 | 65.184 | 0 | 0 | 10.658 | 10.658 | 4.1566 | 0 | 4.1566 | 0 | 4.1566
2017-01-03 19:00 | 0.004 | 0 | 0 | 0.258 | 11.746 | 264.6713 | 12 | 17.1793 | 3.6843 | 0 | 0 | 10.901 | 6.2783 | 3.6843 | 0.62787 | 65.406 | 0 | 0 | 11.746 | 12.004 | 4.5809 | 0 | 4.5809 | 0.10062 | 4.6816
2017-01-03 20:00 | 0 | 1.695 | 0 | 0 | 16.695 | 262.7003 | 15 | 21.4742 | 4.6053 | 0 | 0 | 0 | 21.4742 | 4.6053 | 0.329 | 0 | 0 | 0 | 16.695 | 16.695 | 6.5111 | 0 | 6.5111 | 0 | 6.5111
2017-01-03 21:00 | 0 | 4.161 | 0 | 0 | 19.161 | 257.862 | 15 | 21.4742 | 4.6053 | 0 | 0 | 0 | 21.4742 | 4.6053 | 0.329 | 0 | 0 | 0 | 19.161 | 19.161 | 7.4728 | 0 | 7.4728 | 0 | 7.4728
2017-01-03 22:00 | 0 | 4.145 | 0 | 0 | 19.145 | 253.0422 | 15 | 21.4742 | 4.6053 | 0 | 0 | 0 | 21.4742 | 4.6053 | 0.329 | 0 | 0 | 0 | 19.145 | 19.145 | 7.4665 | 0 | 7.4665 | 0 | 7.4665
2017-01-03 23:00 | 0 | 2.859 | 0 | 0 | 17.859 | 249.7178 | 15 | 21.4742 | 4.6053 | 0 | 0 | 0 | 21.4742 | 4.6053 | 0.329 | 0 | 0 | 0 | 17.859 | 17.859 | 6.965 | 0 | 6.965 | 0 | 6.965
2017-01-04 | 0 | 0 | 0 | 0 | 14.445 | 249.7178 | 14.445 | 20.6796 | 4.4349 | 0 | 0 | 3.0067 | 17.673 | 4.4349 | 0.39748 | 0 | 10.554 | 3.518 | 17.963 | 17.963 | 5.6336 | 1.372 | 7.0056 | 0 | 7.0056
2017-01-04 01:00 | 0 | 0 | 0 | 0 | 13.499 | 249.7178 | 13.499 | 19.3253 | 4.1445 | 0 | 0 | 2.67 | 16.6553 | 4.1445 | 0.39407 | 0 | 9.372 | 3.124 | 16.623 | 16.623 | 5.2646 | 1.2184 | 6.483 | 0 | 6.483
2017-01-04 02:00 | 0 | 0 | 0 | 0 | 12.766 | 249.7178 | 12.766 | 18.2759 | 3.9194 | 0 | 0 | 2.442 | 15.8339 | 3.9194 | 0.39193 | 0 | 8.571 | 2.857 | 15.623 | 15.623 | 4.9787 | 1.1142 | 6.093 | 0 | 6.093
2017-01-04 03:00 | 0 | 0 | 0 | 0 | 12.323 | 249.7178 | 12.323 | 17.6417 | 3.7834 | 0 | 0 | 2.2373 | 15.4044 | 3.7834 | 0.38873 | 0 | 7.853 | 2.6177 | 14.9407 | 14.9407 | 4.806 | 1.0209 | 5.8269 | 0 | 5.8269
2017-01-04 04:00 | 0 | 0 | 0 | 0.449 | 11.551 | 249.7178 | 12 | 17.1793 | 3.6843 | 0 | 0 | 2.0893 | 15.09 | 3.6843 | 0.38628 | 0 | 7.334 | 2.4447 | 13.9957 | 14.4447 | 4.5049 | 0.95342 | 5.4583 | 0.17511 | 5.6334
2017-01-04 05:00 | 0 | 0 | 0 | 0.774 | 11.226 | 249.7178 | 12 | 17.1793 | 3.6843 | 0 | 0 | 0 | 17.1793 | 3.6843 | 0.329 | 0 | 0 | 0 | 11.226 | 12 | 4.3781 | 0 | 4.3781 | 0.30186 | 4.68
2017-01-04 06:00 | 0 | 0 | 1.927 | 0 | 10.073 | 251.375 | 12 | 17.1793 | 3.6843 | 0 | 0 | 0 | 17.1793 | 3.6843 | 0.329 | 0 | 0 | 0 | 10.073 | 10.073 | 3.9285 | 0 | 3.9285 | 0 | 3.9285
2017-01-04 07:00 | 0.013 | 0 | 4.009 | 0 | 8.004 | 254.8227 | 12 | 17.1793 | 3.6843 | 0 | 0 | 0 | 17.1793 | 3.6843 | 0.329 | 0 | 0 | 0 | 8.004 | 8.004 | 3.1216 | 0 | 3.1216 | 0 | 3.1216
2017-01-04 08:00 | 0.055 | 0 | 3.921 | 0 | 8.134 | 258.1948 | 12 | 17.1793 | 3.6843 | 0 | 0 | 0 | 17.1793 | 3.6843 | 0.329 | 0 | 0 | 0 | 8.134 | 8.134 | 3.1723 | 0 | 3.1723 | 0 | 3.1723
2017-01-04 09:00 | 0.088 | 0 | 2.858 | 0 | 9.23 | 260.6527 | 12 | 17.1793 | 3.6843 | 0 | 0 | 11.9747 | 5.2047 | 3.6843 | 0.65731 | 71.848 | 0 | 0 | 9.23 | 9.23 | 3.5997 | 0 | 3.5997 | 0 | 3.5997
2017-01-04 10:00 | 0.114 | 0 | 2.801 | 0 | 9.313 | 263.0615 | 12 | 17.1793 | 3.6843 | 0 | 0 | 11.9947 | 5.1847 | 3.6843 | 0.65785 | 71.968 | 0 | 0 | 9.313 | 9.313 | 3.6321 | 0 | 3.6321 | 0 | 3.6321
2017-01-04 11:00 | 0.142 | 0 | 2.589 | 1.7764e-15 | 9.553 | 265.2881 | 12 | 17.1793 | 3.6843 | 0 | 0 | 11.9507 | 5.2287 | 3.6843 | 0.65665 | 71.704 | 0 | 0 | 9.553 | 9.553 | 3.7257 | 0 | 3.7257 | 6.9278e-16 | 3.7257
2017-01-04 12:00 | 0.147 | 0 | 2.08 | 0 | 10.067 | 267.0769 | 12 | 17.1793 | 3.6843 | 0 | 0 | 14.311 | 2.8683 | 3.6843 | 0.72136 | 70.162 | 9.186 | 3.062 | 13.129 | 13.129 | 3.9261 | 1.1942 | 5.1203 | 0 | 5.1203
2017-01-04 13:00 | 0.144 | 0 | 1.727 | 0 | 10.417 | 268.5621 | 12 | 17.1793 | 3.6843 | 0 | 0 | 14.9495 | 2.2298 | 3.6843 | 0.73887 | 68.744 | 12.257 | 4.0857 | 14.5027 | 14.5027 | 4.0626 | 1.5934 | 5.656 | 0 | 5.656
2017-01-04 14:00 | 0.141 | 0 | 2.082 | 0 | 10.059 | 270.3526 | 12 | 17.1793 | 3.6843 | 0 | 0 | 4.2353 | 12.944 | 3.6843 | 0.44512 | 0 | 14.866 | 4.9553 | 15.0143 | 15.0143 | 3.923 | 1.9326 | 5.8556 | 0 | 5.8556
2017-01-04 15:00 | 0.134 | 0 | 1.265 | 0 | 10.869 | 271.4405 | 12 | 17.1793 | 3.6843 | 0 | 0 | 15.94 | 1.2393 | 3.6843 | 0.76602 | 66.545 | 17.021 | 5.6737 | 16.5427 | 16.5427 | 4.2389 | 2.2127 | 6.4516 | 0 | 6.4516
2017-01-04 16:00 | 0.136 | 0 | 1.761 | 0 | 10.375 | 272.955 | 12 | 17.1793 | 3.6843 | 0 | 0 | 16.2417 | 0.93766 | 3.6843 | 0.77429 | 65.875 | 18.471 | 6.157 | 16.532 | 16.532 | 4.0463 | 2.4012 | 6.4475 | 0 | 6.4475
2017-01-04 17:00 | 0.093 | 0 | 1.543 | 0 | 10.55 | 274.282 | 12 | 17.1793 | 3.6843 | 0 | 0 | 10.9038 | 6.2755 | 3.6843 | 0.62795 | 65.423 | 0 | 0 | 10.55 | 10.55 | 4.1145 | 0 | 4.1145 | 0 | 4.1145
2017-01-04 18:00 | 0.031 | 0 | 1.079 | 0 | 10.952 | 275.2099 | 12 | 17.1793 | 3.6843 | 0 | 0 | 10.8723 | 6.307 | 3.6843 | 0.62708 | 65.234 | 0 | 0 | 10.952 | 10.952 | 4.2713 | 0 | 4.2713 | 0 | 4.2713
2017-01-04 19:00 | 0.004 | 0 | 0 | 0.228 | 11.776 | 275.2099 | 12 | 17.1793 | 3.6843 | 0 | 0 | 10.877 | 6.3023 | 3.6843 | 0.62721 | 65.262 | 0 | 0 | 11.776 | 12.004 | 4.5926 | 0 | 4.5926 | 0.08892 | 4.6816
2017-01-04 20:00 | 0 | 2.581 | 0 | 0 | 17.581 | 272.2087 | 15 | 21.4742 | 4.6053 | 0 | 0 | 0 | 21.4742 | 4.6053 | 0.329 | 0 | 0 | 0 | 17.581 | 17.581 | 6.8566 | 0 | 6.8566 | 0 | 6.8566
2017-01-04 21:00 | 0 | 5.332 | 0 | 0 | 20.332 | 266.0087 | 15 | 21.4742 | 4.6053 | 0 | 0 | 0 | 21.4742 | 4.6053 | 0.329 | 0 | 0 | 0 | 20.332 | 20.332 | 7.9295 | 0 | 7.9295 | 0 | 7.9295
2017-01-04 22:00 | 0 | 5.155 | 0 | 0 | 20.155 | 260.0145 | 15 | 21.4742 | 4.6053 | 0 | 0 | 0 | 21.4742 | 4.6053 | 0.329 | 0 | 0 | 0 | 20.155 | 20.155 | 7.8605 | 0 | 7.8605 | 0 | 7.8605
2017-01-04 23:00 | 0 | 2.753 | 0 | 0 | 17.753 | 256.8134 | 15 | 21.4742 | 4.6053 | 0 | 0 | 0 | 21.4742 | 4.6053 | 0.329 | 0 | 0 | 0 | 17.753 | 17.753 | 6.9237 | 0 | 6.9237 | 0 | 6.9237
2017-01-05 | 0 | 0.472 | 0 | 0 | 15.472 | 256.2645 | 15 | 21.4742 | 4.6053 | 0 | 0 | 3.1645 | 18.3097 | 4.6053 | 0.39841 | 0 | 11.107 | 3.7023 | 19.1743 | 19.1743 | 6.0341 | 1.4439 | 7.478 | 0 | 7.478
2017-01-05 01:00 | 0 | 0 | 0 | 0 | 14.01 | 256.2645 | 14.01 | 20.0569 | 4.3014 | 0 | 0 | 2.8722 | 17.1847 | 4.3014 | 0.39645 | 0 | 10.081 | 3.3603 | 17.3703 | 17.3703 | 5.4639 | 1.3105 | 6.7744 | 0 | 6.7744
2017-01-05 02:00 | 0 | 0 | 0 | 0 | 13.262 | 256.2645 | 13.262 | 18.986 | 4.0717 | 0 | 0 | 2.5888 | 16.3972 | 4.0717 | 0.39322 | 0 | 9.087 | 3.029 | 16.291 | 16.291 | 5.1722 | 1.1813 | 6.3535 | 0 | 6.3535
2017-01-05 03:00 | 0 | 0 | 0 | 0 | 12.021 | 256.2645 | 12.021 | 17.2094 | 3.6907 | 0 | 0 | 2.4405 | 14.7689 | 3.6907 | 0.39579 | 0 | 8.566 | 2.8553 | 14.8763 | 14.8763 | 4.6882 | 1.1136 | 5.8018 | 0 | 5.8018
2017-01-05 04:00 | 0 | 0 | 0 | 0.593 | 11.407 | 256.2645 | 12 | 17.1793 | 3.6843 | 0 | 0 | 2.3582 | 14.8212 | 3.6843 | 0.39365 | 0 | 8.277 | 2.759 | 14.166 | 14.759 | 4.4487 | 1.076 | 5.5247 | 0.23127 | 5.756
2017-01-05 05:00 | 0 | 0 | 1.194 | 0 | 10.806 | 257.2914 | 12 | 17.1793 | 3.6843 | 0 | 0 | 0 | 17.1793 | 3.6843 | 0.329 | 0 | 0 | 0 | 10.806 | 10.806 | 4.2143 | 0 | 4.2143 | 0 | 4.2143
2017-01-05 06:00 | 0 | 0 | 1.495 | 0 | 10.505 | 258.5771 | 12 | 17.1793 | 3.6843 | 0 | 0 | 0 | 17.1793 | 3.6843 | 0.329 | 0 | 0 | 0 | 10.505 | 10.505 | 4.097 | 0 | 4.097 | 0 | 4.097
2017-01-05 07:00 | 0.016 | 0 | 3.814 | 0 | 8.202 | 261.8571 | 12 | 17.1793 | 3.6843 | 0 | 0 | 0 | 17.1793 | 3.6843 | 0.329 | 0 | 0 | 0 | 8.202 | 8.202 | 3.1988 | 0 | 3.1988 | 0 | 3.1988
2017-01-05 08:00 | 0.048 | 0 | 3.609 | 0 | 8.439 | 264.9609 | 12 | 17.1793 | 3.6843 | 0 | 0 | 0 | 17.1793 | 3.6843 | 0.329 | 0 | 0 | 0 | 8.439 | 8.439 | 3.2912 | 0 | 3.2912 | 0 | 3.2912
2017-01-05 09:00 | 0.105 | 0 | 1.3074 | 1.4466 | 9.351 | 266.0852 | 12 | 17.1793 | 3.6843 | 0 | 0 | 11.8267 | 5.3527 | 3.6843 | 0.65325 | 70.96 | 0 | 0 | 9.351 | 10.7976 | 3.6469 | 0 | 3.6469 | 0.56417 | 4.2111
2017-01-05 10:00 | 0.123 | 0 | 0 | 2.762 | 9.361 | 266.0852 | 12 | 17.1793 | 3.6843 | 0 | 0 | 11.874 | 5.3053 | 3.6843 | 0.65455 | 71.244 | 0 | 0 | 9.361 | 12.123 | 3.6508 | 0 | 3.6508 | 1.0772 | 4.728
2017-01-05 11:00 | 0.157 | 0 | 0 | 2.693 | 9.464 | 266.0852 | 12 | 17.1793 | 3.6843 | 0 | 0 | 11.856 | 5.3233 | 3.6843 | 0.65405 | 71.136 | 0 | 0 | 9.464 | 12.157 | 3.691 | 0 | 3.691 | 1.0503 | 4.7412
2017-01-05 12:00 | 0.161 | 0 | 0 | 1.943 | 10.218 | 266.0852 | 12 | 17.1793 | 3.6843 | 0 | 0 | 14.4592 | 2.7202 | 3.6843 | 0.72542 | 69.833 | 9.899 | 3.2997 | 13.5177 | 15.4607 | 3.985 | 1.2869 | 5.2719 | 0.75777 | 6.0297
2017-01-05 13:00 | 0.153 | 0 | 0 | 1.929 | 10.224 | 266.0852 | 12 | 17.1793 | 3.6843 | 0 | 0 | 15.0732 | 2.1062 | 3.6843 | 0.74226 | 68.47 | 12.852 | 4.284 | 14.508 | 16.437 | 3.9874 | 1.6708 | 5.6581 | 0.75231 | 6.4104
2017-01-05 14:00 | 0.168 | 0 | 0 | 1.26 | 10.908 | 266.0852 | 12 | 17.1793 | 3.6843 | 0 | 0 | 4.4398 | 12.7395 | 3.6843 | 0.45073 | 0 | 15.584 | 5.1947 | 16.1027 | 17.3627 | 4.2541 | 2.0259 | 6.28 | 0.4914 | 6.7714
2017-01-05 15:00 | 0.154 | 0 | 0 | 1.051 | 11.103 | 266.0852 | 12 | 17.1793 | 3.6843 | 0 | 0 | 16.0815 | 1.0978 | 3.6843 | 0.7699 | 66.23 | 17.701 | 5.9003 | 17.0033 | 18.0543 | 4.3302 | 2.3011 | 6.6313 | 0.40989 | 7.0412
2017-01-05 16:00 | 0.102 | 0 | 0 | 0.793 | 11.309 | 266.0852 | 12 | 17.1793 | 3.6843 | 0 | 0 | 16.3865 | 0.79283 | 3.6843 | 0.77826 | 65.553 | 19.168 | 6.3893 | 17.6983 | 18.4913 | 4.4105 | 2.4918 | 6.9023 | 0.30927 | 7.2116
2017-01-05 17:00 | 0.075 | 0 | 0 | 0.691 | 11.384 | 266.0852 | 12 | 17.1793 | 3.6843 | 0 | 0 | 10.8658 | 6.3135 | 3.6843 | 0.6269 | 65.195 | 0 | 0 | 11.384 | 12.075 | 4.4398 | 0 | 4.4398 | 0.26949 | 4.7093
2017-01-05 18:00 | 0.04 | 0 | 0 | 0.701 | 11.339 | 266.0852 | 12 | 17.1793 | 3.6843 | 0 | 0 | 10.858 | 6.3213 | 3.6843 | 0.62669 | 65.148 | 0 | 0 | 11.339 | 12.04 | 4.4222 | 0 | 4.4222 | 0.27339 | 4.6956
2017-01-05 19:00 | 0.005 | 0 | 0 | 0.729 | 11.276 | 266.0852 | 12 | 17.1793 | 3.6843 | 0 | 0 | 10.9077 | 6.2717 | 3.6843 | 0.62805 | 65.446 | 0 | 0 | 11.276 | 12.005 | 4.3976 | 0 | 4.3976 | 0.28431 | 4.6819
2017-01-05 20:00 | 0 | 3.328 | 0 | 0 | 18.328 | 262.2155 | 15 | 21.4742 | 4.6053 | 0 | 0 | 0 | 21.4742 | 4.6053 | 0.329 | 0 | 0 | 0 | 18.328 | 18.328 | 7.1479 | 0 | 7.1479 | 0 | 7.1479
2017-01-05 21:00 | 0 | 6.002 | 0 | 0 | 21.002 | 255.2364 | 15 | 21.4742 | 4.6053 | 0 | 0 | 0 | 21.4742 | 4.6053 | 0.329 | 0 | 0 | 0 | 21.002 | 21.002 | 8.1908 | 0 | 8.1908 | 0 | 8.1908
2017-01-05 22:00 | 0 | 5.038 | 0 | 0 | 20.038 | 249.3783 | 15 | 21.4742 | 4.6053 | 0 | 0 | 0 | 21.4742 | 4.6053 | 0.329 | 0 | 0 | 0 | 20.038 | 20.038 | 7.8148 | 0 | 7.8148 | 0 | 7.8148
2017-01-05 23:00 | 0 | 2.872 | 0 | 0 | 17.872 | 246.0387 | 15 | 21.4742 | 4.6053 | 0 | 0 | 0 | 21.4742 | 4.6053 | 0.329 | 0 | 0 | 0 | 17.872 | 17.872 | 6.9701 | 0 | 6.9701 | 0 | 6.9701
2017-01-06 | 0 | 0.306 | 0 | 0 | 15.306 | 245.6829 | 15 | 21.4742 | 4.6053 | 0 | 0 | 3.3463 | 18.1278 | 4.6053 | 0.4024 | 0 | 11.746 | 3.9153 | 19.2213 | 19.2213 | 5.9693 | 1.527 | 7.4963 | 0 | 7.4963
2017-01-06 01:00 | 0 | 0 | 0 | 0 | 14.748 | 245.6829 | 14.748 | 21.1134 | 4.528 | 0 | 0 | 3.2122 | 17.9012 | 4.528 | 0.40066 | 0 | 11.275 | 3.7583 | 18.5063 | 18.5063 | 5.7517 | 1.4658 | 7.2175 | 0 | 7.2175
2017-01-06 02:00 | 0 | 0 | 0 | 0 | 13.076 | 245.6829 | 13.076 | 18.7197 | 4.0146 | 0 | 0 | 3.081 | 15.6387 | 4.0146 | 0.40652 | 0 | 10.814 | 3.6047 | 16.6807 | 16.6807 | 5.0996 | 1.4058 | 6.5055 | 0 | 6.5055
2017-01-06 03:00 | 0 | 0 | 0 | 0 | 12.483 | 245.6829 | 12.483 | 17.8708 | 3.8326 | 0 | 0 | 2.9382 | 14.9326 | 3.8326 | 0.40644 | 0 | 10.313 | 3.4377 | 15.9207 | 15.9207 | 4.8684 | 1.3407 | 6.2091 | 0 | 6.2091
2017-01-06 04:00 | 0 | 0 | 0 | 0.191 | 11.809 | 245.6829 | 12 | 17.1793 | 3.6843 | 0 | 0 | 2.8447 | 14.3347 | 3.6843 | 0.40699 | 0 | 9.985 | 3.3283 | 15.1373 | 15.3283 | 4.6055 | 1.298 | 5.9036 | 0.07449 | 5.9781
2017-01-06 05:00 | 0 | 0 | 0 | 0.236 | 11.764 | 245.6829 | 12 | 17.1793 | 3.6843 | 0 | 0 | 0 | 17.1793 | 3.6843 | 0.329 | 0 | 0 | 0 | 11.764 | 12 | 4.588 | 0 | 4.588 | 0.09204 | 4.68
2017-01-06 06:00 | 0 | 0 | 0.958 | 0 | 11.042 | 246.5068 | 12 | 17.1793 | 3.6843 | 0 | 0 | 0 | 17.1793 | 3.6843 | 0.329 | 0 | 0 | 0 | 11.042 | 11.042 | 4.3064 | 0 | 4.3064 | 0 | 4.3064
2017-01-06 07:00 | 0.021 | 0 | 2.899 | 0 | 9.122 | 248.9999 | 12 | 17.1793 | 3.6843 | 0 | 0 | 0 | 17.1793 | 3.6843 | 0.329 | 0 | 0 | 0 | 9.122 | 9.122 | 3.5576 | 0 | 3.5576 | 0 | 3.5576
2017-01-06 08:00 | 0.027 | 0 | 3.167 | 0 | 8.86 | 251.7235 | 12 | 17.1793 | 3.6843 | 0 | 0 | 0 | 17.1793 | 3.6843 | 0.329 | 0 | 0 | 0 | 8.86 | 8.86 | 3.4554 | 0 | 3.4554 | 0 | 3.4554
2017-01-06 09:00 | 0.084 | 0 | 2.611 | 1.7764e-15 | 9.473 | 253.969 | 12 | 17.1793 | 3.6843 | 0 | 0 | 11.8358 | 5.3435 | 3.6843 | 0.6535 | 71.015 | 0 | 0 | 9.473 | 9.473 | 3.6945 | 0 | 3.6945 | 6.9278e-16 | 3.6945
2017-01-06 10:00 | 0.112 | 0 | 1.732 | 0 | 10.38 | 255.4585 | 12 | 17.1793 | 3.6843 | 0 | 0 | 11.8728 | 5.3065 | 3.6843 | 0.65451 | 71.237 | 0 | 0 | 10.38 | 10.38 | 4.0482 | 0 | 4.0482 | 0 | 4.0482
2017-01-06 11:00 | 0.156 | 0 | 2.122 | 0 | 10.034 | 257.2834 | 12 | 17.1793 | 3.6843 | 0 | 0 | 11.8348 | 5.3445 | 3.6843 | 0.65347 | 71.009 | 0 | 0 | 10.034 | 10.034 | 3.9133 | 0 | 3.9133 | 0 | 3.9133
2017-01-06 12:00 | 0.146 | 0 | 1.593 | 0 | 10.553 | 258.6534 | 12 | 17.1793 | 3.6843 | 0 | 0 | 14.4353 | 2.744 | 3.6843 | 0.72477 | 69.886 | 9.784 | 3.2613 | 13.8143 | 13.8143 | 4.1157 | 1.2719 | 5.3876 | 0 | 5.3876
2017-01-06 13:00 | 0.157 | 0 | 1.073 | 0 | 11.084 | 259.5762 | 12 | 17.1793 | 3.6843 | 0 | 0 | 14.8848 | 2.2945 | 3.6843 | 0.73709 | 68.888 | 11.946 | 3.982 | 15.066 | 15.066 | 4.3228 | 1.553 | 5.8757 | 0 | 5.8757
2017-01-06 14:00 | 0.132 | 0 | 1.454 | 0 | 10.678 | 260.8266 | 12 | 17.1793 | 3.6843 | 0 | 0 | 4.0018 | 13.1775 | 3.6843 | 0.43872 | 0 | 14.046 | 4.682 | 15.36 | 15.36 | 4.1644 | 1.826 | 5.9904 | 0 | 5.9904
2017-01-06 15:00 | 0.107 | 0 | 1.239 | 0 | 10.868 | 261.8922 | 12 | 17.1793 | 3.6843 | 0 | 0 | 15.7018 | 1.4775 | 3.6843 | 0.75949 | 67.073 | 15.876 | 5.292 | 16.16 | 16.16 | 4.2385 | 2.0639 | 6.3024 | 0 | 6.3024
2017-01-06 16:00 | 0.082 | 0 | 1.514 | 0 | 10.568 | 263.1942 | 12 | 17.1793 | 3.6843 | 0 | 0 | 15.9712 | 1.2082 | 3.6843 | 0.76688 | 66.475 | 17.171 | 5.7237 | 16.2917 | 16.2917 | 4.1215 | 2.2322 | 6.3537 | 0 | 6.3537
2017-01-06 17:00 | 0.083 | 0 | 1.644 | 0 | 10.439 | 264.6081 | 12 | 17.1793 | 3.6843 | 0 | 0 | 11.0267 | 6.1527 | 3.6843 | 0.63131 | 66.16 | 0 | 0 | 10.439 | 10.439 | 4.0712 | 0 | 4.0712 | 0 | 4.0712
2017-01-06 18:00 | 0.032 | 0 | 1.045 | 0 | 10.987 | 265.5068 | 12 | 17.1793 | 3.6843 | 0 | 0 | 11.0082 | 6.1712 | 3.6843 | 0.63081 | 66.049 | 0 | 0 | 10.987 | 10.987 | 4.2849 | 0 | 4.2849 | 0 | 4.2849
2017-01-06 19:00 | 0.005 | 0 | 0 | 0 | 12.156 | 265.5068 | 12.151 | 17.3955 | 3.7306 | 0 | 0 | 11.0263 | 6.3692 | 3.7306 | 0.62755 | 66.158 | 0 | 0 | 12.156 | 12.156 | 4.7408 | 0 | 4.7408 | 0 | 4.7408
2017-01-06 20:00 | 0 | 3.317 | 0 | 0 | 18.317 | 261.6498 | 15 | 21.4742 | 4.6053 | 0 | 0 | 0 | 21.4742 | 4.6053 | 0.329 | 0 | 0 | 0 | 18.317 | 18.317 | 7.1436 | 0 | 7.1436 | 0 | 7.1436
2017-01-06 21:00 | 0 | 5.149 | 0 | 0 | 20.149 | 255.6626 | 15 | 21.4742 | 4.6053 | 0 | 0 | 0 | 21.4742 | 4.6053 | 0.329 | 0 | 0 | 0 | 20.149 | 20.149 | 7.8581 | 0 | 7.8581 | 0 | 7.8581
2017-01-06 22:00 | 0 | 4.641 | 0 | 0 | 19.641 | 250.2661 | 15 | 21.4742 | 4.6053 | 0 | 0 | 0 | 21.4742 | 4.6053 | 0.329 | 0 | 0 | 0 | 19.641 | 19.641 | 7.66 | 0 | 7.66 | 0 | 7.66
2017-01-06 23:00 | 0 | 2.912 | 0 | 0 | 17.912 | 246.88 | 15 | 21.4742 | 4.6053 | 0 | 0 | 0 | 21.4742 | 4.6053 | 0.329 | 0 | 0 | 0 | 17.912 | 17.912 | 6.9857 | 0 | 6.9857 | 0 | 6.9857
2017-01-07 | 0 | 0.224 | 0 | 0 | 15.224 | 246.6196 | 15 | 21.4742 | 4.6053 | 0 | 0 | 3.026 | 18.4482 | 4.6053 | 0.39537 | 0 | 10.621 | 3.5403 | 18.7643 | 18.7643 | 5.9374 | 1.3807 | 7.3181 | 0 | 7.3181
2017-01-07 01:00 | 0 | 0 | 0 | 0 | 13.598 | 246.6196 | 13.598 | 19.467 | 4.1749 | 0 | 0 | 2.769 | 16.698 | 4.1749 | 0.396 | 0 | 9.719 | 3.2397 | 16.8377 | 16.8377 | 5.3032 | 1.2635 | 6.5667 | 0 | 6.5667
2017-01-07 02:00 | 0 | 0 | 0 | 0 | 13.07 | 246.6196 | 13.07 | 18.7112 | 4.0128 | 0 | 0 | 2.5202 | 16.191 | 4.0128 | 0.39244 | 0 | 8.846 | 2.9487 | 16.0187 | 16.0187 | 5.0973 | 1.15 | 6.2473 | 0 | 6.2473
2017-01-07 03:00 | 0 | 0 | 0 | 0 | 12.449 | 246.6196 | 12.449 | 17.8221 | 3.8221 | 0 | 0 | 2.3372 | 15.485 | 3.8221 | 0.39077 | 0 | 8.204 | 2.7347 | 15.1837 | 15.1837 | 4.8551 | 1.0665 | 5.9216 | 0 | 5.9216
2017-01-07 04:00 | 0 | 0 | 0 | 0.193 | 11.807 | 246.6196 | 12 | 17.1793 | 3.6843 | 0 | 0 | 2.1325 | 15.0468 | 3.6843 | 0.38747 | 0 | 7.485 | 2.495 | 14.302 | 14.495 | 4.6047 | 0.97305 | 5.5778 | 0.07527 | 5.653
2017-01-07 05:00 | 0 | 0 | 0 | 0.604 | 11.396 | 246.6196 | 12 | 17.1793 | 3.6843 | 0 | 0 | 0 | 17.1793 | 3.6843 | 0.329 | 0 | 0 | 0 | 11.396 | 12 | 4.4444 | 0 | 4.4444 | 0.23556 | 4.68
2017-01-07 06:00 | 0 | 0 | 1.218 | 0 | 10.782 | 247.667 | 12 | 17.1793 | 3.6843 | 0 | 0 | 0 | 17.1793 | 3.6843 | 0.329 | 0 | 0 | 0 | 10.782 | 10.782 | 4.205 | 0 | 4.205 | 0 | 4.205
2017-01-07 07:00 | 0.011 | 0 | 2.931 | 0 | 9.08 | 250.1877 | 12 | 17.1793 | 3.6843 | 0 | 0 | 0 | 17.1793 | 3.6843 | 0.329 | 0 | 0 | 0 | 9.08 | 9.08 | 3.5412 | 0 | 3.5412 | 0 | 3.5412
2017-01-07 08:00 | 0.046 | 0 | 2.855 | 0 | 9.191 | 252.643 | 12 | 17.1793 | 3.6843 | 0 | 0 | 0 | 17.1793 | 3.6843 | 0.329 | 0 | 0 | 0 | 9.191 | 9.191 | 3.5845 | 0 | 3.5845 | 0 | 3.5845
2017-01-07 09:00 | 0.091 | 0 | 1.927 | 0 | 10.164 | 254.3002 | 12 | 17.1793 | 3.6843 | 0 | 0 | 12.0115 | 5.1678 | 3.6843 | 0.65832 | 72.069 | 0 | 0 | 10.164 | 10.164 | 3.964 | 0 | 3.964 | 0 | 3.964
2017-01-07 10:00 | 0.098 | 0 | 1.826 | 0 | 10.272 | 255.8706 | 12 | 17.1793 | 3.6843 | 0 | 0 | 12.0405 | 5.1388 | 3.6843 | 0.65911 | 72.243 | 0 | 0 | 10.272 | 10.272 | 4.0061 | 0 | 4.0061 | 0 | 4.0061
2017-01-07 11:00 | 0.117 | 0 | 1.678 | 0 | 10.439 | 257.3137 | 12 | 17.1793 | 3.6843 | 0 | 0 | 11.9967 | 5.1827 | 3.6843 | 0.65791 | 71.98 | 0 | 0 | 10.439 | 10.439 | 4.0712 | 0 | 4.0712 | 0 | 4.0712
2017-01-07 12:00 | 0.124 | 0 | 1.078 | 0 | 11.046 | 258.2407 | 12 | 17.1793 | 3.6843 | 0 | 0 | 14.1593 | 3.02 | 3.6843 | 0.7172 | 70.499 | 8.457 | 2.819 | 13.865 | 13.865 | 4.3079 | 1.0994 | 5.4074 | 0 | 5.4074
2017-01-07 13:00 | 0.121 | 0 | 0.927 | 0 | 11.194 | 259.038 | 12 | 17.1793 | 3.6843 | 0 | 0 | 15.0402 | 2.1392 | 3.6843 | 0.74135 | 68.543 | 12.693 | 4.231 | 15.425 | 15.425 | 4.3657 | 1.6501 | 6.0158 | 0 | 6.0158
2017-01-07 14:00 | 0.121 | 0 | 1.181 | 0 | 10.94 | 260.0536 | 12 | 17.1793 | 3.6843 | 0 | 0 | 4.715 | 12.4643 | 3.6843 | 0.45827 | 0 | 16.549 | 5.5163 | 16.4563 | 16.4563 | 4.2666 | 2.1514 | 6.418 | 0 | 6.418
2017-01-07 15:00 | 0.113 | 0 | 0.703 | 0 | 11.41 | 260.6582 | 12 | 17.1793 | 3.6843 | 0 | 0 | 16.3663 | 0.813 | 3.6843 | 0.77771 | 65.597 | 19.071 | 6.357 | 17.767 | 17.767 | 4.4499 | 2.4792 | 6.9291 | 0 | 6.9291
2017-01-07 16:00 | 0.121 | 0 | 1.097 | 0 | 11.024 | 261.6016 | 12 | 17.1793 | 3.6843 | 0 | 0 | 16.6777 | 0.50166 | 3.6843 | 0.78625 | 64.906 | 20.569 | 6.8563 | 17.8803 | 17.8803 | 4.2994 | 2.674 | 6.9733 | 0 | 6.9733
2017-01-07 17:00 | 0.098 | 0 | 1.191 | 0 | 10.907 | 262.6259 | 12 | 17.1793 | 3.6843 | 0 | 0 | 10.759 | 6.4203 | 3.6843 | 0.62398 | 64.554 | 0 | 0 | 10.907 | 10.907 | 4.2537 | 0 | 4.2537 | 0 | 4.2537
2017-01-07 18:00 | 0.035 | 0 | 0.674 | 1.7764e-15 | 11.361 | 263.2055 | 12 | 17.1793 | 3.6843 | 0 | 0 | 10.746 | 6.4333 | 3.6843 | 0.62362 | 64.476 | 0 | 0 | 11.361 | 11.361 | 4.4308 | 0 | 4.4308 | 6.9278e-16 | 4.4308
2017-01-07 19:00 | 0.005 | 0 | 0 | 0 | 12.61 | 263.2055 | 12.605 | 18.0455 | 3.87 | 0 | 0 | 10.7935 | 7.252 | 3.87 | 0.61072 | 64.761 | 0 | 0 | 12.61 | 12.61 | 4.9179 | 0 | 4.9179 | 0 | 4.9179
2017-01-07 20:00 | 0 | 3.311 | 0 | 0 | 18.311 | 259.3555 | 15 | 21.4742 | 4.6053 | 0 | 0 | 0 | 21.4742 | 4.6053 | 0.329 | 0 | 0 | 0 | 18.311 | 18.311 | 7.1413 | 0 | 7.1413 | 0 | 7.1413
2017-01-07 21:00 | 0 | 5.416 | 0 | 0 | 20.416 | 253.0578 | 15 | 21.4742 | 4.6053 | 0 | 0 | 0 | 21.4742 | 4.6053 | 0.329 | 0 | 0 | 0 | 20.416 | 20.416 | 7.9622 | 0 | 7.9622 | 0 | 7.9622
2017-01-07 22:00 | 0 | 5.488 | 0 | 0 | 20.488 | 246.6764 | 15 | 21.4742 | 4.6053 | 0 | 0 | 0 | 21.4742 | 4.6053 | 0.329 | 0 | 0 | 0 | 20.488 | 20.488 | 7.9903 | 0 | 7.9903 | 0 | 7.9903
2017-01-07 23:00 | 0 | 3.711 | 0 | 0 | 18.711 | 242.3613 | 15 | 21.4742 | 4.6053 | 0 | 0 | 0 | 21.4742 | 4.6053 | 0.329 | 0 | 0 | 0 | 18.711 | 18.711 | 7.2973 | 0 | 7.2973 | 0 | 7.2973
2017-01-08 | 0 | 0.551 | 0 | 0 | 15.551 | 241.7206 | 15 | 21.4742 | 4.6053 | 0 | 0 | 3.2497 | 18.2245 | 4.6053 | 0.40028 | 0 | 11.406 | 3.802 | 19.353 | 19.353 | 6.0649 | 1.4828 | 7.5477 | 0 | 7.5477
2017-01-08 01:00 | 0 | 0 | 0 | 0 | 13.957 | 241.7206 | 13.957 | 19.981 | 4.2851 | 0 | 0 | 2.9293 | 17.0517 | 4.2851 | 0.39805 | 0 | 10.282 | 3.4273 | 17.3843 | 17.3843 | 5.4432 | 1.3367 | 6.7799 | 0 | 6.7799
2017-01-08 02:00 | 0 | 0 | 0 | 0 | 12.832 | 241.7206 | 12.832 | 18.3704 | 3.9397 | 0 | 0 | 2.7198 | 15.6506 | 3.9397 | 0.39873 | 0 | 9.547 | 3.1823 | 16.0143 | 16.0143 | 5.0045 | 1.2411 | 6.2456 | 0 | 6.2456
2017-01-08 03:00 | 0 | 0 | 0 | 0 | 12.191 | 241.7206 | 12.191 | 17.4528 | 3.7429 | 0 | 0 | 2.4935 | 14.9593 | 3.7429 | 0.39629 | 0 | 8.752 | 2.9173 | 15.1083 | 15.1083 | 4.7545 | 1.1378 | 5.8923 | 0 | 5.8923
2017-01-08 04:00 | 0 | 0 | 0 | 0.211 | 11.789 | 241.7206 | 12 | 17.1793 | 3.6843 | 0 | 0 | 2.3742 | 14.8052 | 3.6843 | 0.39409 | 0 | 8.334 | 2.778 | 14.567 | 14.778 | 4.5977 | 1.0834 | 5.6811 | 0.08229 | 5.7634
2017-01-08 05:00 | 0 | 0 | 0 | 0.458 | 11.542 | 241.7206 | 12 | 17.1793 | 3.6843 | 0 | 0 | 0 | 17.1793 | 3.6843 | 0.329 | 0 | 0 | 0 | 11.542 | 12 | 4.5014 | 0 | 4.5014 | 0.17862 | 4.68
2017-01-08 06:00 | 0 | 0 | 1.221 | 0 | 10.779 | 242.7707 | 12 | 17.1793 | 3.6843 | 0 | 0 | 0 | 17.1793 | 3.6843 | 0.329 | 0 | 0 | 0 | 10.779 | 10.779 | 4.2038 | 0 | 4.2038 | 0 | 4.2038
2017-01-08 07:00 | 0.007 | 0 | 3.707 | 0 | 8.3 | 245.9587 | 12 | 17.1793 | 3.6843 | 0 | 0 | 0 | 17.1793 | 3.6843 | 0.329 | 0 | 0 | 0 | 8.3 | 8.3 | 3.237 | 0 | 3.237 | 0 | 3.237
2017-01-08 08:00 | 0.031 | 0 | 3.56 | 0 | 8.471 | 249.0203 | 12 | 17.1793 | 3.6843 | 0 | 0 | 0 | 17.1793 | 3.6843 | 0.329 | 0 | 0 | 0 | 8.471 | 8.471 | 3.3037 | 0 | 3.3037 | 0 | 3.3037
2017-01-08 09:00 | 0.067 | 0 | 2.962 | 0 | 9.105 | 251.5676 | 12 | 17.1793 | 3.6843 | 0 | 0 | 11.9792 | 5.2002 | 3.6843 | 0.65743 | 71.875 | 0 | 0 | 9.105 | 9.105 | 3.5509 | 0 | 3.5509 | 0 | 3.5509
2017-01-08 10:00 | 0.097 | 0 | 2.267 | 0 | 9.83 | 253.5173 | 12 | 17.1793 | 3.6843 | 0 | 0 | 12.0048 | 5.1745 | 3.6843 | 0.65813 | 72.029 | 0 | 0 | 9.83 | 9.83 | 3.8337 | 0 | 3.8337 | 0 | 3.8337
2017-01-08 11:00 | 0.145 | 0 | 2.189 | 0 | 9.956 | 255.3998 | 12 | 17.1793 | 3.6843 | 0 | 0 | 11.9672 | 5.2122 | 3.6843 | 0.6571 | 71.803 | 0 | 0 | 9.956 | 9.956 | 3.8828 | 0 | 3.8828 | 0 | 3.8828
2017-01-08 12:00 | 0.152 | 0 | 1.011 | 0 | 11.141 | 256.2693 | 12 | 17.1793 | 3.6843 | 0 | 0 | 14.3055 | 2.8738 | 3.6843 | 0.72121 | 70.175 | 9.16 | 3.0533 | 14.1943 | 14.1943 | 4.345 | 1.1908 | 5.5358 | 0 | 5.5358
2017-01-08 13:00 | 0.181 | 0 | 1.017 | 0 | 11.164 | 257.1439 | 12 | 17.1793 | 3.6843 | 0 | 0 | 15.015 | 2.1643 | 3.6843 | 0.74066 | 68.599 | 12.572 | 4.1907 | 15.3547 | 15.3547 | 4.354 | 1.6344 | 5.9883 | 0 | 5.9883
2017-01-08 14:00 | 0.151 | 0 | 0.717 | 0 | 11.434 | 257.7605 | 12 | 17.1793 | 3.6843 | 0 | 0 | 4.3623 | 12.817 | 3.6843 | 0.4486 | 0 | 15.312 | 5.104 | 16.538 | 16.538 | 4.4593 | 1.9906 | 6.4498 | 0 | 6.4498
2017-01-08 15:00 | 0.156 | 0 | 0.597 | 0 | 11.559 | 258.2739 | 12 | 17.1793 | 3.6843 | 0 | 0 | 16.0238 | 1.1555 | 3.6843 | 0.76832 | 66.358 | 17.424 | 5.808 | 17.367 | 17.367 | 4.508 | 2.2651 | 6.7731 | 0 | 6.7731
2017-01-08 16:00 | 0.135 | 0 | 1.487 | 0 | 10.648 | 259.5527 | 12 | 17.1793 | 3.6843 | 0 | 0 | 16.3378 | 0.8415 | 3.6843 | 0.77693 | 65.661 | 18.935 | 6.3117 | 16.9597 | 16.9597 | 4.1527 | 2.4615 | 6.6143 | 0 | 6.6143
2017-01-08 17:00 | 0.1 | 0 | 0 | 2.022 | 10.078 | 259.5527 | 12 | 17.1793 | 3.6843 | 0 | 0 | 10.8685 | 6.3108 | 3.6843 | 0.62698 | 65.211 | 0 | 0 | 10.078 | 12.1 | 3.9304 | 0 | 3.9304 | 0.78858 | 4.719
2017-01-08 18:00 | 0.05 | 0 | 1.503 | 0 | 10.547 | 260.8453 | 12 | 17.1793 | 3.6843 | 0 | 0 | 10.8532 | 6.3262 | 3.6843 | 0.62656 | 65.119 | 0 | 0 | 10.547 | 10.547 | 4.1133 | 0 | 4.1133 | 0 | 4.1133
2017-01-08 19:00 | 0.005 | 0 | 0.607 | 0 | 11.398 | 261.3673 | 12 | 17.1793 | 3.6843 | 0 | 0 | 10.8918 | 6.2875 | 3.6843 | 0.62762 | 65.351 | 0 | 0 | 11.398 | 11.398 | 4.4452 | 0 | 4.4452 | 0 | 4.4452
2017-01-08 20:00 | 0 | 2.915 | 0 | 0 | 17.915 | 257.9778 | 15 | 21.4742 | 4.6053 | 0 | 0 | 0 | 21.4742 | 4.6053 | 0.329 | 0 | 0 | 0 | 17.915 | 17.915 | 6.9868 | 0 | 6.9868 | 0 | 6.9868
2017-01-08 21:00 | 0 | 0 | 0 | 5.223 | 21.777 | 257.9778 | 27 | 38.6535 | 8.2896 | 0 | 0 | 0 | 38.6535 | 8.2896 | 0.329 | 0 | 0 | 0 | 21.777 | 27 | 8.493 | 0 | 8.493 | 2.037 | 10.53
2017-01-08 22:00 | 0 | 5.508 | 0 | 0 | 20.508 | 251.5731 | 15 | 21.4742 | 4.6053 | 0 | 0 | 0 | 21.4742 | 4.6053 | 0.329 | 0 | 0 | 0 | 20.508 | 20.508 | 7.9981 | 0 | 7.9981 | 0 | 7.9981
2017-01-08 23:00 | 0 | 3.463 | 0 | 0 | 18.463 | 247.5464 | 15 | 21.4742 | 4.6053 | 0 | 0 | 0 | 21.4742 | 4.6053 | 0.329 | 0 | 0 | 0 | 18.463 | 18.463 | 7.2006 | 0 | 7.2006 | 0 | 7.2006
2017-01-09 | 0 | 0.803 | 0 | 0 | 15.803 | 246.6127 | 15 | 21.4742 | 4.6053 | 0 | 0 | 3.1825 | 18.2917 | 4.6053 | 0.3988 | 0 | 11.171 | 3.7237 | 19.5267 | 19.5267 | 6.1632 | 1.4522 | 7.6154 | 0 | 7.6154
2017-01-09 01:00 | 0 | 0 | 0 | 0 | 14.058 | 246.6127 | 14.058 | 20.1256 | 4.3161 | 0 | 0 | 2.9875 | 17.1381 | 4.3161 | 0.39892 | 0 | 10.486 | 3.4953 | 17.5533 | 17.5533 | 5.4826 | 1.3632 | 6.8458 | 0 | 6.8458
2017-01-09 02:00 | 0 | 0 | 0 | 0 | 14.213 | 246.6127 | 14.213 | 20.3475 | 4.3637 | 0 | 0 | 2.8748 | 17.4727 | 4.3637 | 0.39555 | 0 | 10.091 | 3.3637 | 17.5767 | 17.5767 | 5.5431 | 1.3118 | 6.8549 | 0 | 6.8549
2017-01-09 03:00 | 0 | 0 | 0 | 0 | 12.881 | 246.6127 | 12.881 | 18.4406 | 3.9547 | 0 | 0 | 2.869 | 15.5716 | 3.9547 | 0.40228 | 0 | 10.07 | 3.3567 | 16.2377 | 16.2377 | 5.0236 | 1.3091 | 6.3327 | 0 | 6.3327
2017-01-09 04:00 | 0 | 0 | 0 | 0 | 12.25 | 246.6127 | 12.25 | 17.5372 | 3.761 | 0 | 0 | 2.8442 | 14.6931 | 3.761 | 0.40539 | 0 | 9.983 | 3.3277 | 15.5777 | 15.5777 | 4.7775 | 1.2978 | 6.0753 | 0 | 6.0753
2017-01-09 05:00 | 0 | 0 | 0.681 | 0 | 11.319 | 247.1983 | 12 | 17.1793 | 3.6843 | 0 | 0 | 0 | 17.1793 | 3.6843 | 0.329 | 0 | 0 | 0 | 11.319 | 11.319 | 4.4144 | 0 | 4.4144 | 0 | 4.4144
2017-01-09 06:00 | 0 | 0 | 1.526 | 0 | 10.474 | 248.5107 | 12 | 17.1793 | 3.6843 | 0 | 0 | 0 | 17.1793 | 3.6843 | 0.329 | 0 | 0 | 0 | 10.474 | 10.474 | 4.0849 | 0 | 4.0849 | 0 | 4.0849
2017-01-09 07:00 | 0.016 | 0 | 3.787 | 0 | 8.229 | 251.7675 | 12 | 17.1793 | 3.6843 | 0 | 0 | 0 | 17.1793 | 3.6843 | 0.329 | 0 | 0 | 0 | 8.229 | 8.229 | 3.2093 | 0 | 3.2093 | 0 | 3.2093
2017-01-09 08:00 | 0.053 | 0 | 3.463 | 0 | 8.59 | 254.7457 | 12 | 17.1793 | 3.6843 | 0 | 0 | 0 | 17.1793 | 3.6843 | 0.329 | 0 | 0 | 0 | 8.59 | 8.59 | 3.3501 | 0 | 3.3501 | 0 | 3.3501
2017-01-09 09:00 | 0.084 | 0 | 2.409 | 0 | 9.675 | 256.8174 | 12 | 17.1793 | 3.6843 | 0 | 0 | 11.8878 | 5.2915 | 3.6843 | 0.65492 | 71.327 | 0 | 0 | 9.675 | 9.675 | 3.7732 | 0 | 3.7732 | 0 | 3.7732
2017-01-09 10:00 | 0.125 | 0 | 1.846 | 1.7764e-15 | 10.279 | 258.405 | 12 | 17.1793 | 3.6843 | 0 | 0 | 11.9295 | 5.2498 | 3.6843 | 0.65607 | 71.577 | 0 | 0 | 10.279 | 10.279 | 4.0088 | 0 | 4.0088 | 6.9278e-16 | 4.0088
2017-01-09 11:00 | 0.099 | 0 | 1.557 | 0 | 10.542 | 259.744 | 12 | 17.1793 | 3.6843 | 0 | 0 | 11.8993 | 5.28 | 3.6843 | 0.65524 | 71.396 | 0 | 0 | 10.542 | 10.542 | 4.1114 | 0 | 4.1114 | 0 | 4.1114
2017-01-09 12:00 | 0.098 | 0 | 0.735 | 0 | 11.363 | 260.3761 | 12 | 17.1793 | 3.6843 | 0 | 0 | 14.383 | 2.7963 | 3.6843 | 0.72333 | 70.003 | 9.533 | 3.1777 | 14.5407 | 14.5407 | 4.4316 | 1.2393 | 5.6709 | 0 | 5.6709
2017-01-09 13:00 | 0.106 | 0 | 0 | 0.373 | 11.733 | 260.3761 | 12 | 17.1793 | 3.6843 | 0 | 0 | 15.1597 | 2.0197 | 3.6843 | 0.74463 | 68.277 | 13.268 | 4.4227 | 16.1557 | 16.5287 | 4.5759 | 1.7248 | 6.3007 | 0.14547 | 6.4462
2017-01-09 14:00 | 0.12 | 0 | 0.578 | 1.7764e-15 | 11.542 | 260.8732 | 12 | 17.1793 | 3.6843 | 0 | 0 | 4.6788 | 12.5005 | 3.6843 | 0.45728 | 0 | 16.423 | 5.4743 | 17.0163 | 17.0163 | 4.5014 | 2.135 | 6.6364 | 6.9278e-16 | 6.6364
2017-01-09 15:00 | 0.099 | 0 | 0.565 | 0 | 11.534 | 261.3591 | 12 | 17.1793 | 3.6843 | 0 | 0 | 16.3575 | 0.82183 | 3.6843 | 0.77747 | 65.617 | 19.029 | 6.343 | 17.877 | 17.877 | 4.4983 | 2.4738 | 6.972 | 0 | 6.972
2017-01-09 16:00 | 0.086 | 0 | 0.883 | 0 | 11.203 | 262.1185 | 12 | 17.1793 | 3.6843 | 0 | 0 | 16.7388 | 0.4405 | 3.6843 | 0.78792 | 64.77 | 20.863 | 6.9543 | 18.1573 | 18.1573 | 4.3692 | 2.7122 | 7.0814 | 0 | 7.0814
2017-01-09 17:00 | 0.059 | 0 | 0.935 | 0 | 11.124 | 262.9226 | 12 | 17.1793 | 3.6843 | 0 | 0 | 10.72 | 6.4593 | 3.6843 | 0.62291 | 64.32 | 0 | 0 | 11.124 | 11.124 | 4.3384 | 0 | 4.3384 | 0 | 4.3384
2017-01-09 18:00 | 0.03 | 0 | 1.076 | 1.7764e-15 | 10.954 | 263.8479 | 12 | 17.1793 | 3.6843 | 0 | 0 | 10.7062 | 6.4732 | 3.6843 | 0.62253 | 64.237 | 0 | 0 | 10.954 | 10.954 | 4.2721 | 0 | 4.2721 | 6.9278e-16 | 4.2721
2017-01-09 19:00 | 0.005 | 0 | 0 | 0.191 | 11.814 | 263.8479 | 12 | 17.1793 | 3.6843 | 0 | 0 | 10.7433 | 6.436 | 3.6843 | 0.62355 | 64.46 | 0 | 0 | 11.814 | 12.005 | 4.6075 | 0 | 4.6075 | 0.07449 | 4.682
2017-01-09 20:00 | 0 | 3.504 | 0 | 0 | 18.504 | 259.7735 | 15 | 21.4742 | 4.6053 | 0 | 0 | 0 | 21.4742 | 4.6053 | 0.329 | 0 | 0 | 0 | 18.504 | 18.504 | 7.2166 | 0 | 7.2166 | 0 | 7.2166
2017-01-09 21:00 | 0 | 6.066 | 0 | 0 | 21.066 | 252.72 | 15 | 21.4742 | 4.6053 | 0 | 0 | 0 | 21.4742 | 4.6053 | 0.329 | 0 | 0 | 0 | 21.066 | 21.066 | 8.2157 | 0 | 8.2157 | 0 | 8.2157
2017-01-09 22:00 | 0 | 5.265 | 0 | 0 | 20.265 | 246.5979 | 15 | 21.4742 | 4.6053 | 0 | 0 | 0 | 21.4742 | 4.6053 | 0.329 | 0 | 0 | 0 | 20.265 | 20.265 | 7.9034 | 0 | 7.9034 | 0 | 7.9034
2017-01-09 23:00 | 0 | 3.65 | 0 | 0 | 18.65 | 242.3538 | 15 | 21.4742 | 4.6053 | 0 | 0 | 0 | 21.4742 | 4.6053 | 0.329 | 0 | 0 | 0 | 18.65 | 18.65 | 7.2735 | 0 | 7.2735 | 0 | 7.2735
2017-01-10 | 0 | 1.456 | 0 | 0 | 16.456 | 240.6607 | 15 | 21.4742 | 4.6053 | 0 | 0 | 2.8883 | 18.5858 | 4.6053 | 0.39235 | 0 | 10.138 | 3.3793 | 19.8353 | 19.8353 | 6.4178 | 1.3179 | 7.7358 | 0 | 7.7358
2017-01-10 01:00 | 0 | 0 | 0 | 0 | 14.478 | 240.6607 | 14.478 | 20.7269 | 4.4451 | 0 | 0 | 2.6128 | 18.114 | 4.4451 | 0.38837 | 0 | 9.171 | 3.057 | 17.535 | 17.535 | 5.6464 | 1.1922 | 6.8387 | 0 | 6.8387
2017-01-10 02:00 | 0 | 0 | 0 | 0 | 13.403 | 240.6607 | 13.403 | 19.1879 | 4.115 | 0 | 0 | 2.4207 | 16.7672 | 4.115 | 0.38842 | 0 | 8.497 | 2.8323 | 16.2353 | 16.2353 | 5.2272 | 1.1046 | 6.3318 | 0 | 6.3318
2017-01-10 03:00 | 0 | 0 | 0 | 0 | 12.295 | 240.6607 | 12.295 | 17.6017 | 3.7748 | 0 | 0 | 2.2497 | 15.352 | 3.7748 | 0.3892 | 0 | 7.897 | 2.6323 | 14.9273 | 14.9273 | 4.795 | 1.0266 | 5.8217 | 0 | 5.8217
2017-01-10 04:00 | 0 | 0 | 0 | 0.267 | 11.733 | 240.6607 | 12 | 17.1793 | 3.6843 | 0 | 0 | 2.1305 | 15.0488 | 3.6843 | 0.38741 | 0 | 7.478 | 2.4927 | 14.2257 | 14.4927 | 4.5759 | 0.97214 | 5.548 | 0.10413 | 5.6521
2017-01-10 05:00 | 0 | 0 | 0.766 | 0 | 11.234 | 241.3195 | 12 | 17.1793 | 3.6843 | 0 | 0 | 0 | 17.1793 | 3.6843 | 0.329 | 0 | 0 | 0 | 11.234 | 11.234 | 4.3813 | 0 | 4.3813 | 0 | 4.3813
2017-01-10 06:00 | 0 | 0 | 1.656 | 0 | 10.344 | 242.7437 | 12 | 17.1793 | 3.6843 | 0 | 0 | 0 | 17.1793 | 3.6843 | 0.329 | 0 | 0 | 0 | 10.344 | 10.344 | 4.0342 | 0 | 4.0342 | 0 | 4.0342
2017-01-10 07:00 | 0.014 | 0 | 3.869 | 0 | 8.145 | 246.071 | 12 | 17.1793 | 3.6843 | 0 | 0 | 0 | 17.1793 | 3.6843 | 0.329 | 0 | 0 | 0 | 8.145 | 8.145 | 3.1766 | 0 | 3.1766 | 0 | 3.1766
2017-01-10 08:00 | 0.04 | 0 | 4.112 | 1.7764e-15 | 7.928 | 249.6073 | 12 | 17.1793 | 3.6843 | 0 | 0 | 0 | 17.1793 | 3.6843 | 0.329 | 0 | 0 | 0 | 7.928 | 7.928 | 3.0919 | 0 | 3.0919 | 6.9278e-16 | 3.0919
2017-01-10 09:00 | 0.08 | 0 | 3.405 | 0 | 8.675 | 252.5356 | 12 | 17.1793 | 3.6843 | 0 | 0 | 12.0083 | 5.171 | 3.6843 | 0.65823 | 72.05 | 0 | 0 | 8.675 | 8.675 | 3.3832 | 0 | 3.3832 | 0 | 3.3832
2017-01-10 10:00 | 0.106 | 0 | 3.035 | 0 | 9.071 | 255.1457 | 12 | 17.1793 | 3.6843 | 0 | 0 | 12.0562 | 5.1232 | 3.6843 | 0.65954 | 72.337 | 0 | 0 | 9.071 | 9.071 | 3.5377 | 0 | 3.5377 | 0 | 3.5377
2017-01-10 11:00 | 0.13 | 0 | 2.189 | 0 | 9.941 | 257.0283 | 12 | 17.1793 | 3.6843 | 0 | 0 | 12.0152 | 5.1642 | 3.6843 | 0.65842 | 72.091 | 0 | 0 | 9.941 | 9.941 | 3.877 | 0 | 3.877 | 0 | 3.877
2017-01-10 12:00 | 0.144 | 0 | 1.627 | 1.7764e-15 | 10.517 | 258.4275 | 12 | 17.1793 | 3.6843 | 0 | 0 | 14.3455 | 2.8338 | 3.6843 | 0.72231 | 70.086 | 9.352 | 3.1173 | 13.6343 | 13.6343 | 4.1016 | 1.2158 | 5.3174 | 6.9278e-16 | 5.3174
2017-01-10 13:00 | 0.161 | 0 | 1.286 | 0 | 10.875 | 259.5334 | 12 | 17.1793 | 3.6843 | 0 | 0 | 15.2232 | 1.9562 | 3.6843 | 0.74637 | 68.137 | 13.573 | 4.5243 | 15.3993 | 15.3993 | 4.2412 | 1.7645 | 6.0057 | 0 | 6.0057
2017-01-10 14:00 | 0.148 | 0 | 1.342 | 0 | 10.806 | 260.6876 | 12 | 17.1793 | 3.6843 | 0 | 0 | 4.7458 | 12.4335 | 3.6843 | 0.45911 | 0 | 16.658 | 5.5527 | 16.3587 | 16.3587 | 4.2143 | 2.1655 | 6.3799 | 0 | 6.3799
2017-01-10 15:00 | 0.139 | 0 | 1.075 | 0 | 11.064 | 261.6121 | 12 | 17.1793 | 3.6843 | 0 | 0 | 16.3767 | 0.80266 | 3.6843 | 0.77799 | 65.575 | 19.121 | 6.3737 | 17.4377 | 17.4377 | 4.315 | 2.4857 | 6.8007 | 0 | 6.8007
2017-01-10 16:00 | 0.098 | 0 | 1.363 | 0 | 10.735 | 262.7842 | 12 | 17.1793 | 3.6843 | 0 | 0 | 16.7545 | 0.42483 | 3.6843 | 0.78835 | 64.735 | 20.938 | 6.9793 | 17.7143 | 17.7143 | 4.1867 | 2.7219 | 6.9086 | 0 | 6.9086
2017-01-10 17:00 | 0.054 | 0 | 1.199 | 1.7764e-15 | 10.855 | 263.8154 | 12 | 17.1793 | 3.6843 | 0 | 0 | 10.7067 | 6.4727 | 3.6843 | 0.62254 | 64.24 | 0 | 0 | 10.855 | 10.855 | 4.2335 | 0 | 4.2335 | 6.9278e-16 | 4.2335
2017-01-10 18:00 | 0.022 | 0 | 0.72 | 0 | 11.302 | 264.4346 | 12 | 17.1793 | 3.6843 | 0 | 0 | 10.6873 | 6.492 | 3.6843 | 0.62201 | 64.124 | 0 | 0 | 11.302 | 11.302 | 4.4078 | 0 | 4.4078 | 0 | 4.4078
2017-01-10 19:00 | 0.002 | 0 | 0 | 0.137 | 11.865 | 264.4346 | 12 | 17.1793 | 3.6843 | 0 | 0 | 10.728 | 6.4513 | 3.6843 | 0.62313 | 64.368 | 0 | 0 | 11.865 | 12.002 | 4.6273 | 0 | 4.6273 | 0.05343 | 4.6808
2017-01-10 20:00 | 0 | 2.374 | 0 | 0 | 17.374 | 261.6741 | 15 | 21.4742 | 4.6053 | 0 | 0 | 0 | 21.4742 | 4.6053 | 0.329 | 0 | 0 | 0 | 17.374 | 17.374 | 6.7759 | 0 | 6.7759 | 0 | 6.7759
2017-01-10 21:00 | 0 | 4.6 | 0 | 0 | 19.6 | 256.3253 | 15 | 21.4742 | 4.6053 | 0 | 0 | 0 | 21.4742 | 4.6053 | 0.329 | 0 | 0 | 0 | 19.6 | 19.6 | 7.644 | 0 | 7.644 | 0 | 7.644
2017-01-10 22:00 | 0 | 4.392 | 0 | 0 | 19.392 | 251.2183 | 15 | 21.4742 | 4.6053 | 0 | 0 | 0 | 21.4742 | 4.6053 | 0.329 | 0 | 0 | 0 | 19.392 | 19.392 | 7.5629 | 0 | 7.5629 | 0 | 7.5629
2017-01-10 23:00 | 0 | 2.928 | 0 | 0 | 17.928 | 247.8136 | 15 | 21.4742 | 4.6053 | 0 | 0 | 0 | 21.4742 | 4.6053 | 0.329 | 0 | 0 | 0 | 17.928 | 17.928 | 6.9919 | 0 | 6.9919 | 0 | 6.9919
2017-01-11 | 0 | 0.289 | 0 | 0 | 15.289 | 247.4776 | 15 | 21.4742 | 4.6053 | 0 | 0 | 3.1507 | 18.3235 | 4.6053 | 0.3981 | 0 | 11.059 | 3.6863 | 18.9753 | 18.9753 | 5.9627 | 1.4377 | 7.4004 | 0 | 7.4004
2017-01-11 01:00 | 0 | 0 | 0 | 0 | 14.029 | 247.4776 | 14.029 | 20.0841 | 4.3072 | 0 | 0 | 2.9242 | 17.1599 | 4.3072 | 0.39758 | 0 | 10.264 | 3.4213 | 17.4503 | 17.4503 | 5.4713 | 1.3343 | 6.8056 | 0 | 6.8056
2017-01-11 02:00 | 0 | 0 | 0 | 0 | 13.168 | 247.4776 | 13.168 | 18.8515 | 4.0429 | 0 | 0 | 2.7612 | 16.0903 | 4.0429 | 0.39799 | 0 | 9.692 | 3.2307 | 16.3987 | 16.3987 | 5.1355 | 1.26 | 6.3955 | 0 | 6.3955
2017-01-11 03:00 | 0 | 0 | 0 | 0.039 | 11.961 | 247.4776 | 12 | 17.1793 | 3.6843 | 0 | 0 | 2.6203 | 14.559 | 3.6843 | 0.40084 | 0 | 9.197 | 3.0657 | 15.0267 | 15.0657 | 4.6648 | 1.1956 | 5.8604 | 0.01521 | 5.8756
2017-01-11 04:00 | 0 | 0 | 0.591 | 0 | 11.409 | 247.9859 | 12 | 17.1793 | 3.6843 | 0 | 0 | 2.4818 | 14.6975 | 3.6843 | 0.39704 | 0 | 8.711 | 2.9037 | 14.3127 | 14.3127 | 4.4495 | 1.1324 | 5.5819 | 0 | 5.5819
2017-01-11 05:00 | 0 | 0 | 1.104 | 0 | 10.896 | 248.9353 | 12 | 17.1793 | 3.6843 | 0 | 0 | 0 | 17.1793 | 3.6843 | 0.329 | 0 | 0 | 0 | 10.896 | 10.896 | 4.2494 | 0 | 4.2494 | 0 | 4.2494
2017-01-11 06:00 | 0 | 0 | 1.539 | 0 | 10.461 | 250.2588 | 12 | 17.1793 | 3.6843 | 0 | 0 | 0 | 17.1793 | 3.6843 | 0.329 | 0 | 0 | 0 | 10.461 | 10.461 | 4.0798 | 0 | 4.0798 | 0 | 4.0798
2017-01-11 07:00 | 0.015 | 0 | 3.427 | 0 | 8.588 | 253.2061 | 12 | 17.1793 | 3.6843 | 0 | 0 | 0 | 17.1793 | 3.6843 | 0.329 | 0 | 0 | 0 | 8.588 | 8.588 | 3.3493 | 0 | 3.3493 | 0 | 3.3493
2017-01-11 08:00 | 0.052 | 0 | 3.607 | 0 | 8.445 | 256.3081 | 12 | 17.1793 | 3.6843 | 0 | 0 | 0 | 17.1793 | 3.6843 | 0.329 | 0 | 0 | 0 | 8.445 | 8.445 | 3.2936 | 0 | 3.2936 | 0 | 3.2936
2017-01-11 09:00 | 0.095 | 0 | 3.035 | 0 | 9.06 | 258.9182 | 12 | 17.1793 | 3.6843 | 0 | 0 | 11.8433 | 5.336 | 3.6843 | 0.6537 | 71.06 | 0 | 0 | 9.06 | 9.06 | 3.5334 | 0 | 3.5334 | 0 | 3.5334
2017-01-11 10:00 | 0.107 | 0 | 2.273 | 0 | 9.834 | 260.873 | 12 | 17.1793 | 3.6843 | 0 | 0 | 11.8687 | 5.3107 | 3.6843 | 0.6544 | 71.212 | 0 | 0 | 9.834 | 9.834 | 3.8353 | 0 | 3.8353 | 0 | 3.8353
2017-01-11 11:00 | 0.104 | 0 | 1.816 | 0 | 10.288 | 262.4347 | 12 | 17.1793 | 3.6843 | 0 | 0 | 11.8165 | 5.3628 | 3.6843 | 0.65297 | 70.899 | 0 | 0 | 10.288 | 10.288 | 4.0123 | 0 | 4.0123 | 0 | 4.0123
2017-01-11 12:00 | 0.143 | 0 | 1.173 | 0 | 10.97 | 263.4435 | 12 | 17.1793 | 3.6843 | 0 | 0 | 14.6188 | 2.5605 | 3.6843 | 0.7298 | 69.479 | 10.667 | 3.5557 | 14.5257 | 14.5257 | 4.2783 | 1.3867 | 5.665 | 0 | 5.665
2017-01-11 13:00 | 0.131 | 0 | 0.768 | 0 | 11.363 | 264.104 | 12 | 17.1793 | 3.6843 | 0 | 0 | 15.2185 | 1.9608 | 3.6843 | 0.74624 | 68.147 | 13.551 | 4.517 | 15.88 | 15.88 | 4.4316 | 1.7616 | 6.1932 | 0 | 6.1932
2017-01-11 14:00 | 0.142 | 0 | 0.839 | 0 | 11.303 | 264.8255 | 12 | 17.1793 | 3.6843 | 0 | 0 | 4.609 | 12.5703 | 3.6843 | 0.45536 | 0 | 16.178 | 5.3927 | 16.6957 | 16.6957 | 4.4082 | 2.1031 | 6.5113 | 0 | 6.5113
2017-01-11 15:00 | 0.13 | 0 | 0.871 | 0 | 11.259 | 265.5746 | 12 | 17.1793 | 3.6843 | 0 | 0 | 16.2388 | 0.9405 | 3.6843 | 0.77421 | 65.881 | 18.458 | 6.1527 | 17.4117 | 17.4117 | 4.391 | 2.3995 | 6.7905 | 0 | 6.7905
2017-01-11 16:00 | 0.101 | 0 | 0.948 | 0 | 11.153 | 266.3899 | 12 | 17.1793 | 3.6843 | 0 | 0 | 16.6253 | 0.554 | 3.6843 | 0.78481 | 65.022 | 20.317 | 6.7723 | 17.9253 | 17.9253 | 4.3497 | 2.6412 | 6.9909 | 0 | 6.9909
2017-01-11 17:00 | 0.082 | 0 | 1.328 | 0 | 10.754 | 267.5319 | 12 | 17.1793 | 3.6843 | 0 | 0 | 10.7485 | 6.4308 | 3.6843 | 0.62369 | 64.491 | 0 | 0 | 10.754 | 10.754 | 4.1941 | 0 | 4.1941 | 0 | 4.1941
2017-01-11 18:00 | 0.048 | 0 | 1.413 | 0 | 10.635 | 268.7471 | 12 | 17.1793 | 3.6843 | 0 | 0 | 10.7148 | 6.4645 | 3.6843 | 0.62277 | 64.289 | 0 | 0 | 10.635 | 10.635 | 4.1476 | 0 | 4.1476 | 0 | 4.1476
2017-01-11 19:00 | 0.007 | 0 | 0.545 | 1.7764e-15 | 11.462 | 269.2158 | 12 | 17.1793 | 3.6843 | 0 | 0 | 10.7357 | 6.4437 | 3.6843 | 0.62334 | 64.414 | 0 | 0 | 11.462 | 11.462 | 4.4702 | 0 | 4.4702 | 6.9278e-16 | 4.4702
2017-01-11 20:00 | 0 | 2.424 | 0 | 0 | 17.424 | 266.3972 | 15 | 21.4742 | 4.6053 | 0 | 0 | 0 | 21.4742 | 4.6053 | 0.329 | 0 | 0 | 0 | 17.424 | 17.424 | 6.7954 | 0 | 6.7954 | 0 | 6.7954
2017-01-11 21:00 | 0 | 5.181 | 0 | 0 | 20.181 | 260.3728 | 15 | 21.4742 | 4.6053 | 0 | 0 | 0 | 21.4742 | 4.6053 | 0.329 | 0 | 0 | 0 | 20.181 | 20.181 | 7.8706 | 0 | 7.8706 | 0 | 7.8706
2017-01-11 22:00 | 0 | 5.183 | 0 | 0 | 20.183 | 254.346 | 15 | 21.4742 | 4.6053 | 0 | 0 | 0 | 21.4742 | 4.6053 | 0.329 | 0 | 0 | 0 | 20.183 | 20.183 | 7.8714 | 0 | 7.8714 | 0 | 7.8714
2017-01-11 23:00 | 0 | 3.253 | 0 | 0 | 18.253 | 250.5635 | 15 | 21.4742 | 4.6053 | 0 | 0 | 0 | 21.4742 | 4.6053 | 0.329 | 0 | 0 | 0 | 18.253 | 18.253 | 7.1187 | 0 | 7.1187 | 0 | 7.1187
2017-01-12 | 0 | 0.382 | 0 | 0 | 15.382 | 250.1193 | 15 | 21.4742 | 4.6053 | 0 | 0 | 3.6792 | 17.795 | 4.6053 | 0.4097 | 0 | 12.914 | 4.3047 | 19.6867 | 19.6867 | 5.999 | 1.6788 | 7.6778 | 0 | 7.6778
2017-01-12 01:00 | 0 | 0 | 0 | 0 | 13.996 | 250.1193 | 13.996 | 20.0368 | 4.2971 | 0 | 0 | 3.3208 | 16.716 | 4.2971 | 0.40706 | 0 | 11.656 | 3.8853 | 17.8813 | 17.8813 | 5.4584 | 1.5153 | 6.9737 | 0 | 6.9737
2017-01-12 02:00 | 0 | 0 | 0 | 0 | 12.867 | 250.1193 | 12.867 | 18.4205 | 3.9504 | 0 | 0 | 3.0662 | 15.3544 | 3.9504 | 0.4074 | 0 | 10.762 | 3.5873 | 16.4543 | 16.4543 | 5.0181 | 1.3991 | 6.4172 | 0 | 6.4172
2017-01-12 03:00 | 0 | 0 | 0 | 0.472 | 11.528 | 250.1193 | 12 | 17.1793 | 3.6843 | 0 | 0 | 2.8705 | 14.3088 | 3.6843 | 0.4077 | 0 | 10.075 | 3.3583 | 14.8863 | 15.3583 | 4.4959 | 1.3097 | 5.8057 | 0.18408 | 5.9898
2017-01-12 04:00 | 0 | 0 | 0 | 0.419 | 11.581 | 250.1193 | 12 | 17.1793 | 3.6843 | 0 | 0 | 2.728 | 14.4513 | 3.6843 | 0.40379 | 0 | 9.575 | 3.1917 | 14.7727 | 15.1917 | 4.5166 | 1.2448 | 5.7613 | 0.16341 | 5.9247
2017-01-12 05:00 | 0 | 0 | 0.972 | 0 | 11.028 | 250.9552 | 12 | 17.1793 | 3.6843 | 0 | 0 | 0 | 17.1793 | 3.6843 | 0.329 | 0 | 0 | 0 | 11.028 | 11.028 | 4.3009 | 0 | 4.3009 | 0 | 4.3009
2017-01-12 06:00 | 0 | 0 | 1.77 | 0 | 10.23 | 252.4774 | 12 | 17.1793 | 3.6843 | 0 | 0 | 0 | 17.1793 | 3.6843 | 0.329 | 0 | 0 | 0 | 10.23 | 10.23 | 3.9897 | 0 | 3.9897 | 0 | 3.9897
2017-01-12 07:00 | 0.012 | 0 | 3.646 | 0 | 8.366 | 255.613 | 12 | 17.1793 | 3.6843 | 0 | 0 | 0 | 17.1793 | 3.6843 | 0.329 | 0 | 0 | 0 | 8.366 | 8.366 | 3.2627 | 0 | 3.2627 | 0 | 3.2627
2017-01-12 08:00 | 0.065 | 0 | 3.711 | 0 | 8.354 | 258.8044 | 12 | 17.1793 | 3.6843 | 0 | 0 | 0 | 17.1793 | 3.6843 | 0.329 | 0 | 0 | 0 | 8.354 | 8.354 | 3.2581 | 0 | 3.2581 | 0 | 3.2581
2017-01-12 09:00 | 0.088 | 0 | 3.008 | 0 | 9.08 | 261.3913 | 12 | 17.1793 | 3.6843 | 0 | 0 | 11.7542 | 5.4252 | 3.6843 | 0.65126 | 70.525 | 0 | 0 | 9.08 | 9.08 | 3.5412 | 0 | 3.5412 | 0 | 3.5412
2017-01-12 10:00 | 0.122 | 0 | 2.106 | 0 | 10.016 | 263.2025 | 12 | 17.1793 | 3.6843 | 0 | 0 | 11.7645 | 5.4148 | 3.6843 | 0.65154 | 70.587 | 0 | 0 | 10.016 | 10.016 | 3.9062 | 0 | 3.9062 | 0 | 3.9062
2017-01-12 11:00 | 0.161 | 0 | 1.846 | 1.7764e-15 | 10.315 | 264.79 | 12 | 17.1793 | 3.6843 | 0 | 0 | 11.7333 | 5.446 | 3.6843 | 0.65069 | 70.4 | 0 | 0 | 10.315 | 10.315 | 4.0229 | 0 | 4.0229 | 6.9278e-16 | 4.0229
2017-01-12 12:00 | 0.145 | 0 | 1.29 | 0 | 10.855 | 265.8994 | 12 | 17.1793 | 3.6843 | 0 | 0 | 14.7733 | 2.406 | 3.6843 | 0.73404 | 69.135 | 11.41 | 3.8033 | 14.6583 | 14.6583 | 4.2335 | 1.4833 | 5.7168 | 0 | 5.7168
2017-01-12 13:00 | 0.12 | 0 | 0.933 | 0 | 11.187 | 266.7018 | 12 | 17.1793 | 3.6843 | 0 | 0 | 15.3107 | 1.8687 | 3.6843 | 0.74877 | 67.942 | 13.994 | 4.6647 | 15.8517 | 15.8517 | 4.3629 | 1.8192 | 6.1822 | 0 | 6.1822
2017-01-12 14:00 | 0.111 | 0 | 0.609 | 0 | 11.502 | 267.2256 | 12 | 17.1793 | 3.6843 | 0 | 0 | 4.6355 | 12.5438 | 3.6843 | 0.45609 | 0 | 16.27 | 5.4233 | 16.9253 | 16.9253 | 4.4858 | 2.1151 | 6.6009 | 0 | 6.6009
2017-01-12 15:00 | 0.027 | 0 | 0 | 0.252 | 11.775 | 267.2256 | 12 | 17.1793 | 3.6843 | 0 | 0 | 16.1405 | 1.0388 | 3.6843 | 0.77152 | 66.099 | 17.985 | 5.995 | 17.77 | 18.022 | 4.5922 | 2.338 | 6.9303 | 0.09828 | 7.0286
2017-01-12 16:00 | 0.026 | 0 | 0.967 | 0 | 11.059 | 268.0572 | 12 | 17.1793 | 3.6843 | 0 | 0 | 16.395 | 0.78433 | 3.6843 | 0.7785 | 65.534 | 19.209 | 6.403 | 17.462 | 17.462 | 4.313 | 2.4972 | 6.8102 | 0 | 6.8102
2017-01-12 17:00 | 0.03 | 0 | 1.185 | 0 | 10.845 | 269.0763 | 12 | 17.1793 | 3.6843 | 0 | 0 | 10.8942 | 6.2852 | 3.6843 | 0.62768 | 65.365 | 0 | 0 | 10.845 | 10.845 | 4.2296 | 0 | 4.2296 | 0 | 4.2296
2017-01-12 18:00 | 0.015 | 0 | 1.116 | 0 | 10.899 | 270.036 | 12 | 17.1793 | 3.6843 | 0 | 0 | 10.9093 | 6.27 | 3.6843 | 0.6281 | 65.456 | 0 | 0 | 10.899 | 10.899 | 4.2506 | 0 | 4.2506 | 0 | 4.2506
2017-01-12 19:00 | 0.004 | 0 | 0 | 0.494 | 11.51 | 270.036 | 12 | 17.1793 | 3.6843 | 0 | 0 | 10.9367 | 6.2427 | 3.6843 | 0.62885 | 65.62 | 0 | 0 | 11.51 | 12.004 | 4.4889 | 0 | 4.4889 | 0.19266 | 4.6816
2017-01-12 20:00 | 0 | 2.53 | 0 | 0 | 17.53 | 267.0942 | 15 | 21.4742 | 4.6053 | 0 | 0 | 0 | 21.4742 | 4.6053 | 0.329 | 0 | 0 | 0 | 17.53 | 17.53 | 6.8367 | 0 | 6.8367 | 0 | 6.8367
2017-01-12 21:00 | 0 | 4.888 | 0 | 0 | 19.888 | 261.4105 | 15 | 21.4742 | 4.6053 | 0 | 0 | 0 | 21.4742 | 4.6053 | 0.329 | 0 | 0 | 0 | 19.888 | 19.888 | 7.7563 | 0 | 7.7563 | 0 | 7.7563
2017-01-12 22:00 | 0 | 4.949 | 0 | 0 | 19.949 | 255.6558 | 15 | 21.4742 | 4.6053 | 0 | 0 | 0 | 21.4742 | 4.6053 | 0.329 | 0 | 0 | 0 | 19.949 | 19.949 | 7.7801 | 0 | 7.7801 | 0 | 7.7801
2017-01-12 23:00 | 0 | 3.139 | 0 | 0 | 18.139 | 252.0058 | 15 | 21.4742 | 4.6053 | 0 | 0 | 0 | 21.4742 | 4.6053 | 0.329 | 0 | 0 | 0 | 18.139 | 18.139 | 7.0742 | 0 | 7.0742 | 0 | 7.0742
2017-01-13 | 0 | 0.254 | 0 | 0 | 15.254 | 251.7105 | 15 | 21.4742 | 4.6053 | 0 | 0 | 3.3872 | 18.087 | 4.6053 | 0.40329 | 0 | 11.889 | 3.963 | 19.217 | 19.217 | 5.9491 | 1.5456 | 7.4946 | 0 | 7.4946
2017-01-13 01:00 | 0 | 0 | 0 | 0 | 13.128 | 251.7105 | 13.128 | 18.7942 | 4.0306 | 0 | 0 | 3.2772 | 15.517 | 4.0306 | 0.41113 | 0 | 11.503 | 3.8343 | 16.9623 | 16.9623 | 5.1199 | 1.4954 | 6.6153 | 0 | 6.6153
2017-01-13 02:00 | 0 | 0 | 0 | 0.1 | 11.9 | 251.7105 | 12 | 17.1793 | 3.6843 | 0 | 0 | 3.0618 | 14.1175 | 3.6843 | 0.41295 | 0 | 10.747 | 3.5823 | 15.4823 | 15.5823 | 4.641 | 1.3971 | 6.0381 | 0.039 | 6.0771
2017-01-13 03:00 | 0 | 0 | 0 | 0.416 | 11.584 | 251.7105 | 12 | 17.1793 | 3.6843 | 0 | 0 | 2.7015 | 14.4778 | 3.6843 | 0.40307 | 0 | 9.482 | 3.1607 | 14.7447 | 15.1607 | 4.5178 | 1.2327 | 5.7504 | 0.16224 | 5.9127
2017-01-13 04:00 | 0 | 0 | 1.67 | 0 | 10.33 | 253.1467 | 12 | 17.1793 | 3.6843 | 0 | 0 | 2.544 | 14.6353 | 3.6843 | 0.39875 | 0 | 8.93 | 2.9767 | 13.3067 | 13.3067 | 4.0287 | 1.1609 | 5.1896 | 0 | 5.1896
2017-01-13 05:00 | 0 | 0 | 1.64 | 0 | 10.36 | 254.5571 | 12 | 17.1793 | 3.6843 | 0 | 0 | 0 | 17.1793 | 3.6843 | 0.329 | 0 | 0 | 0 | 10.36 | 10.36 | 4.0404 | 0 | 4.0404 | 0 | 4.0404
2017-01-13 06:00 | 0 | 0 | 2.057 | 0 | 9.943 | 256.3261 | 12 | 17.1793 | 3.6843 | 0 | 0 | 0 | 17.1793 | 3.6843 | 0.329 | 0 | 0 | 0 | 9.943 | 9.943 | 3.8778 | 0 | 3.8778 | 0 | 3.8778
2017-01-13 07:00 | 0.01 | 0 | 3.801 | 0 | 8.209 | 259.5949 | 12 | 17.1793 | 3.6843 | 0 | 0 | 0 | 17.1793 | 3.6843 | 0.329 | 0 | 0 | 0 | 8.209 | 8.209 | 3.2015 | 0 | 3.2015 | 0 | 3.2015
2017-01-13 08:00 | 0.047 | 0 | 4.006 | 0 | 8.041 | 263.0401 | 12 | 17.1793 | 3.6843 | 0 | 0 | 0 | 17.1793 | 3.6843 | 0.329 | 0 | 0 | 0 | 8.041 | 8.041 | 3.136 | 0 | 3.136 | 0 | 3.136
2017-01-13 09:00 | 0.072 | 0 | 2.84 | 0 | 9.232 | 265.4825 | 12 | 17.1793 | 3.6843 | 0 | 0 | 11.9005 | 5.2788 | 3.6843 | 0.65527 | 71.403 | 0 | 0 | 9.232 | 9.232 | 3.6005 | 0 | 3.6005 | 0 | 3.6005
2017-01-13 10:00 | 0.127 | 0 | 2.147 | 0 | 9.98 | 267.3289 | 12 | 17.1793 | 3.6843 | 0 | 0 | 11.9382 | 5.2412 | 3.6843 | 0.6563 | 71.629 | 0 | 0 | 9.98 | 9.98 | 3.8922 | 0 | 3.8922 | 0 | 3.8922
2017-01-13 11:00 | 0.15 | 0 | 2.194 | 0 | 9.956 | 269.2158 | 12 | 17.1793 | 3.6843 | 0 | 0 | 11.8877 | 5.2917 | 3.6843 | 0.65492 | 71.326 | 0 | 0 | 9.956 | 9.956 | 3.8828 | 0 | 3.8828 | 0 | 3.8828
2017-01-13 12:00 | 0.157 | 0 | 1.853 | 0 | 10.304 | 270.8093 | 12 | 17.1793 | 3.6843 | 0 | 0 | 14.4648 | 2.7145 | 3.6843 | 0.72558 | 69.821 | 9.926 | 3.3087 | 13.6127 | 13.6127 | 4.0186 | 1.2904 | 5.3089 | 0 | 5.3089
2017-01-13 13:00 | 0.157 | 0 | 1.615 | 0 | 10.542 | 272.1982 | 12 | 17.1793 | 3.6843 | 0 | 0 | 15.1852 | 1.9942 | 3.6843 | 0.74533 | 68.221 | 13.391 | 4.4637 | 15.0057 | 15.0057 | 4.1114 | 1.7408 | 5.8522 | 0 | 5.8522
2017-01-13 14:00 | 0.138 | 0 | 1.292 | 0 | 10.846 | 273.3094 | 12 | 17.1793 | 3.6843 | 0 | 0 | 4.7468 | 12.4325 | 3.6843 | 0.45914 | 0 | 16.661 | 5.5537 | 16.3997 | 16.3997 | 4.2299 | 2.1659 | 6.3959 | 0 | 6.3959
2017-01-13 15:00 | 0.141 | 0 | 0.741 | 0 | 11.4 | 273.9466 | 12 | 17.1793 | 3.6843 | 0 | 0 | 16.4108 | 0.7685 | 3.6843 | 0.77893 | 65.499 | 19.285 | 6.4283 | 17.8283 | 17.8283 | 4.446 | 2.5071 | 6.9531 | 0 | 6.9531
2017-01-13 16:00 | 0.067 | 0 | 0.973 | 1.7764e-15 | 11.094 | 274.7834 | 12 | 17.1793 | 3.6843 | 0 | 0 | 16.8073 | 0.372 | 3.6843 | 0.7898 | 64.618 | 21.192 | 7.064 | 18.158 | 18.158 | 4.3267 | 2.755 | 7.0816 | 6.9278e-16 | 7.0816
2017-01-13 17:00 | 0.029 | 0 | 1.258 | 0 | 10.771 | 275.8653 | 12 | 17.1793 | 3.6843 | 0 | 0 | 10.68 | 6.4993 | 3.6843 | 0.62181 | 64.08 | 0 | 0 | 10.771 | 10.771 | 4.2007 | 0 | 4.2007 | 0 | 4.2007
2017-01-13 18:00 | 0.024 | 0 | 0.955 | 0 | 11.069 | 276.6866 | 12 | 17.1793 | 3.6843 | 0 | 0 | 10.6553 | 6.524 | 3.6843 | 0.62113 | 63.932 | 0 | 0 | 11.069 | 11.069 | 4.3169 | 0 | 4.3169 | 0 | 4.3169
2017-01-13 19:00 | 0.006 | 0 | 0 | 0.03 | 11.976 | 276.6866 | 12 | 17.1793 | 3.6843 | 0 | 0 | 10.6883 | 6.491 | 3.6843 | 0.62204 | 64.13 | 0 | 0 | 11.976 | 12.006 | 4.6706 | 0 | 4.6706 | 0.0117 | 4.6823
2017-01-13 20:00 | 0 | 3.023 | 0 | 0 | 18.023 | 273.1715 | 15 | 21.4742 | 4.6053 | 0 | 0 | 0 | 21.4742 | 4.6053 | 0.329 | 0 | 0 | 0 | 18.023 | 18.023 | 7.029 | 0 | 7.029 | 0 | 7.029
2017-01-13 21:00 | 0 | 5.617 | 0 | 0 | 20.617 | 266.6401 | 15 | 21.4742 | 4.6053 | 0 | 0 | 0 | 21.4742 | 4.6053 | 0.329 | 0 | 0 | 0 | 20.617 | 20.617 | 8.0406 | 0 | 8.0406 | 0 | 8.0406
2017-01-13 22:00 | 0 | 5.462 | 0 | 0 | 20.462 | 260.2889 | 15 | 21.4742 | 4.6053 | 0 | 0 | 0 | 21.4742 | 4.6053 | 0.329 | 0 | 0 | 0 | 20.462 | 20.462 | 7.9802 | 0 | 7.9802 | 0 | 7.9802
2017-01-13 23:00 | 0 | 3.69 | 0 | 0 | 18.69 | 255.9982 | 15 | 21.4742 | 4.6053 | 0 | 0 | 0 | 21.4742 | 4.6053 | 0.329 | 0 | 0 | 0 | 18.69 | 18.69 | 7.2891 | 0 | 7.2891 | 0 | 7.2891
2017-01-14 | 0 | 0.099 | 0 | 0 | 15.099 | 255.8831 | 15 | 21.4742 | 4.6053 | 0 | 0 | 3.7178 | 17.7563 | 4.6053 | 0.41054 | 0 | 13.05 | 4.35 | 19.449 | 19.449 | 5.8886 | 1.6965 | 7.5851 | 0 | 7.5851
2017-01-14 01:00 | 0 | 0 | 0 | 0 | 13.646 | 255.8831 | 13.646 | 19.5358 | 4.1896 | 0 | 0 | 3.4147 | 16.1211 | 4.1896 | 0.41133 | 0 | 11.985 | 3.995 | 17.641 | 17.641 | 5.3219 | 1.558 | 6.88 | 0 | 6.88
2017-01-14 02:00 | 0 | 0 | 0 | 0 | 12.19 | 255.8831 | 12.19 | 17.4513 | 3.7426 | 0 | 0 | 3.1852 | 14.2662 | 3.7426 | 0.41497 | 0 | 11.18 | 3.7267 | 15.9167 | 15.9167 | 4.7541 | 1.4534 | 6.2075 | 0 | 6.2075
2017-01-14 03:00 | 0 | 0 | 0 | 0.429 | 11.571 | 255.8831 | 12 | 17.1793 | 3.6843 | 0 | 0 | 2.9565 | 14.2228 | 3.6843 | 0.41006 | 0 | 10.377 | 3.459 | 15.03 | 15.459 | 4.5127 | 1.349 | 5.8617 | 0.16731 | 6.029
2017-01-14 04:00 | 0 | 0 | 0.883 | 0 | 11.117 | 256.6425 | 12 | 17.1793 | 3.6843 | 0 | 0 | 2.8267 | 14.3527 | 3.6843 | 0.4065 | 0 | 9.921 | 3.307 | 14.424 | 14.424 | 4.3356 | 1.2897 | 5.6254 | 0 | 5.6254
2017-01-14 05:00 | 0 | 0 | 1.188 | 0 | 10.812 | 257.6642 | 12 | 17.1793 | 3.6843 | 0 | 0 | 0 | 17.1793 | 3.6843 | 0.329 | 0 | 0 | 0 | 10.812 | 10.812 | 4.2167 | 0 | 4.2167 | 0 | 4.2167
2017-01-14 06:00 | 0 | 0 | 1.989 | 0 | 10.011 | 259.3747 | 12 | 17.1793 | 3.6843 | 0 | 0 | 0 | 17.1793 | 3.6843 | 0.329 | 0 | 0 | 0 | 10.011 | 10.011 | 3.9043 | 0 | 3.9043 | 0 | 3.9043
2017-01-14 07:00 | 0.011 | 0 | 3.665 | 0 | 8.346 | 262.5266 | 12 | 17.1793 | 3.6843 | 0 | 0 | 0 | 17.1793 | 3.6843 | 0.329 | 0 | 0 | 0 | 8.346 | 8.346 | 3.2549 | 0 | 3.2549 | 0 | 3.2549
2017-01-14 08:00 | 0.053 | 0 | 3.094 | 1.7764e-15 | 8.959 | 265.1874 | 12 | 17.1793 | 3.6843 | 0 | 0 | 0 | 17.1793 | 3.6843 | 0.329 | 0 | 0 | 0 | 8.959 | 8.959 | 3.494 | 0 | 3.494 | 6.9278e-16 | 3.494
2017-01-14 09:00 | 0.095 | 0 | 2.401 | 0 | 9.694 | 267.2523 | 12 | 17.1793 | 3.6843 | 0 | 0 | 11.8022 | 5.3772 | 3.6843 | 0.65258 | 70.813 | 0 | 0 | 9.694 | 9.694 | 3.7807 | 0 | 3.7807 | 0 | 3.7807
2017-01-14 10:00 | 0.137 | 0 | 1.825 | 0 | 10.312 | 268.8218 | 12 | 17.1793 | 3.6843 | 0 | 0 | 11.8265 | 5.3528 | 3.6843 | 0.65324 | 70.959 | 0 | 0 | 10.312 | 10.312 | 4.0217 | 0 | 4.0217 | 0 | 4.0217
2017-01-14 11:00 | 0.154 | 0 | 1.997 | 1.7764e-15 | 10.157 | 270.5392 | 12 | 17.1793 | 3.6843 | 0 | 0 | 11.7692 | 5.4102 | 3.6843 | 0.65167 | 70.615 | 0 | 0 | 10.157 | 10.157 | 3.9612 | 0 | 3.9612 | 6.9278e-16 | 3.9612
2017-01-14 12:00 | 0.166 | 0 | 1.577 | 1.7764e-15 | 10.589 | 271.8954 | 12 | 17.1793 | 3.6843 | 0 | 0 | 14.873 | 2.3063 | 3.6843 | 0.73677 | 68.914 | 11.89 | 3.9633 | 14.5523 | 14.5523 | 4.1297 | 1.5457 | 5.6754 | 6.9278e-16 | 5.6754
2017-01-14 13:00 | 0.141 | 0 | 1.748 | 0 | 10.393 | 273.3987 | 12 | 17.1793 | 3.6843 | 0 | 0 | 15.5838 | 1.5955 | 3.6843 | 0.75626 | 67.335 | 15.308 | 5.1027 | 15.4957 | 15.4957 | 4.0533 | 1.99 | 6.0433 | 0 | 6.0433
2017-01-14 14:00 | 0.141 | 0 | 1.687 | 0 | 10.454 | 274.8495 | 12 | 17.1793 | 3.6843 | 0 | 0 | 5.2785 | 11.9008 | 3.6843 | 0.47372 | 0 | 18.528 | 6.176 | 16.63 | 16.63 | 4.0771 | 2.4086 | 6.4857 | 0 | 6.4857
2017-01-14 15:00 | 0.131 | 0 | 1.234 | 0 | 10.897 | 275.9108 | 12 | 17.1793 | 3.6843 | 0 | 0 | 16.7693 | 0.41 | 3.6843 | 0.78876 | 64.702 | 21.01 | 7.0033 | 17.9003 | 17.9003 | 4.2498 | 2.7313 | 6.9811 | 0 | 6.9811
2017-01-14 16:00 | 0.091 | 0 | 0.675 | 0 | 11.416 | 276.4913 | 12 | 17.1793 | 3.6843 | 0 | 0 | 17.1118 | 0.067498 | 3.6843 | 0.79815 | 63.942 | 22.657 | 7.5523 | 18.9683 | 18.9683 | 4.4522 | 2.9454 | 7.3977 | 0 | 7.3977
2017-01-14 17:00 | 0.073 | 0 | 1.357 | 0 | 10.716 | 277.6583 | 12 | 17.1793 | 3.6843 | 0 | 0 | 10.5975 | 6.5818 | 3.6843 | 0.61955 | 63.585 | 0 | 0 | 10.716 | 10.716 | 4.1792 | 0 | 4.1792 | 0 | 4.1792
2017-01-14 18:00 | 0.018 | 0 | 1.046 | 0 | 10.972 | 278.5579 | 12 | 17.1793 | 3.6843 | 0 | 0 | 10.6052 | 6.5742 | 3.6843 | 0.61976 | 63.631 | 0 | 0 | 10.972 | 10.972 | 4.2791 | 0 | 4.2791 | 0 | 4.2791
2017-01-14 19:00 | 0.004 | 0 | 0 | 0.163 | 11.841 | 278.5579 | 12 | 17.1793 | 3.6843 | 0 | 0 | 10.6687 | 6.5107 | 3.6843 | 0.6215 | 64.012 | 0 | 0 | 11.841 | 12.004 | 4.618 | 0 | 4.618 | 0.06357 | 4.6816
2017-01-14 20:00 | 0 | 2.628 | 0 | 0 | 17.628 | 275.502 | 15 | 21.4742 | 4.6053 | 0 | 0 | 0 | 21.4742 | 4.6053 | 0.329 | 0 | 0 | 0 | 17.628 | 17.628 | 6.8749 | 0 | 6.8749 | 0 | 6.8749
2017-01-14 21:00 | 0 | 5.573 | 0 | 0 | 20.573 | 269.0218 | 15 | 21.4742 | 4.6053 | 0 | 0 | 0 | 21.4742 | 4.6053 | 0.329 | 0 | 0 | 0 | 20.573 | 20.573 | 8.0235 | 0 | 8.0235 | 0 | 8.0235
2017-01-14 22:00 | 0 | 4.842 | 0 | 0 | 19.842 | 263.3916 | 15 | 21.4742 | 4.6053 | 0 | 0 | 0 | 21.4742 | 4.6053 | 0.329 | 0 | 0 | 0 | 19.842 | 19.842 | 7.7384 | 0 | 7.7384 | 0 | 7.7384
2017-01-14 23:00 | 0 | 2.54 | 0 | 0 | 17.54 | 260.4381 | 15 | 21.4742 | 4.6053 | 0 | 0 | 0 | 21.4742 | 4.6053 | 0.329 | 0 | 0 | 0 | 17.54 | 17.54 | 6.8406 | 0 | 6.8406 | 0 | 6.8406
2017-01-15 | 0 | 0 | 0 | 0 | 14.927 | 260.4381 | 14.927 | 21.3697 | 4.5829 | 0 | 0 | 3.649 | 17.7207 | 4.5829 | 0.40943 | 0 | 12.808 | 4.2693 | 19.1963 | 19.1963 | 5.8215 | 1.665 | 7.4866 | 0 | 7.4866
2017-01-15 01:00 | 0 | 0 | 0 | 0 | 13.719 | 260.4381 | 13.719 | 19.6403 | 4.212 | 0 | 0 | 3.4115 | 16.2288 | 4.212 | 0.41081 | 0 | 11.974 | 3.9913 | 17.7103 | 17.7103 | 5.3504 | 1.5566 | 6.907 | 0 | 6.907
2017-01-15 02:00 | 0 | 0 | 0 | 0 | 12.882 | 260.4381 | 12.882 | 18.442 | 3.9551 | 0 | 0 | 3.2083 | 15.2337 | 3.9551 | 0.41094 | 0 | 11.261 | 3.7537 | 16.6357 | 16.6357 | 5.024 | 1.4639 | 6.4879 | 0 | 6.4879
2017-01-15 03:00 | 0 | 0 | 0 | 0 | 12.4 | 260.4381 | 12.4 | 17.752 | 3.8071 | 0 | 0 | 3.0452 | 14.7068 | 3.8071 | 0.4098 | 0 | 10.689 | 3.563 | 15.963 | 15.963 | 4.836 | 1.3896 | 6.2256 | 0 | 6.2256
2017-01-15 04:00 | 0 | 0 | 0 | 0 | 12.418 | 260.4381 | 12.418 | 17.7777 | 3.8126 | 0 | 0 | 2.9058 | 14.8719 | 3.8126 | 0.40599 | 0 | 10.199 | 3.3997 | 15.8177 | 15.8177 | 4.843 | 1.3259 | 6.1689 | 0 | 6.1689
2017-01-15 05:00 | 0 | 0 | 0 | 0.465 | 11.535 | 260.4381 | 12 | 17.1793 | 3.6843 | 0 | 0 | 0 | 17.1793 | 3.6843 | 0.329 | 0 | 0 | 0 | 11.535 | 12 | 4.4986 | 0 | 4.4986 | 0.18135 | 4.68
2017-01-15 06:00 | 0 | 0 | 1.863 | 0 | 10.137 | 262.0403 | 12 | 17.1793 | 3.6843 | 0 | 0 | 0 | 17.1793 | 3.6843 | 0.329 | 0 | 0 | 0 | 10.137 | 10.137 | 3.9534 | 0 | 3.9534 | 0 | 3.9534
2017-01-15 07:00 | 0.004 | 0 | 3.765 | 1.7764e-15 | 8.239 | 265.2782 | 12 | 17.1793 | 3.6843 | 0 | 0 | 0 | 17.1793 | 3.6843 | 0.329 | 0 | 0 | 0 | 8.239 | 8.239 | 3.2132 | 0 | 3.2132 | 6.9278e-16 | 3.2132
2017-01-15 08:00 | 0.017 | 0 | 3.704 | 0 | 8.313 | 268.4636 | 12 | 17.1793 | 3.6843 | 0 | 0 | 0 | 17.1793 | 3.6843 | 0.329 | 0 | 0 | 0 | 8.313 | 8.313 | 3.2421 | 0 | 3.2421 | 0 | 3.2421
2017-01-15 09:00 | 0.033 | 0 | 2.502 | 0 | 9.531 | 270.6153 | 12 | 17.1793 | 3.6843 | 0 | 0 | 11.7438 | 5.4355 | 3.6843 | 0.65098 | 70.463 | 0 | 0 | 9.531 | 9.531 | 3.7171 | 0 | 3.7171 | 0 | 3.7171
2017-01-15 10:00 | 0.063 | 0 | 1.753 | 0 | 10.31 | 272.1229 | 12 | 17.1793 | 3.6843 | 0 | 0 | 11.7582 | 5.4212 | 3.6843 | 0.65137 | 70.549 | 0 | 0 | 10.31 | 10.31 | 4.0209 | 0 | 4.0209 | 0 | 4.0209
2017-01-15 11:00 | 0.113 | 0 | 1.602 | 0 | 10.511 | 273.5006 | 12 | 17.1793 | 3.6843 | 0 | 0 | 11.7078 | 5.4715 | 3.6843 | 0.64999 | 70.247 | 0 | 0 | 10.511 | 10.511 | 4.0993 | 0 | 4.0993 | 0 | 4.0993
2017-01-15 12:00 | 0.155 | 0 | 1.175 | 1.7764e-15 | 10.98 | 274.5111 | 12 | 17.1793 | 3.6843 | 0 | 0 | 14.9267 | 2.2527 | 3.6843 | 0.73824 | 68.795 | 12.147 | 4.049 | 15.029 | 15.029 | 4.2822 | 1.5791 | 5.8613 | 6.9278e-16 | 5.8613
2017-01-15 13:00 | 0.146 | 0 | 1.156 | 0 | 10.99 | 275.5053 | 12 | 17.1793 | 3.6843 | 0 | 0 | 15.5438 | 1.6355 | 3.6843 | 0.75516 | 67.424 | 15.116 | 5.0387 | 16.0287 | 16.0287 | 4.2861 | 1.9651 | 6.2512 | 0 | 6.2512
2017-01-15 14:00 | 0.162 | 0 | 1.053 | 0 | 11.109 | 276.4109 | 12 | 17.1793 | 3.6843 | 0 | 0 | 4.9613 | 12.218 | 3.6843 | 0.46502 | 0 | 17.414 | 5.8047 | 16.9137 | 16.9137 | 4.3325 | 2.2638 | 6.5963 | 0 | 6.5963
2017-01-15 15:00 | 0.137 | 0 | 0.989 | 0 | 11.148 | 277.2614 | 12 | 17.1793 | 3.6843 | 0 | 0 | 16.4378 | 0.7415 | 3.6843 | 0.77967 | 65.439 | 19.415 | 6.4717 | 17.6197 | 17.6197 | 4.3477 | 2.524 | 6.8717 | 0 | 6.8717
2017-01-15 16:00 | 0.112 | 0 | 1.023 | 0 | 11.089 | 278.1412 | 12 | 17.1793 | 3.6843 | 0 | 0 | 16.7457 | 0.43366 | 3.6843 | 0.78811 | 64.755 | 20.896 | 6.9653 | 18.0543 | 18.0543 | 4.3247 | 2.7165 | 7.0412 | 0 | 7.0412
2017-01-15 17:00 | 0.055 | 0 | 1.152 | 0 | 10.903 | 279.1319 | 12 | 17.1793 | 3.6843 | 0 | 0 | 10.7233 | 6.456 | 3.6843 | 0.623 | 64.34 | 0 | 0 | 10.903 | 10.903 | 4.2522 | 0 | 4.2522 | 0 | 4.2522
2017-01-15 18:00 | 0.027 | 0 | 0.801 | 0 | 11.226 | 279.8208 | 12 | 17.1793 | 3.6843 | 0 | 0 | 10.6993 | 6.48 | 3.6843 | 0.62234 | 64.196 | 0 | 0 | 11.226 | 11.226 | 4.3781 | 0 | 4.3781 | 0 | 4.3781
2017-01-15 19:00 | 0.007 | 0 | 0 | 0.111 | 11.896 | 279.8208 | 12 | 17.1793 | 3.6843 | 0 | 0 | 10.7222 | 6.4572 | 3.6843 | 0.62297 | 64.333 | 0 | 0 | 11.896 | 12.007 | 4.6394 | 0 | 4.6394 | 0.04329 | 4.6827
2017-01-15 20:00 | 0 | 3.448 | 0 | 0 | 18.448 | 275.8115 | 15 | 21.4742 | 4.6053 | 0 | 0 | 0 | 21.4742 | 4.6053 | 0.329 | 0 | 0 | 0 | 18.448 | 18.448 | 7.1947 | 0 | 7.1947 | 0 | 7.1947
2017-01-15 21:00 | 0 | 5.833 | 0 | 0 | 20.833 | 269.0289 | 15 | 21.4742 | 4.6053 | 0 | 0 | 0 | 21.4742 | 4.6053 | 0.329 | 0 | 0 | 0 | 20.833 | 20.833 | 8.1249 | 0 | 8.1249 | 0 | 8.1249
2017-01-15 22:00 | 0 | 4.652 | 0 | 0 | 19.652 | 263.6196 | 15 | 21.4742 | 4.6053 | 0 | 0 | 0 | 21.4742 | 4.6053 | 0.329 | 0 | 0 | 0 | 19.652 | 19.652 | 7.6643 | 0 | 7.6643 | 0 | 7.6643
2017-01-15 23:00 | 0 | 3.05 | 0 | 0 | 18.05 | 260.0731 | 15 | 21.4742 | 4.6053 | 0 | 0 | 0 | 21.4742 | 4.6053 | 0.329 | 0 | 0 | 0 | 18.05 | 18.05 | 7.0395 | 0 | 7.0395 | 0 | 7.0395
2017-01-16 | 0 | 0.17 | 0 | 0 | 15.17 | 259.8754 | 15 | 21.4742 | 4.6053 | 0 | 0 | 3.5158 | 17.9583 | 4.6053 | 0.40611 | 0 | 12.341 | 4.1137 | 19.2837 | 19.2837 | 5.9163 | 1.6043 | 7.5206 | 0 | 7.5206
2017-01-16 01:00 | 0 | 0 | 0 | 0 | 13.748 | 259.8754 | 13.748 | 19.6818 | 4.2209 | 0 | 0 | 3.2142 | 16.4676 | 4.2209 | 0.40592 | 0 | 11.282 | 3.7607 | 17.5087 | 17.5087 | 5.3617 | 1.4667 | 6.8284 | 0 | 6.8284
2017-01-16 02:00 | 0 | 0 | 0 | 0 | 13.262 | 259.8754 | 13.262 | 18.986 | 4.0717 | 0 | 0 | 2.9987 | 15.9874 | 4.0717 | 0.40339 | 0 | 10.525 | 3.5083 | 16.7703 | 16.7703 | 5.1722 | 1.3682 | 6.5404 | 0 | 6.5404
2017-01-16 03:00 | 0 | 0 | 0 | 0 | 12.721 | 259.8754 | 12.721 | 18.2115 | 3.9056 | 0 | 0 | 2.8295 | 15.382 | 3.9056 | 0.40218 | 0 | 9.931 | 3.3103 | 16.0313 | 16.0313 | 4.9612 | 1.291 | 6.2522 | 0 | 6.2522
2017-01-16 04:00 | 0 | 0 | 0 | 0 | 12.274 | 259.8754 | 12.274 | 17.5716 | 3.7684 | 0 | 0 | 2.7333 | 14.8383 | 3.7684 | 0.40227 | 0 | 9.594 | 3.198 | 15.472 | 15.472 | 4.7869 | 1.2472 | 6.0341 | 0 | 6.0341
2017-01-16 05:00 | 0 | 0 | 0 | 0 | 12.02 | 259.8754 | 12.02 | 17.208 | 3.6904 | 0 | 0 | 0 | 17.208 | 3.6904 | 0.329 | 0 | 0 | 0 | 12.02 | 12.02 | 4.6878 | 0 | 4.6878 | 0 | 4.6878
2017-01-16 06:00 | 0 | 0 | 1.487 | 0 | 10.513 | 261.1542 | 12 | 17.1793 | 3.6843 | 0 | 0 | 0 | 17.1793 | 3.6843 | 0.329 | 0 | 0 | 0 | 10.513 | 10.513 | 4.1001 | 0 | 4.1001 | 0 | 4.1001
2017-01-16 07:00 | 0.014 | 0 | 3.906 | 0 | 8.108 | 264.5134 | 12 | 17.1793 | 3.6843 | 0 | 0 | 0 | 17.1793 | 3.6843 | 0.329 | 0 | 0 | 0 | 8.108 | 8.108 | 3.1621 | 0 | 3.1621 | 0 | 3.1621
2017-01-16 08:00 | 0.039 | 0 | 3.58 | 0 | 8.459 | 267.5922 | 12 | 17.1793 | 3.6843 | 0 | 0 | 0 | 17.1793 | 3.6843 | 0.329 | 0 | 0 | 0 | 8.459 | 8.459 | 3.299 | 0 | 3.299 | 0 | 3.299
2017-01-16 09:00 | 0.08 | 0 | 2.24 | 0 | 9.84 | 269.5186 | 12 | 17.1793 | 3.6843 | 0 | 0 | 11.8698 | 5.3095 | 3.6843 | 0.65443 | 71.219 | 0 | 0 | 9.84 | 9.84 | 3.8376 | 0 | 3.8376 | 0 | 3.8376
2017-01-16 10:00 | 0.13 | 0 | 1.909 | 0 | 10.221 | 271.1603 | 12 | 17.1793 | 3.6843 | 0 | 0 | 11.9163 | 5.263 | 3.6843 | 0.65571 | 71.498 | 0 | 0 | 10.221 | 10.221 | 3.9862 | 0 | 3.9862 | 0 | 3.9862
2017-01-16 11:00 | 0.136 | 0 | 1.528 | 0 | 10.608 | 272.4744 | 12 | 17.1793 | 3.6843 | 0 | 0 | 11.8608 | 5.3185 | 3.6843 | 0.65418 | 71.165 | 0 | 0 | 10.608 | 10.608 | 4.1371 | 0 | 4.1371 | 0 | 4.1371
2017-01-16 12:00 | 0.141 | 0 | 1.831 | 0 | 10.31 | 274.0491 | 12 | 17.1793 | 3.6843 | 0 | 0 | 14.5938 | 2.5855 | 3.6843 | 0.72911 | 69.534 | 10.547 | 3.5157 | 13.8257 | 13.8257 | 4.0209 | 1.3711 | 5.392 | 0 | 5.392
2017-01-16 13:00 | 0.162 | 0 | 1.686 | 0 | 10.476 | 275.499 | 12 | 17.1793 | 3.6843 | 0 | 0 | 15.4893 | 1.69 | 3.6843 | 0.75367 | 67.545 | 14.854 | 4.9513 | 15.4273 | 15.4273 | 4.0856 | 1.931 | 6.0167 | 0 | 6.0167
2017-01-16 14:00 | 0.134 | 0 | 1.761 | 0 | 10.373 | 277.0135 | 12 | 17.1793 | 3.6843 | 0 | 0 | 5.1757 | 12.0037 | 3.6843 | 0.4709 | 0 | 18.166 | 6.0553 | 16.4283 | 16.4283 | 4.0455 | 2.3616 | 6.4071 | 0 | 6.4071
2017-01-16 15:00 | 0.102 | 0 | 1.222 | 0 | 10.88 | 278.0644 | 12 | 17.1793 | 3.6843 | 0 | 0 | 16.7477 | 0.43166 | 3.6843 | 0.78817 | 64.751 | 20.905 | 6.9683 | 17.8483 | 17.8483 | 4.2432 | 2.7176 | 6.9609 | 0 | 6.9609
2017-01-16 16:00 | 0.125 | 0 | 0.637 | 0 | 11.488 | 278.6122 | 12 | 17.1793 | 3.6843 | 0 | 0 | 17.1305 | 0.048831 | 3.6843 | 0.79866 | 63.9 | 22.746 | 7.582 | 19.07 | 19.07 | 4.4803 | 2.957 | 7.4373 | 0 | 7.4373
2017-01-16 17:00 | 0.088 | 0 | 0.803 | 1.7764e-15 | 11.285 | 279.3028 | 12 | 17.1793 | 3.6843 | 0 | 0 | 10.5838 | 6.5955 | 3.6843 | 0.61917 | 63.503 | 0 | 0 | 11.285 | 11.285 | 4.4012 | 0 | 4.4012 | 6.9278e-16 | 4.4012
2017-01-16 18:00 | 0.028 | 0 | 0.558 | 1.7764e-15 | 11.47 | 279.7827 | 12 | 17.1793 | 3.6843 | 0 | 0 | 10.5863 | 6.593 | 3.6843 | 0.61924 | 63.518 | 0 | 0 | 11.47 | 11.47 | 4.4733 | 0 | 4.4733 | 6.9278e-16 | 4.4733
2017-01-16 19:00 | 0.005 | 0 | 0 | 0.428 | 11.577 | 279.7827 | 12 | 17.1793 | 3.6843 | 0 | 0 | 10.6613 | 6.518 | 3.6843 | 0.6213 | 63.968 | 0 | 0 | 11.577 | 12.005 | 4.515 | 0 | 4.515 | 0.16692 | 4.6819
2017-01-16 20:00 | 0 | 2.754 | 0 | 0 | 17.754 | 276.5804 | 15 | 21.4742 | 4.6053 | 0 | 0 | 0 | 21.4742 | 4.6053 | 0.329 | 0 | 0 | 0 | 17.754 | 17.754 | 6.9241 | 0 | 6.9241 | 0 | 6.9241
2017-01-16 21:00 | 0 | 4.689 | 0 | 0 | 19.689 | 271.128 | 15 | 21.4742 | 4.6053 | 0 | 0 | 0 | 21.4742 | 4.6053 | 0.329 | 0 | 0 | 0 | 19.689 | 19.689 | 7.6787 | 0 | 7.6787 | 0 | 7.6787
2017-01-16 22:00 | 0 | 4.598 | 0 | 0 | 19.598 | 265.7815 | 15 | 21.4742 | 4.6053 | 0 | 0 | 0 | 21.4742 | 4.6053 | 0.329 | 0 | 0 | 0 | 19.598 | 19.598 | 7.6432 | 0 | 7.6432 | 0 | 7.6432
2017-01-16 23:00 | 0 | 2.956 | 0 | 0 | 17.956 | 262.3443 | 15 | 21.4742 | 4.6053 | 0 | 0 | 0 | 21.4742 | 4.6053 | 0.329 | 0 | 0 | 0 | 17.956 | 17.956 | 7.0028 | 0 | 7.0028 | 0 | 7.0028
2017-01-17 | 0 | 0.522 | 0 | 0 | 15.522 | 261.7373 | 15 | 21.4742 | 4.6053 | 0 | 0 | 3.739 | 17.7352 | 4.6053 | 0.41101 | 0 | 13.124 | 4.3747 | 19.8967 | 19.8967 | 6.0536 | 1.7061 | 7.7597 | 0 | 7.7597
2017-01-17 01:00 | 0 | 0 | 0 | 0 | 14.471 | 261.7373 | 14.471 | 20.7168 | 4.4429 | 0 | 0 | 3.4365 | 17.2803 | 4.4429 | 0.40713 | 0 | 12.062 | 4.0207 | 18.4917 | 18.4917 | 5.6437 | 1.5681 | 7.2118 | 0 | 7.2118
2017-01-17 02:00 | 0 | 0 | 0 | 0 | 13.403 | 261.7373 | 13.403 | 19.1879 | 4.115 | 0 | 0 | 3.1645 | 16.0234 | 4.115 | 0.40668 | 0 | 11.107 | 3.7023 | 17.1053 | 17.1053 | 5.2272 | 1.4439 | 6.6711 | 0 | 6.6711
2017-01-17 03:00 | 0 | 0 | 0 | 0 | 12.809 | 261.7373 | 12.809 | 18.3375 | 3.9326 | 0 | 0 | 2.9615 | 15.376 | 3.9326 | 0.40507 | 0 | 10.395 | 3.465 | 16.274 | 16.274 | 4.9955 | 1.3514 | 6.3469 | 0 | 6.3469
2017-01-17 04:00 | 0 | 0 | 0 | 0 | 12.232 | 261.7373 | 12.232 | 17.5115 | 3.7555 | 0 | 0 | 2.8327 | 14.6788 | 3.7555 | 0.40519 | 0 | 9.943 | 3.3143 | 15.5463 | 15.5463 | 4.7705 | 1.2926 | 6.0631 | 0 | 6.0631
2017-01-17 05:00 | 0 | 0 | 0 | 0.189 | 11.811 | 261.7373 | 12 | 17.1793 | 3.6843 | 0 | 0 | 0 | 17.1793 | 3.6843 | 0.329 | 0 | 0 | 0 | 11.811 | 12 | 4.6063 | 0 | 4.6063 | 0.07371 | 4.68
2017-01-17 06:00 | 0 | 0 | 1.779 | 0 | 10.221 | 263.2673 | 12 | 17.1793 | 3.6843 | 0 | 0 | 0 | 17.1793 | 3.6843 | 0.329 | 0 | 0 | 0 | 10.221 | 10.221 | 3.9862 | 0 | 3.9862 | 0 | 3.9862
2017-01-17 07:00 | 0.006 | 0 | 3.93 | 0 | 8.076 | 266.6471 | 12 | 17.1793 | 3.6843 | 0 | 0 | 0 | 17.1793 | 3.6843 | 0.329 | 0 | 0 | 0 | 8.076 | 8.076 | 3.1496 | 0 | 3.1496 | 0 | 3.1496
2017-01-17 08:00 | 0.023 | 0 | 3.641 | 0 | 8.382 | 269.7783 | 12 | 17.1793 | 3.6843 | 0 | 0 | 0 | 17.1793 | 3.6843 | 0.329 | 0 | 0 | 0 | 8.382 | 8.382 | 3.269 | 0 | 3.269 | 0 | 3.269
2017-01-17 09:00 | 0.058 | 0 | 2.512 | 1.7764e-15 | 9.546 | 271.9387 | 12 | 17.1793 | 3.6843 | 0 | 0 | 11.8142 | 5.3652 | 3.6843 | 0.65291 | 70.885 | 0 | 0 | 9.546 | 9.546 | 3.7229 | 0 | 3.7229 | 6.9278e-16 | 3.7229
2017-01-17 10:00 | 0.08 | 0 | 1.609 | 0 | 10.471 | 273.3224 | 12 | 17.1793 | 3.6843 | 0 | 0 | 11.874 | 5.3053 | 3.6843 | 0.65455 | 71.244 | 0 | 0 | 10.471 | 10.471 | 4.0837 | 0 | 4.0837 | 0 | 4.0837
2017-01-17 11:00 | 0.125 | 0 | 1.45 | 1.7764e-15 | 10.675 | 274.5694 | 12 | 17.1793 | 3.6843 | 0 | 0 | 11.8285 | 5.3508 | 3.6843 | 0.6533 | 70.971 | 0 | 0 | 10.675 | 10.675 | 4.1633 | 0 | 4.1633 | 6.9278e-16 | 4.1633
2017-01-17 12:00 | 0.165 | 0 | 1.324 | 0 | 10.841 | 275.708 | 12 | 17.1793 | 3.6843 | 0 | 0 | 14.6995 | 2.4798 | 3.6843 | 0.73201 | 69.299 | 11.055 | 3.685 | 14.526 | 14.526 | 4.228 | 1.4371 | 5.6651 | 0 | 5.6651
2017-01-17 13:00 | 0.17 | 0 | 1.205 | 0 | 10.965 | 276.7443 | 12 | 17.1793 | 3.6843 | 0 | 0 | 15.4572 | 1.7222 | 3.6843 | 0.75278 | 67.617 | 14.699 | 4.8997 | 15.8647 | 15.8647 | 4.2763 | 1.9109 | 6.1872 | 0 | 6.1872
2017-01-17 14:00 | 0.147 | 0 | 1.283 | 0 | 10.864 | 277.8477 | 12 | 17.1793 | 3.6843 | 0 | 0 | 5.1503 | 12.029 | 3.6843 | 0.4702 | 0 | 18.078 | 6.026 | 16.89 | 16.89 | 4.237 | 2.3501 | 6.5871 | 0 | 6.5871
2017-01-17 15:00 | 0.111 | 0 | 0.667 | 0 | 11.444 | 278.4213 | 12 | 17.1793 | 3.6843 | 0 | 0 | 16.6965 | 0.48283 | 3.6843 | 0.78676 | 64.864 | 20.659 | 6.8863 | 18.3303 | 18.3303 | 4.4632 | 2.6857 | 7.1488 | 0 | 7.1488
2017-01-17 16:00 | 0.015 | 0 | 0 | 0.297 | 11.718 | 278.4213 | 12 | 17.1793 | 3.6843 | 0 | 0 | 17.0513 | 0.128 | 3.6843 | 0.79649 | 64.076 | 22.366 | 7.4553 | 19.1733 | 19.4703 | 4.57 | 2.9076 | 7.4776 | 0.11583 | 7.5934
2017-01-17 17:00 | 0.016 | 0 | 0.998 | 0 | 11.018 | 279.2796 | 12 | 17.1793 | 3.6843 | 0 | 0 | 10.6113 | 6.568 | 3.6843 | 0.61993 | 63.668 | 0 | 0 | 11.018 | 11.018 | 4.297 | 0 | 4.297 | 0 | 4.297
2017-01-17 18:00 | 0.011 | 0 | 1.189 | 0 | 10.822 | 280.3022 | 12 | 17.1793 | 3.6843 | 0 | 0 | 10.6138 | 6.5655 | 3.6843 | 0.62 | 63.683 | 0 | 0 | 10.822 | 10.822 | 4.2206 | 0 | 4.2206 | 0 | 4.2206
2017-01-17 19:00 | 0.002 | 0 | 1.1 | 0 | 10.902 | 281.2482 | 12 | 17.1793 | 3.6843 | 0 | 0 | 10.678 | 6.5013 | 3.6843 | 0.62176 | 64.068 | 0 | 0 | 10.902 | 10.902 | 4.2518 | 0 | 4.2518 | 0 | 4.2518
2017-01-17 20:00 | 0 | 1.382 | 0 | 0 | 16.382 | 279.6412 | 15 | 21.4742 | 4.6053 | 0 | 0 | 0 | 21.4742 | 4.6053 | 0.329 | 0 | 0 | 0 | 16.382 | 16.382 | 6.389 | 0 | 6.389 | 0 | 6.389
2017-01-17 21:00 | 0 | 4.788 | 0 | 0 | 19.788 | 274.0738 | 15 | 21.4742 | 4.6053 | 0 | 0 | 0 | 21.4742 | 4.6053 | 0.329 | 0 | 0 | 0 | 19.788 | 19.788 | 7.7173 | 0 | 7.7173 | 0 | 7.7173
2017-01-17 22:00 | 0 | 5.322 | 0 | 0 | 20.322 | 267.8854 | 15 | 21.4742 | 4.6053 | 0 | 0 | 0 | 21.4742 | 4.6053 | 0.329 | 0 | 0 | 0 | 20.322 | 20.322 | 7.9256 | 0 | 7.9256 | 0 | 7.9256
2017-01-17 23:00 | 0 | 3.58 | 0 | 0 | 18.58 | 263.7226 | 15 | 21.4742 | 4.6053 | 0 | 0 | 0 | 21.4742 | 4.6053 | 0.329 | 0 | 0 | 0 | 18.58 | 18.58 | 7.2462 | 0 | 7.2462 | 0 | 7.2462
2017-01-18 | 0 | 1.185 | 0 | 0 | 16.185 | 262.3447 | 15 | 21.4742 | 4.6053 | 0 | 0 | 3.6005 | 17.8737 | 4.6053 | 0.40797 | 0 | 12.638 | 4.2127 | 20.3977 | 20.3977 | 6.3121 | 1.6429 | 7.9551 | 0 | 7.9551
2017-01-18 01:00 | 0 | 0 | 0 | 0 | 14.586 | 262.3447 | 14.586 | 20.8815 | 4.4782 | 0 | 0 | 3.2938 | 17.5876 | 4.4782 | 0.4033 | 0 | 11.561 | 3.8537 | 18.4397 | 18.4397 | 5.6885 | 1.5029 | 7.1915 | 0 | 7.1915
2017-01-18 02:00 | 0 | 0 | 0 | 0 | 13.677 | 262.3447 | 13.677 | 19.5801 | 4.1991 | 0 | 0 | 3.0612 | 16.519 | 4.1991 | 0.40264 | 0 | 10.745 | 3.5817 | 17.2587 | 17.2587 | 5.334 | 1.3968 | 6.7309 | 0 | 6.7309
2017-01-18 03:00 | 0 | 0 | 0 | 0 | 12.113 | 262.3447 | 12.113 | 17.3411 | 3.719 | 0 | 0 | 2.878 | 14.4631 | 3.719 | 0.40717 | 0 | 10.102 | 3.3673 | 15.4803 | 15.4803 | 4.7241 | 1.3133 | 6.0373 | 0 | 6.0373
2017-01-18 04:00 | 0 | 0 | 0 | 0.163 | 11.837 | 262.3447 | 12 | 17.1793 | 3.6843 | 0 | 0 | 2.6963 | 14.483 | 3.6843 | 0.40292 | 0 | 9.464 | 3.1547 | 14.9917 | 15.1547 | 4.6164 | 1.2303 | 5.8468 | 0.06357 | 5.9103
2017-01-18 05:00 | 0 | 0 | 0 | 0.15 | 11.85 | 262.3447 | 12 | 17.1793 | 3.6843 | 0 | 0 | 0 | 17.1793 | 3.6843 | 0.329 | 0 | 0 | 0 | 11.85 | 12 | 4.6215 | 0 | 4.6215 | 0.0585 | 4.68
2017-01-18 06:00 | 0 | 0 | 1.53 | 0 | 10.47 | 263.6605 | 12 | 17.1793 | 3.6843 | 0 | 0 | 0 | 17.1793 | 3.6843 | 0.329 | 0 | 0 | 0 | 10.47 | 10.47 | 4.0833 | 0 | 4.0833 | 0 | 4.0833
2017-01-18 07:00 | 0.006 | 0 | 3.856 | 0 | 8.15 | 266.9766 | 12 | 17.1793 | 3.6843 | 0 | 0 | 0 | 17.1793 | 3.6843 | 0.329 | 0 | 0 | 0 | 8.15 | 8.15 | 3.1785 | 0 | 3.1785 | 0 | 3.1785
2017-01-18 08:00 | 0.022 | 0 | 3.765 | 0 | 8.257 | 270.2145 | 12 | 17.1793 | 3.6843 | 0 | 0 | 0 | 17.1793 | 3.6843 | 0.329 | 0 | 0 | 0 | 8.257 | 8.257 | 3.2202 | 0 | 3.2202 | 0 | 3.2202
2017-01-18 09:00 | 0.05 | 0 | 2.777 | 0 | 9.273 | 272.6028 | 12 | 17.1793 | 3.6843 | 0 | 0 | 11.8113 | 5.368 | 3.6843 | 0.65283 | 70.868 | 0 | 0 | 9.273 | 9.273 | 3.6165 | 0 | 3.6165 | 0 | 3.6165
2017-01-18 10:00 | 0.082 | 0 | 2.657 | 0 | 9.425 | 274.8878 | 12 | 17.1793 | 3.6843 | 0 | 0 | 11.8282 | 5.3512 | 3.6843 | 0.65329 | 70.969 | 0 | 0 | 9.425 | 9.425 | 3.6757 | 0 | 3.6757 | 0 | 3.6757
2017-01-18 11:00 | 0.105 | 0 | 2.384 | 0 | 9.721 | 276.938 | 12 | 17.1793 | 3.6843 | 0 | 0 | 11.7877 | 5.3917 | 3.6843 | 0.65218 | 70.726 | 0 | 0 | 9.721 | 9.721 | 3.7912 | 0 | 3.7912 | 0 | 3.7912
2017-01-18 12:00 | 0.122 | 0 | 2.046 | 0 | 10.076 | 278.6976 | 12 | 17.1793 | 3.6843 | 0 | 0 | 14.6032 | 2.5762 | 3.6843 | 0.72937 | 69.513 | 10.592 | 3.5307 | 13.6067 | 13.6067 | 3.9296 | 1.377 | 5.3066 | 0 | 5.3066
2017-01-18 13:00 | 0.151 | 0 | 0.905 | 0 | 11.246 | 279.4759 | 12 | 17.1793 | 3.6843 | 0 | 0 | 15.1573 | 2.022 | 3.6843 | 0.74456 | 68.283 | 13.257 | 4.419 | 15.665 | 15.665 | 4.3859 | 1.7234 | 6.1094 | 0 | 6.1094
2017-01-18 14:00 | 0.162 | 0 | 1.137 | 0 | 11.025 | 280.4537 | 12 | 17.1793 | 3.6843 | 0 | 0 | 4.4987 | 12.6807 | 3.6843 | 0.45234 | 0 | 15.79 | 5.2633 | 16.2883 | 16.2883 | 4.2998 | 2.0527 | 6.3525 | 0 | 6.3525
2017-01-18 15:00 | 0.154 | 0 | 0 | 0 | 12.295 | 280.4537 | 12.141 | 17.3812 | 3.7275 | 0 | 0 | 16.1513 | 1.2299 | 3.7275 | 0.76667 | 66.075 | 18.037 | 6.0123 | 18.3073 | 18.3073 | 4.795 | 2.3448 | 7.1399 | 0 | 7.1399
2017-01-18 16:00 | 0.121 | 0 | 0 | 0.399 | 11.722 | 280.4537 | 12 | 17.1793 | 3.6843 | 0 | 0 | 16.5157 | 0.66366 | 3.6843 | 0.7818 | 65.266 | 19.789 | 6.5963 | 18.3183 | 18.7173 | 4.5716 | 2.5726 | 7.1442 | 0.15561 | 7.2998
2017-01-18 17:00 | 0.083 | 0 | 0.921 | 0 | 11.162 | 281.2458 | 12 | 17.1793 | 3.6843 | 0 | 0 | 10.7853 | 6.394 | 3.6843 | 0.6247 | 64.712 | 0 | 0 | 11.162 | 11.162 | 4.3532 | 0 | 4.3532 | 0 | 4.3532
2017-01-18 18:00 | 0.03 | 0 | 1.397 | 0 | 10.633 | 282.4472 | 12 | 17.1793 | 3.6843 | 0 | 0 | 10.7525 | 6.4268 | 3.6843 | 0.6238 | 64.515 | 0 | 0 | 10.633 | 10.633 | 4.1469 | 0 | 4.1469 | 0 | 4.1469
2017-01-18 19:00 | 0.006 | 0 | 0.985 | 0 | 11.021 | 283.2943 | 12 | 17.1793 | 3.6843 | 0 | 0 | 10.78 | 6.3993 | 3.6843 | 0.62455 | 64.68 | 0 | 0 | 11.021 | 11.021 | 4.2982 | 0 | 4.2982 | 0 | 4.2982
2017-01-18 20:00 | 0 | 2.498 | 0 | 0 | 17.498 | 280.3896 | 15 | 21.4742 | 4.6053 | 0 | 0 | 0 | 21.4742 | 4.6053 | 0.329 | 0 | 0 | 0 | 17.498 | 17.498 | 6.8242 | 0 | 6.8242 | 0 | 6.8242
2017-01-18 21:00 | 0 | 5.128 | 0 | 0 | 20.128 | 274.4268 | 15 | 21.4742 | 4.6053 | 0 | 0 | 0 | 21.4742 | 4.6053 | 0.329 | 0 | 0 | 0 | 20.128 | 20.128 | 7.8499 | 0 | 7.8499 | 0 | 7.8499
2017-01-18 22:00 | 0 | 5.226 | 0 | 0 | 20.226 | 268.3501 | 15 | 21.4742 | 4.6053 | 0 | 0 | 0 | 21.4742 | 4.6053 | 0.329 | 0 | 0 | 0 | 20.226 | 20.226 | 7.8881 | 0 | 7.8881 | 0 | 7.8881
2017-01-18 23:00 | 0 | 3.625 | 0 | 0 | 18.625 | 264.135 | 15 | 21.4742 | 4.6053 | 0 | 0 | 0 | 21.4742 | 4.6053 | 0.329 | 0 | 0 | 0 | 18.625 | 18.625 | 7.2637 | 0 | 7.2637 | 0 | 7.2637
2017-01-19 | 0 | 0.538 | 0 | 0 | 15.538 | 263.5094 | 15 | 21.4742 | 4.6053 | 0 | 0 | 3.0305 | 18.4437 | 4.6053 | 0.39547 | 0 | 10.637 | 3.5457 | 19.0837 | 19.0837 | 6.0598 | 1.3828 | 7.4426 | 0 | 7.4426
2017-01-19 01:00 | 0 | 0 | 0 | 0 | 14.248 | 263.5094 | 14.248 | 20.3976 | 4.3744 | 0 | 0 | 2.691 | 17.7066 | 4.3744 | 0.39114 | 0 | 9.445 | 3.1483 | 17.3963 | 17.3963 | 5.5567 | 1.2279 | 6.7846 | 0 | 6.7846
2017-01-19 02:00 | 0 | 0 | 0 | 0 | 12.901 | 263.5094 | 12.901 | 18.4692 | 3.9609 | 0 | 0 | 2.3972 | 16.072 | 3.9609 | 0.39013 | 0 | 8.414 | 2.8047 | 15.7057 | 15.7057 | 5.0314 | 1.0938 | 6.1252 | 0 | 6.1252
2017-01-19 03:00 | 0 | 0 | 0 | 0 | 12.622 | 263.5094 | 12.622 | 18.0698 | 3.8752 | 0 | 0 | 2.1763 | 15.8935 | 3.8752 | 0.38573 | 0 | 7.639 | 2.5463 | 15.1683 | 15.1683 | 4.9226 | 0.99307 | 5.9157 | 0 | 5.9157
2017-01-19 04:00 | 0 | 0 | 0 | 0.176 | 11.824 | 263.5094 | 12 | 17.1793 | 3.6843 | 0 | 0 | 1.9692 | 15.2102 | 3.6843 | 0.38299 | 0 | 6.912 | 2.304 | 14.128 | 14.304 | 4.6114 | 0.89856 | 5.5099 | 0.06864 | 5.5786
2017-01-19 05:00 | 0 | 0 | 0 | 0.324 | 11.676 | 263.5094 | 12 | 17.1793 | 3.6843 | 0 | 0 | 0 | 17.1793 | 3.6843 | 0.329 | 0 | 0 | 0 | 11.676 | 12 | 4.5536 | 0 | 4.5536 | 0.12636 | 4.68
2017-01-19 06:00 | 0 | 0 | 1.242 | 0 | 10.758 | 264.5775 | 12 | 17.1793 | 3.6843 | 0 | 0 | 0 | 17.1793 | 3.6843 | 0.329 | 0 | 0 | 0 | 10.758 | 10.758 | 4.1956 | 0 | 4.1956 | 0 | 4.1956
2017-01-19 07:00 | 0.006 | 0 | 3.431 | 1.7764e-15 | 8.575 | 267.5282 | 12 | 17.1793 | 3.6843 | 0 | 0 | 0 | 17.1793 | 3.6843 | 0.329 | 0 | 0 | 0 | 8.575 | 8.575 | 3.3443 | 0 | 3.3443 | 6.9278e-16 | 3.3443
2017-01-19 08:00 | 0.02 | 0 | 3.702 | 0 | 8.318 | 270.7119 | 12 | 17.1793 | 3.6843 | 0 | 0 | 0 | 17.1793 | 3.6843 | 0.329 | 0 | 0 | 0 | 8.318 | 8.318 | 3.244 | 0 | 3.244 | 0 | 3.244
2017-01-19 09:00 | 0.047 | 0 | 2.74 | 0 | 9.307 | 273.0683 | 12 | 17.1793 | 3.6843 | 0 | 0 | 12.075 | 5.1043 | 3.6843 | 0.66006 | 72.45 | 0 | 0 | 9.307 | 9.307 | 3.6297 | 0 | 3.6297 | 0 | 3.6297
2017-01-19 10:00 | 0.075 | 0 | 1.642 | 0 | 10.433 | 274.4804 | 12 | 17.1793 | 3.6843 | 0 | 0 | 12.1055 | 5.0738 | 3.6843 | 0.66089 | 72.633 | 0 | 0 | 10.433 | 10.433 | 4.0689 | 0 | 4.0689 | 0 | 4.0689
2017-01-19 11:00 | 0.092 | 0 | 1.88 | 0 | 10.212 | 276.0972 | 12 | 17.1793 | 3.6843 | 0 | 0 | 12.0557 | 5.1237 | 3.6843 | 0.65953 | 72.334 | 0 | 0 | 10.212 | 10.212 | 3.9827 | 0 | 3.9827 | 0 | 3.9827
2017-01-19 12:00 | 0.102 | 0 | 1.333 | 0 | 10.769 | 277.2436 | 12 | 17.1793 | 3.6843 | 0 | 0 | 14.1197 | 3.0597 | 3.6843 | 0.71611 | 70.587 | 8.266 | 2.7553 | 13.5243 | 13.5243 | 4.1999 | 1.0746 | 5.2745 | 0 | 5.2745
2017-01-19 13:00 | 0.119 | 0 | 0.834 | 0 | 11.285 | 277.9608 | 12 | 17.1793 | 3.6843 | 0 | 0 | 14.9755 | 2.2038 | 3.6843 | 0.73958 | 68.687 | 12.382 | 4.1273 | 15.4123 | 15.4123 | 4.4012 | 1.6097 | 6.0108 | 0 | 6.0108
2017-01-19 14:00 | 0.139 | 0 | 0.6 | 0 | 11.539 | 278.4768 | 12 | 17.1793 | 3.6843 | 0 | 0 | 4.4605 | 12.7188 | 3.6843 | 0.45129 | 0 | 15.656 | 5.2187 | 16.7577 | 16.7577 | 4.5002 | 2.0353 | 6.5355 | 0 | 6.5355
2017-01-19 15:00 | 0.13 | 0 | 0 | 0.237 | 11.893 | 278.4768 | 12 | 17.1793 | 3.6843 | 0 | 0 | 16.1703 | 1.009 | 3.6843 | 0.77234 | 66.033 | 18.129 | 6.043 | 17.936 | 18.173 | 4.6383 | 2.3568 | 6.995 | 0.09243 | 7.0875
2017-01-19 16:00 | 0.113 | 0 | 0 | 0.246 | 11.867 | 278.4768 | 12 | 17.1793 | 3.6843 | 0 | 0 | 16.5217 | 0.65766 | 3.6843 | 0.78197 | 65.252 | 19.819 | 6.6063 | 18.4733 | 18.7193 | 4.6281 | 2.5765 | 7.2046 | 0.09594 | 7.3005
2017-01-19 17:00 | 0.067 | 0 | 0.813 | 0 | 11.254 | 279.176 | 12 | 17.1793 | 3.6843 | 0 | 0 | 10.8065 | 6.3728 | 3.6843 | 0.62528 | 64.839 | 0 | 0 | 11.254 | 11.254 | 4.3891 | 0 | 4.3891 | 0 | 4.3891
2017-01-19 18:00 | 0.028 | 0 | 0.895 | 0 | 11.133 | 279.9457 | 12 | 17.1793 | 3.6843 | 0 | 0 | 10.7968 | 6.3825 | 3.6843 | 0.62501 | 64.781 | 0 | 0 | 11.133 | 11.133 | 4.3419 | 0 | 4.3419 | 0 | 4.3419
2017-01-19 19:00 | 0.004 | 0 | 0 | 0.386 | 11.618 | 279.9457 | 12 | 17.1793 | 3.6843 | 0 | 0 | 10.846 | 6.3333 | 3.6843 | 0.62636 | 65.076 | 0 | 0 | 11.618 | 12.004 | 4.531 | 0 | 4.531 | 0.15054 | 4.6816
2017-01-19 20:00 | 0 | 2.65 | 0 | 0 | 17.65 | 276.8643 | 15 | 21.4742 | 4.6053 | 0 | 0 | 0 | 21.4742 | 4.6053 | 0.329 | 0 | 0 | 0 | 17.65 | 17.65 | 6.8835 | 0 | 6.8835 | 0 | 6.8835
2017-01-19 21:00 | 0 | 5.603 | 0 | 0 | 20.603 | 270.3492 | 15 | 21.4742 | 4.6053 | 0 | 0 | 0 | 21.4742 | 4.6053 | 0.329 | 0 | 0 | 0 | 20.603 | 20.603 | 8.0352 | 0 | 8.0352 | 0 | 8.0352
2017-01-19 22:00 | 0 | 4.933 | 0 | 0 | 19.933 | 264.6132 | 15 | 21.4742 | 4.6053 | 0 | 0 | 0 | 21.4742 | 4.6053 | 0.329 | 0 | 0 | 0 | 19.933 | 19.933 | 7.7739 | 0 | 7.7739 | 0 | 7.7739
2017-01-19 23:00 | 0 | 3.148 | 0 | 0 | 18.148 | 260.9527 | 15 | 21.4742 | 4.6053 | 0 | 0 | 0 | 21.4742 | 4.6053 | 0.329 | 0 | 0 | 0 | 18.148 | 18.148 | 7.0777 | 0 | 7.0777 | 0 | 7.0777
2017-01-20 | 0 | 1.035 | 0 | 0 | 16.035 | 259.7492 | 15 | 21.4742 | 4.6053 | 0 | 0 | 3.0292 | 18.445 | 4.6053 | 0.39544 | 0 | 10.632 | 3.544 | 19.579 | 19.579 | 6.2537 | 1.3822 | 7.6358 | 0 | 7.6358
2017-01-20 01:00 | 0 | 0 | 0 | 0 | 14.256 | 259.7492 | 14.256 | 20.409 | 4.3769 | 0 | 0 | 2.6812 | 17.7279 | 4.3769 | 0.39088 | 0 | 9.411 | 3.137 | 17.393 | 17.393 | 5.5598 | 1.2234 | 6.7833 | 0 | 6.7833
2017-01-20 02:00 | 0 | 0 | 0 | 0 | 13.531 | 259.7492 | 13.531 | 19.3711 | 4.1543 | 0 | 0 | 2.438 | 16.9331 | 4.1543 | 0.38828 | 0 | 8.557 | 2.8523 | 16.3833 | 16.3833 | 5.2771 | 1.1124 | 6.3895 | 0 | 6.3895
2017-01-20 03:00 | 0 | 0 | 0 | 0 | 12.554 | 259.7492 | 12.554 | 17.9724 | 3.8543 | 0 | 0 | 2.1987 | 15.7738 | 3.8543 | 0.38662 | 0 | 7.717 | 2.5723 | 15.1263 | 15.1263 | 4.8961 | 1.0032 | 5.8993 | 0 | 5.8993
2017-01-20 04:00 | 0 | 0 | 0 | 0.029 | 11.971 | 259.7492 | 12 | 17.1793 | 3.6843 | 0 | 0 | 2.0977 | 15.0817 | 3.6843 | 0.38651 | 0 | 7.363 | 2.4543 | 14.4253 | 14.4543 | 4.6687 | 0.95719 | 5.6259 | 0.01131 | 5.6372
2017-01-20 05:00 | 0 | 0 | 0 | 0.707 | 11.293 | 259.7492 | 12 | 17.1793 | 3.6843 | 0 | 0 | 0 | 17.1793 | 3.6843 | 0.329 | 0 | 0 | 0 | 11.293 | 12 | 4.4043 | 0 | 4.4043 | 0.27573 | 4.68
2017-01-20 06:00 | 0 | 0 | 1.631 | 0 | 10.369 | 261.1519 | 12 | 17.1793 | 3.6843 | 0 | 0 | 0 | 17.1793 | 3.6843 | 0.329 | 0 | 0 | 0 | 10.369 | 10.369 | 4.0439 | 0 | 4.0439 | 0 | 4.0439
2017-01-20 07:00 | 0.004 | 0 | 3.731 | 0 | 8.273 | 264.3605 | 12 | 17.1793 | 3.6843 | 0 | 0 | 0 | 17.1793 | 3.6843 | 0.329 | 0 | 0 | 0 | 8.273 | 8.273 | 3.2265 | 0 | 3.2265 | 0 | 3.2265
2017-01-20 08:00 | 0.019 | 0 | 3.356 | 0 | 8.663 | 267.2467 | 12 | 17.1793 | 3.6843 | 0 | 0 | 0 | 17.1793 | 3.6843 | 0.329 | 0 | 0 | 0 | 8.663 | 8.663 | 3.3786 | 0 | 3.3786 | 0 | 3.3786
2017-01-20 09:00 | 0.052 | 0 | 2.038 | 0 | 10.014 | 268.9994 | 12 | 17.1793 | 3.6843 | 0 | 0 | 12.0345 | 5.1448 | 3.6843 | 0.65895 | 72.207 | 0 | 0 | 10.014 | 10.014 | 3.9055 | 0 | 3.9055 | 0 | 3.9055
2017-01-20 10:00 | 0.078 | 0 | 1.354 | 0 | 10.724 | 270.1638 | 12 | 17.1793 | 3.6843 | 0 | 0 | 12.1027 | 5.0767 | 3.6843 | 0.66081 | 72.616 | 0 | 0 | 10.724 | 10.724 | 4.1824 | 0 | 4.1824 | 0 | 4.1824
2017-01-20 11:00 | 0.092 | 0 | 1.621 | 0 | 10.471 | 271.5579 | 12 | 17.1793 | 3.6843 | 0 | 0 | 12.0243 | 5.155 | 3.6843 | 0.65867 | 72.146 | 0 | 0 | 10.471 | 10.471 | 4.0837 | 0 | 4.0837 | 0 | 4.0837
2017-01-20 12:00 | 0.115 | 0 | 1.215 | 0 | 10.9 | 272.6028 | 12 | 17.1793 | 3.6843 | 0 | 0 | 14.2513 | 2.928 | 3.6843 | 0.71972 | 70.295 | 8.899 | 2.9663 | 13.8663 | 13.8663 | 4.251 | 1.1569 | 5.4079 | 0 | 5.4079
2017-01-20 13:00 | 0.116 | 0 | 0.85 | 1.7764e-15 | 11.266 | 273.3338 | 12 | 17.1793 | 3.6843 | 0 | 0 | 15.09 | 2.0893 | 3.6843 | 0.74272 | 68.432 | 12.933 | 4.311 | 15.577 | 15.577 | 4.3937 | 1.6813 | 6.075 | 6.9278e-16 | 6.075
2017-01-20 14:00 | 0.115 | 0 | 0.759 | 0 | 11.356 | 273.9865 | 12 | 17.1793 | 3.6843 | 0 | 0 | 4.6817 | 12.4977 | 3.6843 | 0.45736 | 0 | 16.433 | 5.4777 | 16.8337 | 16.8337 | 4.4288 | 2.1363 | 6.5651 | 0 | 6.5651
2017-01-20 15:00 | 0.115 | 0 | 0.957 | 0 | 11.158 | 274.8095 | 12 | 17.1793 | 3.6843 | 0 | 0 | 16.3448 | 0.8345 | 3.6843 | 0.77712 | 65.645 | 18.968 | 6.3227 | 17.4807 | 17.4807 | 4.3516 | 2.4658 | 6.8175 | 0 | 6.8175
2017-01-20 16:00 | 0.098 | 0 | 1.236 | 0 | 10.862 | 275.8725 | 12 | 17.1793 | 3.6843 | 0 | 0 | 16.7452 | 0.43416 | 3.6843 | 0.7881 | 64.756 | 20.893 | 6.9643 | 17.8263 | 17.8263 | 4.2362 | 2.7161 | 6.9523 | 0 | 6.9523
2017-01-20 17:00 | 0.085 | 0 | 1.099 | 0 | 10.986 | 276.8176 | 12 | 17.1793 | 3.6843 | 0 | 0 | 10.6948 | 6.4845 | 3.6843 | 0.62222 | 64.169 | 0 | 0 | 10.986 | 10.986 | 4.2845 | 0 | 4.2845 | 0 | 4.2845
2017-01-20 18:00 | 0.039 | 0 | 0.674 | 1.7764e-15 | 11.365 | 277.3973 | 12 | 17.1793 | 3.6843 | 0 | 0 | 10.658 | 6.5213 | 3.6843 | 0.62121 | 63.948 | 0 | 0 | 11.365 | 11.365 | 4.4323 | 0 | 4.4323 | 6.9278e-16 | 4.4324
2017-01-20 19:00 | 0.007 | 0 | 0 | 0 | 12.278 | 277.3973 | 12.271 | 17.5673 | 3.7675 | 0 | 0 | 10.683 | 6.8843 | 3.7675 | 0.61542 | 64.098 | 0 | 0 | 12.278 | 12.278 | 4.7884 | 0 | 4.7884 | 0 | 4.7884
2017-01-20 20:00 | 0 | 3.031 | 0 | 0 | 18.031 | 273.8728 | 15 | 21.4742 | 4.6053 | 0 | 0 | 0 | 21.4742 | 4.6053 | 0.329 | 0 | 0 | 0 | 18.031 | 18.031 | 7.0321 | 0 | 7.0321 | 0 | 7.0321
2017-01-20 21:00 | 0 | 0 | 0 | 5.709 | 21.291 | 273.8728 | 27 | 38.6535 | 8.2896 | 0 | 0 | 0 | 38.6535 | 8.2896 | 0.329 | 0 | 0 | 0 | 21.291 | 27 | 8.3035 | 0 | 8.3035 | 2.2265 | 10.53
2017-01-20 22:00 | 0 | 5.662 | 0 | 0 | 20.662 | 267.2891 | 15 | 21.4742 | 4.6053 | 0 | 0 | 0 | 21.4742 | 4.6053 | 0.329 | 0 | 0 | 0 | 20.662 | 20.662 | 8.0582 | 0 | 8.0582 | 0 | 8.0582
2017-01-20 23:00 | 0 | 3.651 | 0 | 0 | 18.651 | 263.0438 | 15 | 21.4742 | 4.6053 | 0 | 0 | 0 | 21.4742 | 4.6053 | 0.329 | 0 | 0 | 0 | 18.651 | 18.651 | 7.2739 | 0 | 7.2739 | 0 | 7.2739
2017-01-21 | 0 | 0.505 | 0 | 0 | 15.505 | 262.4566 | 15 | 21.4742 | 4.6053 | 0 | 0 | 3.5065 | 17.9677 | 4.6053 | 0.40591 | 0 | 12.308 | 4.1027 | 19.6077 | 19.6077 | 6.047 | 1.6 | 7.647 | 0 | 7.647
2017-01-21 01:00 | 0 | 0 | 0 | 0 | 13.825 | 262.4566 | 13.825 | 19.792 | 4.2446 | 0 | 0 | 3.2027 | 16.5894 | 4.2446 | 0.40522 | 0 | 11.241 | 3.747 | 17.572 | 17.572 | 5.3918 | 1.4613 | 6.8531 | 0 | 6.8531
2017-01-21 02:00 | 0 | 0 | 0 | 0 | 13.396 | 262.4566 | 13.396 | 19.1779 | 4.1129 | 0 | 0 | 2.972 | 16.2059 | 4.1129 | 0.40199 | 0 | 10.432 | 3.4773 | 16.8733 | 16.8733 | 5.2244 | 1.3562 | 6.5806 | 0 | 6.5806
2017-01-21 03:00 | 0 | 0 | 0 | 0 | 13.313 | 262.4566 | 13.313 | 19.059 | 4.0874 | 0 | 0 | 2.7853 | 16.2737 | 4.0874 | 0.39783 | 0 | 9.776 | 3.2587 | 16.5717 | 16.5717 | 5.1921 | 1.2709 | 6.4629 | 0 | 6.4629
2017-01-21 04:00 | 0 | 0 | 0 | 0 | 12.358 | 262.4566 | 12.358 | 17.6918 | 3.7942 | 0 | 0 | 2.6235 | 15.0683 | 3.7942 | 0.39884 | 0 | 9.209 | 3.0697 | 15.4277 | 15.4277 | 4.8196 | 1.1972 | 6.0168 | 0 | 6.0168
2017-01-21 05:00 | 0 | 0 | 0 | 0.255 | 11.745 | 262.4566 | 12 | 17.1793 | 3.6843 | 0 | 0 | 0 | 17.1793 | 3.6843 | 0.329 | 0 | 0 | 0 | 11.745 | 12 | 4.5805 | 0 | 4.5805 | 0.09945 | 4.68
2017-01-21 06:00 | 0 | 0 | 1.341 | 0 | 10.659 | 263.6098 | 12 | 17.1793 | 3.6843 | 0 | 0 | 0 | 17.1793 | 3.6843 | 0.329 | 0 | 0 | 0 | 10.659 | 10.659 | 4.157 | 0 | 4.157 | 0 | 4.157
2017-01-21 07:00 | 0.007 | 0 | 3.809 | 1.7764e-15 | 8.198 | 266.8856 | 12 | 17.1793 | 3.6843 | 0 | 0 | 0 | 17.1793 | 3.6843 | 0.329 | 0 | 0 | 0 | 8.198 | 8.198 | 3.1972 | 0 | 3.1972 | 6.9278e-16 | 3.1972
2017-01-21 08:00 | 0.031 | 0 | 3.702 | 0 | 8.329 | 270.0693 | 12 | 17.1793 | 3.6843 | 0 | 0 | 0 | 17.1793 | 3.6843 | 0.329 | 0 | 0 | 0 | 8.329 | 8.329 | 3.2483 | 0 | 3.2483 | 0 | 3.2483
2017-01-21 09:00 | 0.075 | 0 | 2.681 | 0 | 9.394 | 272.3749 | 12 | 17.1793 | 3.6843 | 0 | 0 | 11.7685 | 5.4108 | 3.6843 | 0.65165 | 70.611 | 0 | 0 | 9.394 | 9.394 | 3.6637 | 0 | 3.6637 | 0 | 3.6637
2017-01-21 10:00 | 0.135 | 0 | 2.273 | 0 | 9.862 | 274.3297 | 12 | 17.1793 | 3.6843 | 0 | 0 | 11.8023 | 5.377 | 3.6843 | 0.65258 | 70.814 | 0 | 0 | 9.862 | 9.862 | 3.8462 | 0 | 3.8462 | 0 | 3.8462
2017-01-21 11:00 | 0.12 | 0 | 2.259 | 0 | 9.861 | 276.2725 | 12 | 17.1793 | 3.6843 | 0 | 0 | 11.7962 | 5.3832 | 3.6843 | 0.65241 | 70.777 | 0 | 0 | 9.861 | 9.861 | 3.8458 | 0 | 3.8458 | 0 | 3.8458
2017-01-21 12:00 | 0.095 | 0 | 1.848 | 0 | 10.247 | 277.8617 | 12 | 17.1793 | 3.6843 | 0 | 0 | 14.5017 | 2.6777 | 3.6843 | 0.72659 | 69.739 | 10.104 | 3.368 | 13.615 | 13.615 | 3.9963 | 1.3135 | 5.3098 | 0 | 5.3098
2017-01-21 13:00 | 0.15 | 0 | 1.126 | 0 | 11.024 | 278.8301 | 12 | 17.1793 | 3.6843 | 0 | 0 | 14.9692 | 2.2102 | 3.6843 | 0.7394 | 68.701 | 12.352 | 4.1173 | 15.1413 | 15.1413 | 4.2994 | 1.6058 | 5.9051 | 0 | 5.9051
2017-01-21 14:00 | 0.067 | 0 | 1.121 | 1.7764e-15 | 10.946 | 279.7942 | 12 | 17.1793 | 3.6843 | 0 | 0 | 3.7657 | 13.4137 | 3.6843 | 0.43224 | 0 | 13.218 | 4.406 | 15.352 | 15.352 | 4.2689 | 1.7183 | 5.9873 | 6.9278e-16 | 5.9873
2017-01-21 15:00 | 0.132 | 0 | 1.241 | 0 | 10.891 | 280.8614 | 12 | 17.1793 | 3.6843 | 0 | 0 | 15.213 | 1.9663 | 3.6843 | 0.74609 | 68.159 | 13.525 | 4.5083 | 15.3993 | 15.3993 | 4.2475 | 1.7583 | 6.0057 | 0 | 6.0057
2017-01-21 16:00 | 0.08 | 0 | 0.83 | 0 | 11.25 | 281.5752 | 12 | 17.1793 | 3.6843 | 0 | 0 | 15.2758 | 1.9035 | 3.6843 | 0.74781 | 68.019 | 13.827 | 4.609 | 15.859 | 15.859 | 4.3875 | 1.7975 | 6.185 | 0 | 6.185
2017-01-21 17:00 | 0.08 | 0 | 1.613 | 0 | 10.467 | 282.9624 | 12 | 17.1793 | 3.6843 | 0 | 0 | 11.3198 | 5.8595 | 3.6843 | 0.63935 | 67.919 | 0 | 0 | 10.467 | 10.467 | 4.0821 | 0 | 4.0821 | 0 | 4.0821
2017-01-21 18:00 | 0.034 | 0 | 1.516 | 0 | 10.518 | 284.2662 | 12 | 17.1793 | 3.6843 | 0 | 0 | 11.3432 | 5.8362 | 3.6843 | 0.63999 | 68.059 | 0 | 0 | 10.518 | 10.518 | 4.102 | 0 | 4.102 | 0 | 4.102
2017-01-21 19:00 | 0.006 | 0 | 0.824 | 1.7764e-15 | 11.182 | 284.9748 | 12 | 17.1793 | 3.6843 | 0 | 0 | 11.3788 | 5.8005 | 3.6843 | 0.64097 | 68.273 | 0 | 0 | 11.182 | 11.182 | 4.361 | 0 | 4.361 | 6.9278e-16 | 4.361
2017-01-21 20:00 | 0 | 1.707 | 0 | 0 | 16.707 | 282.9899 | 15 | 21.4742 | 4.6053 | 0 | 0 | 0 | 21.4742 | 4.6053 | 0.329 | 0 | 0 | 0 | 16.707 | 16.707 | 6.5157 | 0 | 6.5157 | 0 | 6.5157
2017-01-21 21:00 | 0 | 4.909 | 0 | 0 | 19.909 | 277.2818 | 15 | 21.4742 | 4.6053 | 0 | 0 | 0 | 21.4742 | 4.6053 | 0.329 | 0 | 0 | 0 | 19.909 | 19.909 | 7.7645 | 0 | 7.7645 | 0 | 7.7645
2017-01-21 22:00 | 0 | 5.083 | 0 | 0 | 20.083 | 271.3713 | 15 | 21.4742 | 4.6053 | 0 | 0 | 0 | 21.4742 | 4.6053 | 0.329 | 0 | 0 | 0 | 20.083 | 20.083 | 7.8324 | 0 | 7.8324 | 0 | 7.8324
2017-01-21 23:00 | 0 | 3.347 | 0 | 0 | 18.347 | 267.4795 | 15 | 21.4742 | 4.6053 | 0 | 0 | 0 | 21.4742 | 4.6053 | 0.329 | 0 | 0 | 0 | 18.347 | 18.347 | 7.1553 | 0 | 7.1553 | 0 | 7.1553
2017-01-22 | 0 | 0.676 | 0 | 0 | 15.676 | 266.6934 | 15 | 21.4742 | 4.6053 | 0 | 0 | 2.6963 | 18.7778 | 4.6053 | 0.38814 | 0 | 9.464 | 3.1547 | 18.8307 | 18.8307 | 6.1136 | 1.2303 | 7.344 | 0 | 7.344
2017-01-22 01:00 | 0 | 0 | 0 | 0 | 13.648 | 266.6934 | 13.648 | 19.5386 | 4.1902 | 0 | 0 | 2.5387 | 17 | 4.1902 | 0.3902 | 0 | 8.91 | 2.97 | 16.618 | 16.618 | 5.3227 | 1.1583 | 6.481 | 0 | 6.481
2017-01-22 02:00 | 0 | 0 | 0 | 0 | 12.781 | 266.6934 | 12.781 | 18.2974 | 3.924 | 0 | 0 | 2.411 | 15.8864 | 3.924 | 0.39106 | 0 | 8.462 | 2.8207 | 15.6017 | 15.6017 | 4.9846 | 1.1001 | 6.0846 | 0 | 6.0846
2017-01-22 03:00 | 0 | 0 | 0 | 0 | 12.013 | 266.6934 | 12.013 | 17.1979 | 3.6883 | 0 | 0 | 2.2925 | 14.9054 | 3.6883 | 0.39178 | 0 | 8.047 | 2.6823 | 14.6953 | 14.6953 | 4.6851 | 1.0461 | 5.7312 | 0 | 5.7312
2017-01-22 04:00 | 0 | 0 | 0 | 0.507 | 11.493 | 266.6934 | 12 | 17.1793 | 3.6843 | 0 | 0 | 2.1703 | 15.009 | 3.6843 | 0.3885 | 0 | 7.618 | 2.5393 | 14.0323 | 14.5393 | 4.4823 | 0.99034 | 5.4726 | 0.19773 | 5.6703
2017-01-22 05:00 | 0 | 0 | 1.621 | 0 | 10.379 | 268.0875 | 12 | 17.1793 | 3.6843 | 0 | 0 | 0 | 17.1793 | 3.6843 | 0.329 | 0 | 0 | 0 | 10.379 | 10.379 | 4.0478 | 0 | 4.0478 | 0 | 4.0478
2017-01-22 06:00 | 0 | 0 | 2.567 | 0 | 9.433 | 270.2951 | 12 | 17.1793 | 3.6843 | 0 | 0 | 0 | 17.1793 | 3.6843 | 0.329 | 0 | 0 | 0 | 9.433 | 9.433 | 3.6789 | 0 | 3.6789 | 0 | 3.6789
2017-01-22 07:00 | 0.01 | 0 | 0 | 4.55 | 7.46 | 270.2951 | 12 | 17.1793 | 3.6843 | 0 | 0 | 0 | 17.1793 | 3.6843 | 0.329 | 0 | 0 | 0 | 7.46 | 12.01 | 2.9094 | 0 | 2.9094 | 1.7745 | 4.6839
2017-01-22 08:00 | 0.047 | 0 | 4.291 | 0 | 7.756 | 273.9854 | 12 | 17.1793 | 3.6843 | 0 | 0 | 0 | 17.1793 | 3.6843 | 0.329 | 0 | 0 | 0 | 7.756 | 7.756 | 3.0248 | 0 | 3.0248 | 0 | 3.0248
2017-01-22 09:00 | 0.1 | 0 | 3.55 | 0 | 8.55 | 277.0384 | 12 | 17.1793 | 3.6843 | 0 | 0 | 11.974 | 5.2053 | 3.6843 | 0.65729 | 71.844 | 0 | 0 | 8.55 | 8.55 | 3.3345 | 0 | 3.3345 | 0 | 3.3345
2017-01-22 10:00 | 0.129 | 0 | 2.554 | 1.7764e-15 | 9.575 | 279.2348 | 12 | 17.1793 | 3.6843 | 0 | 0 | 11.9603 | 5.219 | 3.6843 | 0.65691 | 71.762 | 0 | 0 | 9.575 | 9.575 | 3.7342 | 0 | 3.7342 | 6.9278e-16 | 3.7343
2017-01-22 11:00 | 0.155 | 0 | 2.168 | 0 | 9.987 | 281.0993 | 12 | 17.1793 | 3.6843 | 0 | 0 | 11.8832 | 5.2962 | 3.6843 | 0.6548 | 71.299 | 0 | 0 | 9.987 | 9.987 | 3.8949 | 0 | 3.8949 | 0 | 3.8949
2017-01-22 12:00 | 0.143 | 0 | 1.407 | 0 | 10.736 | 282.3093 | 12 | 17.1793 | 3.6843 | 0 | 0 | 14.4145 | 2.7648 | 3.6843 | 0.7242 | 69.932 | 9.685 | 3.2283 | 13.9643 | 13.9643 | 4.187 | 1.2591 | 5.4461 | 0 | 5.4461
2017-01-22 13:00 | 0.166 | 0 | 1.764 | 0 | 10.402 | 283.8263 | 12 | 17.1793 | 3.6843 | 0 | 0 | 15.1905 | 1.9888 | 3.6843 | 0.74547 | 68.209 | 13.416 | 4.472 | 14.874 | 14.874 | 4.0568 | 1.7441 | 5.8009 | 0 | 5.8009
2017-01-22 14:00 | 0.136 | 0 | 1.77 | 0 | 10.366 | 285.3485 | 12 | 17.1793 | 3.6843 | 0 | 0 | 4.704 | 12.4753 | 3.6843 | 0.45797 | 0 | 16.511 | 5.5037 | 15.8697 | 15.8697 | 4.0427 | 2.1464 | 6.1892 | 0 | 6.1892
2017-01-22 15:00 | 0.155 | 0 | 1.206 | 0 | 10.949 | 286.3857 | 12 | 17.1793 | 3.6843 | 0 | 0 | 16.3398 | 0.8395 | 3.6843 | 0.77698 | 65.656 | 18.944 | 6.3147 | 17.2637 | 17.2637 | 4.2701 | 2.4627 | 6.7328 | 0 | 6.7328
2017-01-22 16:00 | 0.13 | 0 | 1.129 | 0 | 11.001 | 287.3566 | 12 | 17.1793 | 3.6843 | 0 | 0 | 16.6795 | 0.49983 | 3.6843 | 0.7863 | 64.902 | 20.578 | 6.8593 | 17.8603 | 17.8603 | 4.2904 | 2.6751 | 6.9655 | 0 | 6.9655
2017-01-22 17:00 | 0.103 | 0 | 1.325 | 0 | 10.778 | 288.4961 | 12 | 17.1793 | 3.6843 | 0 | 0 | 10.7652 | 6.4142 | 3.6843 | 0.62414 | 64.591 | 0 | 0 | 10.778 | 10.778 | 4.2034 | 0 | 4.2034 | 0 | 4.2034
2017-01-22 18:00 | 0.034 | 0 | 1.019 | 0 | 11.015 | 289.3725 | 12 | 17.1793 | 3.6843 | 0 | 0 | 10.792 | 6.3873 | 3.6843 | 0.62488 | 64.752 | 0 | 0 | 11.015 | 11.015 | 4.2959 | 0 | 4.2959 | 0 | 4.2959
2017-01-22 19:00 | 0.004 | 0 | 0.759 | 0 | 11.245 | 290.0252 | 12 | 17.1793 | 3.6843 | 0 | 0 | 10.8295 | 6.3498 | 3.6843 | 0.62591 | 64.977 | 0 | 0 | 11.245 | 11.245 | 4.3856 | 0 | 4.3856 | 0 | 4.3856
2017-01-22 20:00 | 0 | 2.384 | 0 | 0 | 17.384 | 287.2531 | 15 | 21.4742 | 4.6053 | 0 | 0 | 0 | 21.4742 | 4.6053 | 0.329 | 0 | 0 | 0 | 17.384 | 17.384 | 6.7798 | 0 | 6.7798 | 0 | 6.7798
2017-01-22 21:00 | 0 | 4.611 | 0 | 0 | 19.611 | 281.8915 | 15 | 21.4742 | 4.6053 | 0 | 0 | 0 | 21.4742 | 4.6053 | 0.329 | 0 | 0 | 0 | 19.611 | 19.611 | 7.6483 | 0 | 7.6483 | 0 | 7.6483
2017-01-22 22:00 | 0 | 5.352 | 0 | 0 | 20.352 | 275.6682 | 15 | 21.4742 | 4.6053 | 0 | 0 | 0 | 21.4742 | 4.6053 | 0.329 | 0 | 0 | 0 | 20.352 | 20.352 | 7.9373 | 0 | 7.9373 | 0 | 7.9373
2017-01-22 23:00 | 0 | 3.2 | 0 | 0 | 18.2 | 271.9473 | 15 | 21.4742 | 4.6053 | 0 | 0 | 0 | 21.4742 | 4.6053 | 0.329 | 0 | 0 | 0 | 18.2 | 18.2 | 7.098 | 0 | 7.098 | 0 | 7.098
2017-01-23 | 0 | 0.471 | 0 | 0 | 15.471 | 271.3996 | 15 | 21.4742 | 4.6053 | 0 | 0 | 3.6705 | 17.8037 | 4.6053 | 0.40951 | 0 | 12.883 | 4.2943 | 19.7653 | 19.7653 | 6.0337 | 1.6748 | 7.7085 | 0 | 7.7085
2017-01-23 01:00 | 0 | 0 | 0 | 0 | 13.669 | 271.3996 | 13.669 | 19.5687 | 4.1967 | 0 | 0 | 3.402 | 16.1667 | 4.1967 | 0.41088 | 0 | 11.941 | 3.9803 | 17.6493 | 17.6493 | 5.3309 | 1.5523 | 6.8832 | 0 | 6.8832
2017-01-23 02:00 | 0 | 0 | 0 | 0 | 12.533 | 271.3996 | 12.533 | 17.9424 | 3.8479 | 0 | 0 | 3.1812 | 14.7612 | 3.8479 | 0.41251 | 0 | 11.166 | 3.722 | 16.255 | 16.255 | 4.8879 | 1.4516 | 6.3395 | 0 | 6.3395
2017-01-23 03:00 | 0 | 0 | 0 | 0.085 | 11.915 | 271.3996 | 12 | 17.1793 | 3.6843 | 0 | 0 | 2.9448 | 14.2345 | 3.6843 | 0.40974 | 0 | 10.336 | 3.4453 | 15.3603 | 15.4453 | 4.6468 | 1.3437 | 5.9905 | 0.03315 | 6.0237
2017-01-23 04:00 | 0 | 0 | 0 | 0 | 12.201 | 271.3996 | 12.201 | 17.4671 | 3.746 | 0 | 0 | 2.7448 | 14.7223 | 3.746 | 0.40301 | 0 | 9.634 | 3.2113 | 15.4123 | 15.4123 | 4.7584 | 1.2524 | 6.0108 | 0 | 6.0108
2017-01-23 05:00 | 0 | 0 | 0.646 | 0 | 11.354 | 271.9552 | 12 | 17.1793 | 3.6843 | 0 | 0 | 0 | 17.1793 | 3.6843 | 0.329 | 0 | 0 | 0 | 11.354 | 11.354 | 4.4281 | 0 | 4.4281 | 0 | 4.4281
2017-01-23 06:00 | 0 | 0 | 1.801 | 0 | 10.199 | 273.5041 | 12 | 17.1793 | 3.6843 | 0 | 0 | 0 | 17.1793 | 3.6843 | 0.329 | 0 | 0 | 0 | 10.199 | 10.199 | 3.9776 | 0 | 3.9776 | 0 | 3.9776
2017-01-23 07:00 | 0.011 | 0 | 3.776 | 0 | 8.235 | 276.7514 | 12 | 17.1793 | 3.6843 | 0 | 0 | 0 | 17.1793 | 3.6843 | 0.329 | 0 | 0 | 0 | 8.235 | 8.235 | 3.2117 | 0 | 3.2117 | 0 | 3.2117
2017-01-23 08:00 | 0.038 | 0 | 3.453 | 0 | 8.585 | 279.721 | 12 | 17.1793 | 3.6843 | 0 | 0 | 0 | 17.1793 | 3.6843 | 0.329 | 0 | 0 | 0 | 8.585 | 8.585 | 3.3481 | 0 | 3.3481 | 0 | 3.3481
2017-01-23 09:00 | 0.073 | 0 | 2.829 | 0 | 9.244 | 282.1539 | 12 | 17.1793 | 3.6843 | 0 | 0 | 11.7583 | 5.421 | 3.6843 | 0.65137 | 70.55 | 0 | 0 | 9.244 | 9.244 | 3.6052 | 0 | 3.6052 | 0 | 3.6052
2017-01-23 10:00 | 0.114 | 0 | 1.949 | 0 | 10.165 | 283.8301 | 12 | 17.1793 | 3.6843 | 0 | 0 | 11.7577 | 5.4217 | 3.6843 | 0.65136 | 70.546 | 0 | 0 | 10.165 | 10.165 | 3.9644 | 0 | 3.9644 | 0 | 3.9644
2017-01-23 11:00 | 0.14 | 0 | 1.728 | 0 | 10.412 | 285.3162 | 12 | 17.1793 | 3.6843 | 0 | 0 | 11.7105 | 5.4688 | 3.6843 | 0.65006 | 70.263 | 0 | 0 | 10.412 | 10.412 | 4.0607 | 0 | 4.0607 | 0 | 4.0607
2017-01-23 12:00 | 0.162 | 0 | 1.13 | 0 | 11.032 | 286.288 | 12 | 17.1793 | 3.6843 | 0 | 0 | 14.7323 | 2.447 | 3.6843 | 0.73291 | 69.226 | 11.213 | 3.7377 | 14.7697 | 14.7697 | 4.3025 | 1.4577 | 5.7602 | 0 | 5.7602
2017-01-23 13:00 | 0.149 | 0 | 0.77 | 1.7764e-15 | 11.379 | 286.9502 | 12 | 17.1793 | 3.6843 | 0 | 0 | 15.1787 | 2.0007 | 3.6843 | 0.74515 | 68.235 | 13.36 | 4.4533 | 15.8323 | 15.8323 | 4.4378 | 1.7368 | 6.1746 | 6.9278e-16 | 6.1746
2017-01-23 14:00 | 0.101 | 0 | 0.931 | 0 | 11.17 | 287.7508 | 12 | 17.1793 | 3.6843 | 0 | 0 | 4.3148 | 12.8645 | 3.6843 | 0.4473 | 0 | 15.145 | 5.0483 | 16.2183 | 16.2183 | 4.3563 | 1.9688 | 6.3252 | 0 | 6.3252
2017-01-23 15:00 | 0.058 | 0 | 0 | 0.091 | 11.967 | 287.7508 | 12 | 17.1793 | 3.6843 | 0 | 0 | 15.84 | 1.3393 | 3.6843 | 0.76328 | 66.766 | 16.54 | 5.5133 | 17.4803 | 17.5713 | 4.6671 | 2.1502 | 6.8173 | 0.03549 | 6.8528
2017-01-23 16:00 | 0.045 | 0 | 0 | 0.108 | 11.937 | 287.7508 | 12 | 17.1793 | 3.6843 | 0 | 0 | 16.039 | 1.1403 | 3.6843 | 0.76874 | 66.325 | 17.497 | 5.8323 | 17.7693 | 17.8773 | 4.6554 | 2.2746 | 6.93 | 0.04212 | 6.9722
2017-01-23 17:00 | 0.03 | 0 | 0 | 0.471 | 11.559 | 287.7508 | 12 | 17.1793 | 3.6843 | 0 | 0 | 11.0178 | 6.1615 | 3.6843 | 0.63107 | 66.107 | 0 | 0 | 11.559 | 12.03 | 4.508 | 0 | 4.508 | 0.18369 | 4.6917
2017-01-23 18:00 | 0.028 | 0 | 0.615 | 0 | 11.413 | 288.2797 | 12 | 17.1793 | 3.6843 | 0 | 0 | 10.9985 | 6.1808 | 3.6843 | 0.63054 | 65.991 | 0 | 0 | 11.413 | 11.413 | 4.4511 | 0 | 4.4511 | 0 | 4.4511
2017-01-23 19:00 | 0.011 | 0 | 0 | 0 | 12.044 | 288.2797 | 12.033 | 17.2266 | 3.6944 | 0 | 0 | 11.0192 | 6.2074 | 3.6944 | 0.63028 | 66.115 | 0 | 0 | 12.044 | 12.044 | 4.6972 | 0 | 4.6972 | 0 | 4.6972
2017-01-23 20:00 | 0 | 3.025 | 0 | 0 | 18.025 | 284.7623 | 15 | 21.4742 | 4.6053 | 0 | 0 | 0 | 21.4742 | 4.6053 | 0.329 | 0 | 0 | 0 | 18.025 | 18.025 | 7.0297 | 0 | 7.0297 | 0 | 7.0297
2017-01-23 21:00 | 0 | 5.295 | 0 | 0 | 20.295 | 278.6053 | 15 | 21.4742 | 4.6053 | 0 | 0 | 0 | 21.4742 | 4.6053 | 0.329 | 0 | 0 | 0 | 20.295 | 20.295 | 7.9151 | 0 | 7.9151 | 0 | 7.9151
2017-01-23 22:00 | 0 | 4.577 | 0 | 0 | 19.577 | 273.2832 | 15 | 21.4742 | 4.6053 | 0 | 0 | 0 | 21.4742 | 4.6053 | 0.329 | 0 | 0 | 0 | 19.577 | 19.577 | 7.635 | 0 | 7.635 | 0 | 7.635
2017-01-23 23:00 | 0 | 2.486 | 0 | 0 | 17.486 | 270.3925 | 15 | 21.4742 | 4.6053 | 0 | 0 | 0 | 21.4742 | 4.6053 | 0.329 | 0 | 0 | 0 | 17.486 | 17.486 | 6.8195 | 0 | 6.8195 | 0 | 6.8195
2017-01-24 | 0 | 0.784 | 0 | 0 | 15.784 | 269.4809 | 15 | 21.4742 | 4.6053 | 0 | 0 | 3.3877 | 18.0865 | 4.6053 | 0.4033 | 0 | 11.891 | 3.9637 | 19.7477 | 19.7477 | 6.1558 | 1.5458 | 7.7016 | 0 | 7.7016
2017-01-24 01:00 | 0 | 0 | 0 | 0 | 14.604 | 269.4809 | 14.604 | 20.9072 | 4.4837 | 0 | 0 | 3.1897 | 17.7176 | 4.4837 | 0.40086 | 0 | 11.196 | 3.732 | 18.336 | 18.336 | 5.6956 | 1.4555 | 7.151 | 0 | 7.151
2017-01-24 02:00 | 0 | 0 | 0 | 0 | 12.86 | 269.4809 | 12.86 | 18.4105 | 3.9483 | 0 | 0 | 3.0337 | 15.3769 | 3.9483 | 0.40661 | 0 | 10.648 | 3.5493 | 16.4093 | 16.4093 | 5.0154 | 1.3842 | 6.3996 | 0 | 6.3996
2017-01-24 03:00 | 0 | 0 | 0 | 0 | 12.316 | 269.4809 | 12.316 | 17.6317 | 3.7813 | 0 | 0 | 2.9115 | 14.7202 | 3.7813 | 0.40678 | 0 | 10.219 | 3.4063 | 15.7223 | 15.7223 | 4.8032 | 1.3285 | 6.1317 | 0 | 6.1317
2017-01-24 04:00 | 0 | 0 | 0.743 | 0 | 11.257 | 270.1199 | 12 | 17.1793 | 3.6843 | 0 | 0 | 2.7567 | 14.4227 | 3.6843 | 0.40458 | 0 | 9.676 | 3.2253 | 14.4823 | 14.4823 | 4.3902 | 1.2579 | 5.6481 | 0 | 5.6481
2017-01-24 05:00 | 0 | 0 | 0 | 0.12 | 11.88 | 270.1199 | 12 | 17.1793 | 3.6843 | 0 | 0 | 0 | 17.1793 | 3.6843 | 0.329 | 0 | 0 | 0 | 11.88 | 12 | 4.6332 | 0 | 4.6332 | 0.0468 | 4.68
2017-01-24 06:00 | 0 | 0 | 1.525 | 1.7764e-15 | 10.475 | 271.4314 | 12 | 17.1793 | 3.6843 | 0 | 0 | 0 | 17.1793 | 3.6843 | 0.329 | 0 | 0 | 0 | 10.475 | 10.475 | 4.0853 | 0 | 4.0853 | 6.9278e-16 | 4.0853
2017-01-24 07:00 | 0.007 | 0 | 3.816 | 0 | 8.191 | 274.7131 | 12 | 17.1793 | 3.6843 | 0 | 0 | 0 | 17.1793 | 3.6843 | 0.329 | 0 | 0 | 0 | 8.191 | 8.191 | 3.1945 | 0 | 3.1945 | 0 | 3.1945
2017-01-24 08:00 | 0.04 | 0 | 3.888 | 0 | 8.152 | 278.0568 | 12 | 17.1793 | 3.6843 | 0 | 0 | 0 | 17.1793 | 3.6843 | 0.329 | 0 | 0 | 0 | 8.152 | 8.152 | 3.1793 | 0 | 3.1793 | 0 | 3.1793
2017-01-24 09:00 | 0.065 | 0 | 2.743 | 0 | 9.322 | 280.4158 | 12 | 17.1793 | 3.6843 | 0 | 0 | 11.7503 | 5.429 | 3.6843 | 0.65115 | 70.502 | 0 | 0 | 9.322 | 9.322 | 3.6356 | 0 | 3.6356 | 0 | 3.6356
2017-01-24 10:00 | 0.076 | 0 | 2.307 | 0 | 9.769 | 282.3998 | 12 | 17.1793 | 3.6843 | 0 | 0 | 11.7315 | 5.4478 | 3.6843 | 0.65064 | 70.389 | 0 | 0 | 9.769 | 9.769 | 3.8099 | 0 | 3.8099 | 0 | 3.8099
2017-01-24 11:00 | 0.105 | 0 | 2.074 | 0 | 10.031 | 284.1834 | 12 | 17.1793 | 3.6843 | 0 | 0 | 11.6922 | 5.4872 | 3.6843 | 0.64956 | 70.153 | 0 | 0 | 10.031 | 10.031 | 3.9121 | 0 | 3.9121 | 0 | 3.9121
2017-01-24 12:00 | 0.138 | 0 | 1.159 | 0 | 10.979 | 285.1802 | 12 | 17.1793 | 3.6843 | 0 | 0 | 14.6747 | 2.5047 | 3.6843 | 0.73133 | 69.355 | 10.935 | 3.645 | 14.624 | 14.624 | 4.2818 | 1.4216 | 5.7034 | 0 | 5.7034
2017-01-24 13:00 | 0.142 | 0 | 1.42 | 0 | 10.722 | 286.4014 | 12 | 17.1793 | 3.6843 | 0 | 0 | 14.9952 | 2.1842 | 3.6843 | 0.74012 | 68.643 | 12.477 | 4.159 | 14.881 | 14.881 | 4.1816 | 1.622 | 5.8036 | 0 | 5.8036
2017-01-24 14:00 | 0.14 | 0 | 1.515 | 1.7764e-15 | 10.625 | 287.7043 | 12 | 17.1793 | 3.6843 | 0 | 0 | 3.9565 | 13.2228 | 3.6843 | 0.43747 | 0 | 13.887 | 4.629 | 15.254 | 15.254 | 4.1437 | 1.8053 | 5.9491 | 6.9278e-16 | 5.9491
2017-01-24 15:00 | 0.14 | 0 | 0.622 | 0 | 11.518 | 288.2392 | 12 | 17.1793 | 3.6843 | 0 | 0 | 15.5995 | 1.5798 | 3.6843 | 0.75669 | 67.301 | 15.383 | 5.1277 | 16.6457 | 16.6457 | 4.492 | 1.9998 | 6.4918 | 0 | 6.4918
2017-01-24 16:00 | 0.106 | 0 | 0 | 0.232 | 11.874 | 288.2392 | 12 | 17.1793 | 3.6843 | 0 | 0 | 15.9197 | 1.2597 | 3.6843 | 0.76546 | 66.59 | 16.923 | 5.641 | 17.515 | 17.747 | 4.6309 | 2.2 | 6.8309 | 0.09048 | 6.9213
2017-01-24 17:00 | 0.094 | 0 | 0 | 0.074 | 12.02 | 288.2392 | 12 | 17.1793 | 3.6843 | 0 | 0 | 10.9938 | 6.1855 | 3.6843 | 0.63041 | 65.963 | 0 | 0 | 12.02 | 12.094 | 4.6878 | 0 | 4.6878 | 0.02886 | 4.7167
2017-01-24 18:00 | 0.05 | 0 | 0 | 0 | 12.121 | 288.2392 | 12.071 | 17.281 | 3.7061 | 0 | 0 | 10.9265 | 6.3545 | 3.7061 | 0.62681 | 65.559 | 0 | 0 | 12.121 | 12.121 | 4.7272 | 0 | 4.7272 | 0 | 4.7272
2017-01-24 19:00 | 0.002 | 0 | 0 | 0 | 12.015 | 288.2392 | 12.013 | 17.1979 | 3.6883 | 0 | 0 | 10.9372 | 6.2608 | 3.6883 | 0.62854 | 65.623 | 0 | 0 | 12.015 | 12.015 | 4.6859 | 0 | 4.6859 | 0 | 4.6859
2017-01-24 20:00 | 0 | 2.591 | 0 | 0 | 17.591 | 285.2264 | 15 | 21.4742 | 4.6053 | 0 | 0 | 0 | 21.4742 | 4.6053 | 0.329 | 0 | 0 | 0 | 17.591 | 17.591 | 6.8605 | 0 | 6.8605 | 0 | 6.8605
2017-01-24 21:00 | 0 | 5.486 | 0 | 0 | 20.486 | 278.8473 | 15 | 21.4742 | 4.6053 | 0 | 0 | 0 | 21.4742 | 4.6053 | 0.329 | 0 | 0 | 0 | 20.486 | 20.486 | 7.9895 | 0 | 7.9895 | 0 | 7.9895
2017-01-24 22:00 | 0 | 4.953 | 0 | 0 | 19.953 | 273.088 | 15 | 21.4742 | 4.6053 | 0 | 0 | 0 | 21.4742 | 4.6053 | 0.329 | 0 | 0 | 0 | 19.953 | 19.953 | 7.7817 | 0 | 7.7817 | 0 | 7.7817
2017-01-24 23:00 | 0 | 2.968 | 0 | 0 | 17.968 | 269.6369 | 15 | 21.4742 | 4.6053 | 0 | 0 | 0 | 21.4742 | 4.6053 | 0.329 | 0 | 0 | 0 | 17.968 | 17.968 | 7.0075 | 0 | 7.0075 | 0 | 7.0075
2017-01-25 | 0 | 1.078 | 0 | 0 | 16.078 | 268.3834 | 15 | 21.4742 | 4.6053 | 0 | 0 | 3.2217 | 18.2525 | 4.6053 | 0.39966 | 0 | 11.308 | 3.7693 | 19.8473 | 19.8473 | 6.2704 | 1.47 | 7.7405 | 0 | 7.7405
2017-01-25 01:00 | 0 | 0 | 0 | 0 | 14.952 | 268.3834 | 14.952 | 21.4054 | 4.5906 | 0 | 0 | 3.0632 | 18.3423 | 4.5906 | 0.3964 | 0 | 10.752 | 3.584 | 18.536 | 18.536 | 5.8313 | 1.3978 | 7.229 | 0 | 7.229
2017-01-25 02:00 | 0 | 0 | 0 | 0 | 13.367 | 268.3834 | 13.367 | 19.1363 | 4.104 | 0 | 0 | 2.9402 | 16.1962 | 4.104 | 0.40137 | 0 | 10.32 | 3.44 | 16.807 | 16.807 | 5.2131 | 1.3416 | 6.5547 | 0 | 6.5547
2017-01-25 03:00 | 0 | 0 | 0 | 0 | 12.963 | 268.3834 | 12.963 | 18.558 | 3.9799 | 0 | 0 | 2.8335 | 15.7245 | 3.9799 | 0.40091 | 0 | 9.946 | 3.3153 | 16.2783 | 16.2783 | 5.0556 | 1.293 | 6.3485 | 0 | 6.3485
2017-01-25 04:00 | 0 | 0 | 0 | 0.017 | 11.983 | 268.3834 | 12 | 17.1793 | 3.6843 | 0 | 0 | 2.7245 | 14.4548 | 3.6843 | 0.4037 | 0 | 9.563 | 3.1877 | 15.1707 | 15.1877 | 4.6734 | 1.2432 | 5.9166 | 0.00663 | 5.9232
2017-01-25 05:00 | 0 | 0 | 0 | 0 | 12.147 | 268.3834 | 12.147 | 17.3898 | 3.7294 | 0 | 0 | 0 | 17.3898 | 3.7294 | 0.329 | 0 | 0 | 0 | 12.147 | 12.147 | 4.7373 | 0 | 4.7373 | 0 | 4.7373
2017-01-25 06:00 | 0 | 0 | 1.116 | 0 | 10.884 | 269.3431 | 12 | 17.1793 | 3.6843 | 0 | 0 | 0 | 17.1793 | 3.6843 | 0.329 | 0 | 0 | 0 | 10.884 | 10.884 | 4.2448 | 0 | 4.2448 | 0 | 4.2448
2017-01-25 07:00 | 0.011 | 0 | 3.318 | 0 | 8.693 | 272.1966 | 12 | 17.1793 | 3.6843 | 0 | 0 | 0 | 17.1793 | 3.6843 | 0.329 | 0 | 0 | 0 | 8.693 | 8.693 | 3.3903 | 0 | 3.3903 | 0 | 3.3903
2017-01-25 08:00 | 0.044 | 0 | 3.311 | 0 | 8.733 | 275.0441 | 12 | 17.1793 | 3.6843 | 0 | 0 | 0 | 17.1793 | 3.6843 | 0.329 | 0 | 0 | 0 | 8.733 | 8.733 | 3.4059 | 0 | 3.4059 | 0 | 3.4059
2017-01-25 09:00 | 0.087 | 0 | 2.825 | 0 | 9.262 | 277.4736 | 12 | 17.1793 | 3.6843 | 0 | 0 | 11.7745 | 5.4048 | 3.6843 | 0.65182 | 70.647 | 0 | 0 | 9.262 | 9.262 | 3.6122 | 0 | 3.6122 | 0 | 3.6122
2017-01-25 10:00 | 0.12 | 0 | 2.27 | 0 | 9.85 | 279.4258 | 12 | 17.1793 | 3.6843 | 0 | 0 | 11.8057 | 5.3737 | 3.6843 | 0.65267 | 70.834 | 0 | 0 | 9.85 | 9.85 | 3.8415 | 0 | 3.8415 | 0 | 3.8415
2017-01-25 11:00 | 0.132 | 0 | 2.246 | 0 | 9.886 | 281.3573 | 12 | 17.1793 | 3.6843 | 0 | 0 | 11.774 | 5.4053 | 3.6843 | 0.6518 | 70.644 | 0 | 0 | 9.886 | 9.886 | 3.8555 | 0 | 3.8555 | 0 | 3.8555
2017-01-25 12:00 | 0.142 | 0 | 1.781 | 0 | 10.361 | 282.889 | 12 | 17.1793 | 3.6843 | 0 | 0 | 14.6218 | 2.5575 | 3.6843 | 0.72988 | 69.472 | 10.682 | 3.5607 | 13.9217 | 13.9217 | 4.0408 | 1.3887 | 5.4295 | 0 | 5.4295
2017-01-25 13:00 | 0.147 | 0 | 1.501 | 0 | 10.646 | 284.1799 | 12 | 17.1793 | 3.6843 | 0 | 0 | 15.2747 | 1.9047 | 3.6843 | 0.74778 | 68.022 | 13.821 | 4.607 | 15.253 | 15.253 | 4.1519 | 1.7967 | 5.9487 | 0 | 5.9487
2017-01-25 14:00 | 0.158 | 0 | 1.693 | 0 | 10.465 | 285.6358 | 12 | 17.1793 | 3.6843 | 0 | 0 | 4.7633 | 12.416 | 3.6843 | 0.45959 | 0 | 16.72 | 5.5733 | 16.0383 | 16.0383 | 4.0813 | 2.1736 | 6.255 | 0 | 6.255
2017-01-25 15:00 | 0.095 | 0 | 1.065 | 0 | 11.03 | 286.5517 | 12 | 17.1793 | 3.6843 | 0 | 0 | 16.2735 | 0.90583 | 3.6843 | 0.77517 | 65.804 | 18.624 | 6.208 | 17.238 | 17.238 | 4.3017 | 2.4211 | 6.7228 | 0 | 6.7228
2017-01-25 16:00 | 0.04 | 0 | 0.749 | 1.7764e-15 | 11.291 | 287.1959 | 12 | 17.1793 | 3.6843 | 0 | 0 | 16.4457 | 0.73366 | 3.6843 | 0.77989 | 65.421 | 19.453 | 6.4843 | 17.7753 | 17.7753 | 4.4035 | 2.5289 | 6.9324 | 6.9278e-16 | 6.9324
2017-01-25 17:00 | 0.054 | 0 | 1.103 | 0 | 10.951 | 288.1445 | 12 | 17.1793 | 3.6843 | 0 | 0 | 10.8785 | 6.3008 | 3.6843 | 0.62725 | 65.271 | 0 | 0 | 10.951 | 10.951 | 4.2709 | 0 | 4.2709 | 0 | 4.2709
2017-01-25 18:00 | 0.027 | 0 | 1.103 | 0 | 10.924 | 289.093 | 12 | 17.1793 | 3.6843 | 0 | 0 | 10.8842 | 6.2952 | 3.6843 | 0.62741 | 65.305 | 0 | 0 | 10.924 | 10.924 | 4.2604 | 0 | 4.2604 | 0 | 4.2604
2017-01-25 19:00 | 0.006 | 0 | 0.549 | 1.7764e-15 | 11.457 | 289.5652 | 12 | 17.1793 | 3.6843 | 0 | 0 | 10.9533 | 6.226 | 3.6843 | 0.6293 | 65.72 | 0 | 0 | 11.457 | 11.457 | 4.4682 | 0 | 4.4682 | 6.9278e-16 | 4.4682
2017-01-25 20:00 | 0 | 3.203 | 0 | 0 | 18.203 | 285.8408 | 15 | 21.4742 | 4.6053 | 0 | 0 | 0 | 21.4742 | 4.6053 | 0.329 | 0 | 0 | 0 | 18.203 | 18.203 | 7.0992 | 0 | 7.0992 | 0 | 7.0992
2017-01-25 21:00 | 0 | 4.459 | 0 | 0 | 19.459 | 280.6559 | 15 | 21.4742 | 4.6053 | 0 | 0 | 0 | 21.4742 | 4.6053 | 0.329 | 0 | 0 | 0 | 19.459 | 19.459 | 7.589 | 0 | 7.589 | 0 | 7.589
2017-01-25 22:00 | 0 | 4.804 | 0 | 0 | 19.804 | 275.0698 | 15 | 21.4742 | 4.6053 | 0 | 0 | 0 | 21.4742 | 4.6053 | 0.329 | 0 | 0 | 0 | 19.804 | 19.804 | 7.7236 | 0 | 7.7236 | 0 | 7.7236
2017-01-25 23:00 | 0 | 2.425 | 0 | 0 | 17.425 | 272.2501 | 15 | 21.4742 | 4.6053 | 0 | 0 | 0 | 21.4742 | 4.6053 | 0.329 | 0 | 0 | 0 | 17.425 | 17.425 | 6.7958 | 0 | 6.7958 | 0 | 6.7958
2017-01-26 | 0 | 0.927 | 0 | 0 | 15.927 | 271.1722 | 15 | 21.4742 | 4.6053 | 0 | 0 | 2.8125 | 18.6617 | 4.6053 | 0.39069 | 0 | 9.872 | 3.2907 | 19.2177 | 19.2177 | 6.2115 | 1.2834 | 7.4949 | 0 | 7.4949
2017-01-26 01:00 | 0 | 0 | 0 | 0 | 14.572 | 271.1722 | 14.572 | 20.8614 | 4.4739 | 0 | 0 | 2.5463 | 18.3151 | 4.4739 | 0.38649 | 0 | 8.938 | 2.9793 | 17.5513 | 17.5513 | 5.6831 | 1.1619 | 6.845 | 0 | 6.845
2017-01-26 02:00 | 0 | 0 | 0 | 0 | 13.676 | 271.1722 | 13.676 | 19.5787 | 4.1988 | 0 | 0 | 2.5113 | 17.0674 | 4.1988 | 0.38941 | 0 | 8.815 | 2.9383 | 16.6143 | 16.6143 | 5.3336 | 1.146 | 6.4796 | 0 | 6.4796
2017-01-26 03:00 | 0 | 0 | 0 | 0 | 12.426 | 271.1722 | 12.426 | 17.7892 | 3.8151 | 0 | 0 | 2.409 | 15.3802 | 3.8151 | 0.39278 | 0 | 8.455 | 2.8183 | 15.2443 | 15.2443 | 4.8461 | 1.0992 | 5.9453 | 0 | 5.9453
2017-01-26 04:00 | 0 | 0 | 0 | 0.3 | 11.7 | 271.1722 | 12 | 17.1793 | 3.6843 | 0 | 0 | 2.3327 | 14.8467 | 3.6843 | 0.39295 | 0 | 8.188 | 2.7293 | 14.4293 | 14.7293 | 4.563 | 1.0644 | 5.6274 | 0.117 | 5.7444
2017-01-26 05:00 | 0 | 0 | 1.02 | 0 | 10.98 | 272.0494 | 12 | 17.1793 | 3.6843 | 0 | 0 | 0 | 17.1793 | 3.6843 | 0.329 | 0 | 0 | 0 | 10.98 | 10.98 | 4.2822 | 0 | 4.2822 | 0 | 4.2822
2017-01-26 06:00 | 0 | 0 | 1.375 | 0 | 10.625 | 273.2319 | 12 | 17.1793 | 3.6843 | 0 | 0 | 0 | 17.1793 | 3.6843 | 0.329 | 0 | 0 | 0 | 10.625 | 10.625 | 4.1437 | 0 | 4.1437 | 0 | 4.1437
2017-01-26 07:00 | 0.006 | 0 | 3.217 | 0 | 8.789 | 275.9985 | 12 | 17.1793 | 3.6843 | 0 | 0 | 0 | 17.1793 | 3.6843 | 0.329 | 0 | 0 | 0 | 8.789 | 8.789 | 3.4277 | 0 | 3.4277 | 0 | 3.4277
2017-01-26 08:00 | 0.029 | 0 | 3.25 | 1.7764e-15 | 8.779 | 278.7935 | 12 | 17.1793 | 3.6843 | 0 | 0 | 0 | 17.1793 | 3.6843 | 0.329 | 0 | 0 | 0 | 8.779 | 8.779 | 3.4238 | 0 | 3.4238 | 6.9278e-16 | 3.4238
2017-01-26 09:00 | 0.081 | 0 | 2.826 | 0 | 9.255 | 281.2238 | 12 | 17.1793 | 3.6843 | 0 | 0 | 11.9393 | 5.24 | 3.6843 | 0.65634 | 71.636 | 0 | 0 | 9.255 | 9.255 | 3.6094 | 0 | 3.6094 | 0 | 3.6094
2017-01-26 10:00 | 0.138 | 0 | 2.431 | 0 | 9.707 | 283.3145 | 12 | 17.1793 | 3.6843 | 0 | 0 | 11.9435 | 5.2358 | 3.6843 | 0.65645 | 71.661 | 0 | 0 | 9.707 | 9.707 | 3.7857 | 0 | 3.7857 | 0 | 3.7857
2017-01-26 11:00 | 0.147 | 0 | 2.127 | 1.7764e-15 | 10.02 | 285.1437 | 12 | 17.1793 | 3.6843 | 0 | 0 | 11.8895 | 5.2898 | 3.6843 | 0.65497 | 71.337 | 0 | 0 | 10.02 | 10.02 | 3.9078 | 0 | 3.9078 | 6.9278e-16 | 3.9078
2017-01-26 12:00 | 0.145 | 0 | 1.541 | 0 | 10.604 | 286.469 | 12 | 17.1793 | 3.6843 | 0 | 0 | 14.2382 | 2.9412 | 3.6843 | 0.71936 | 70.324 | 8.836 | 2.9453 | 13.5493 | 13.5493 | 4.1356 | 1.1487 | 5.2842 | 0 | 5.2842
2017-01-26 13:00 | 0.134 | 0 | 0.952 | 0 | 11.182 | 287.2877 | 12 | 17.1793 | 3.6843 | 0 | 0 | 14.912 | 2.2673 | 3.6843 | 0.73784 | 68.828 | 12.077 | 4.0257 | 15.2077 | 15.2077 | 4.361 | 1.57 | 5.931 | 0 | 5.931
2017-01-26 14:00 | 0.131 | 0 | 1.19 | 0 | 10.941 | 288.3111 | 12 | 17.1793 | 3.6843 | 0 | 0 | 4.4713 | 12.708 | 3.6843 | 0.45159 | 0 | 15.695 | 5.2317 | 16.1727 | 16.1727 | 4.267 | 2.0404 | 6.3073 | 0 | 6.3073
2017-01-26 15:00 | 0.144 | 0 | 0.571 | 0 | 11.573 | 288.8022 | 12 | 17.1793 | 3.6843 | 0 | 0 | 16.2322 | 0.94716 | 3.6843 | 0.77403 | 65.895 | 18.426 | 6.142 | 17.715 | 17.715 | 4.5135 | 2.3954 | 6.9089 | 0 | 6.9089
2017-01-26 16:00 | 0.107 | 0 | 0.806 | 0 | 11.301 | 289.4953 | 12 | 17.1793 | 3.6843 | 0 | 0 | 16.5967 | 0.58266 | 3.6843 | 0.78403 | 65.086 | 20.179 | 6.7263 | 18.0273 | 18.0273 | 4.4074 | 2.6233 | 7.0307 | 0 | 7.0307
2017-01-26 17:00 | 0.094 | 0 | 0.795 | 0 | 11.299 | 290.179 | 12 | 17.1793 | 3.6843 | 0 | 0 | 10.7925 | 6.3868 | 3.6843 | 0.62489 | 64.755 | 0 | 0 | 11.299 | 11.299 | 4.4066 | 0 | 4.4066 | 0 | 4.4066
2017-01-26 18:00 | 0.035 | 0 | 0.886 | 0 | 11.149 | 290.941 | 12 | 17.1793 | 3.6843 | 0 | 0 | 10.793 | 6.3863 | 3.6843 | 0.62491 | 64.758 | 0 | 0 | 11.149 | 11.149 | 4.3481 | 0 | 4.3481 | 0 | 4.3481
2017-01-26 19:00 | 0.005 | 0 | 0 | 0.079 | 11.926 | 290.941 | 12 | 17.1793 | 3.6843 | 0 | 0 | 10.8527 | 6.3267 | 3.6843 | 0.62654 | 65.116 | 0 | 0 | 11.926 | 12.005 | 4.6511 | 0 | 4.6511 | 0.03081 | 4.682
2017-01-26 20:00 | 0 | 2.481 | 0 | 0 | 17.481 | 288.0561 | 15 | 21.4742 | 4.6053 | 0 | 0 | 0 | 21.4742 | 4.6053 | 0.329 | 0 | 0 | 0 | 17.481 | 17.481 | 6.8176 | 0 | 6.8176 | 0 | 6.8176
2017-01-26 21:00 | 0 | 5.47 | 0 | 0 | 20.47 | 281.6956 | 15 | 21.4742 | 4.6053 | 0 | 0 | 0 | 21.4742 | 4.6053 | 0.329 | 0 | 0 | 0 | 20.47 | 20.47 | 7.9833 | 0 | 7.9833 | 0 | 7.9833
2017-01-26 22:00 | 0 | 6.106 | 0 | 0 | 21.106 | 274.5956 | 15 | 21.4742 | 4.6053 | 0 | 0 | 0 | 21.4742 | 4.6053 | 0.329 | 0 | 0 | 0 | 21.106 | 21.106 | 8.2313 | 0 | 8.2313 | 0 | 8.2313
2017-01-26 23:00 | 0 | 3.72 | 0 | 0 | 18.72 | 270.27 | 15 | 21.4742 | 4.6053 | 0 | 0 | 0 | 21.4742 | 4.6053 | 0.329 | 0 | 0 | 0 | 18.72 | 18.72 | 7.3008 | 0 | 7.3008 | 0 | 7.3008
2017-01-27 | 0 | 1.19 | 0 | 0 | 16.19 | 268.8863 | 15 | 21.4742 | 4.6053 | 0 | 0 | 3.5233 | 17.9508 | 4.6053 | 0.40628 | 0 | 12.367 | 4.1223 | 20.3123 | 20.3123 | 6.3141 | 1.6077 | 7.9218 | 0 | 7.9218
2017-01-27 01:00 | 0 | 0.211 | 0 | 0 | 15.211 | 268.641 | 15 | 21.4742 | 4.6053 | 0 | 0 | 3.2882 | 18.186 | 4.6053 | 0.40112 | 0 | 11.541 | 3.847 | 19.058 | 19.058 | 5.9323 | 1.5003 | 7.4326 | 0 | 7.4326
2017-01-27 02:00 | 0 | 0 | 0 | 0 | 13.822 | 268.641 | 13.822 | 19.7877 | 4.2437 | 0 | 0 | 3.1172 | 16.6706 | 4.2437 | 0.4032 | 0 | 10.941 | 3.647 | 17.469 | 17.469 | 5.3906 | 1.4223 | 6.8129 | 0 | 6.8129
2017-01-27 03:00 | 0 | 0 | 0 | 0 | 12.614 | 268.641 | 12.614 | 18.0583 | 3.8728 | 0 | 0 | 2.97 | 15.0883 | 3.8728 | 0.40646 | 0 | 10.425 | 3.475 | 16.089 | 16.089 | 4.9195 | 1.3553 | 6.2747 | 0 | 6.2747
2017-01-27 04:00 | 0 | 0 | 0 | 0.116 | 11.884 | 268.641 | 12 | 17.1793 | 3.6843 | 0 | 0 | 2.7933 | 14.386 | 3.6843 | 0.40558 | 0 | 9.805 | 3.2683 | 15.1523 | 15.2683 | 4.6348 | 1.2747 | 5.9094 | 0.04524 | 5.9546
2017-01-27 05:00 | 0 | 0 | 0 | 0.578 | 11.422 | 268.641 | 12 | 17.1793 | 3.6843 | 0 | 0 | 0 | 17.1793 | 3.6843 | 0.329 | 0 | 0 | 0 | 11.422 | 12 | 4.4546 | 0 | 4.4546 | 0.22542 | 4.68
2017-01-27 06:00 | 0 | 0 | 1.156 | 0 | 10.844 | 269.6351 | 12 | 17.1793 | 3.6843 | 0 | 0 | 0 | 17.1793 | 3.6843 | 0.329 | 0 | 0 | 0 | 10.844 | 10.844 | 4.2292 | 0 | 4.2292 | 0 | 4.2292
2017-01-27 07:00 | 0.007 | 0 | 3.16 | 0 | 8.847 | 272.3527 | 12 | 17.1793 | 3.6843 | 0 | 0 | 0 | 17.1793 | 3.6843 | 0.329 | 0 | 0 | 0 | 8.847 | 8.847 | 3.4503 | 0 | 3.4503 | 0 | 3.4503
2017-01-27 08:00 | 0.052 | 0 | 3.169 | 0 | 8.883 | 275.0781 | 12 | 17.1793 | 3.6843 | 0 | 0 | 0 | 17.1793 | 3.6843 | 0.329 | 0 | 0 | 0 | 8.883 | 8.883 | 3.4644 | 0 | 3.4644 | 0 | 3.4644
2017-01-27 09:00 | 0.1 | 0 | 2.484 | 0 | 9.616 | 277.2143 | 12 | 17.1793 | 3.6843 | 0 | 0 | 11.8558 | 5.3235 | 3.6843 | 0.65405 | 71.135 | 0 | 0 | 9.616 | 9.616 | 3.7502 | 0 | 3.7502 | 0 | 3.7502
2017-01-27 10:00 | 0.129 | 0 | 2.221 | 0 | 9.908 | 279.1244 | 12 | 17.1793 | 3.6843 | 0 | 0 | 11.8617 | 5.3177 | 3.6843 | 0.65421 | 71.17 | 0 | 0 | 9.908 | 9.908 | 3.8641 | 0 | 3.8641 | 0 | 3.8641
2017-01-27 11:00 | 0.158 | 0 | 2.13 | 1.7764e-15 | 10.028 | 280.9562 | 12 | 17.1793 | 3.6843 | 0 | 0 | 11.8475 | 5.3318 | 3.6843 | 0.65382 | 71.085 | 0 | 0 | 10.028 | 10.028 | 3.9109 | 0 | 3.9109 | 6.9278e-16 | 3.9109
2017-01-27 12:00 | 0.181 | 0 | 1.494 | 0 | 10.687 | 282.241 | 12 | 17.1793 | 3.6843 | 0 | 0 | 14.1875 | 2.9918 | 3.6843 | 0.71797 | 70.437 | 8.592 | 2.864 | 13.551 | 13.551 | 4.1679 | 1.117 | 5.2849 | 0 | 5.2849
2017-01-27 13:00 | 0.185 | 0 | 1.348 | 0 | 10.837 | 283.4003 | 12 | 17.1793 | 3.6843 | 0 | 0 | 14.8125 | 2.3668 | 3.6843 | 0.73511 | 69.048 | 11.599 | 3.8663 | 14.7033 | 14.7033 | 4.2264 | 1.5079 | 5.7343 | 0 | 5.7343
2017-01-27 14:00 | 0.163 | 0 | 0.908 | 0 | 11.255 | 284.1812 | 12 | 17.1793 | 3.6843 | 0 | 0 | 4.2295 | 12.9498 | 3.6843 | 0.44496 | 0 | 14.846 | 4.9487 | 16.2037 | 16.2037 | 4.3895 | 1.93 | 6.3194 | 0 | 6.3194
2017-01-27 15:00 | 0.156 | 0 | 1.358 | 0 | 10.798 | 285.3491 | 12 | 17.1793 | 3.6843 | 0 | 0 | 16.075 | 1.1043 | 3.6843 | 0.76972 | 66.245 | 17.67 | 5.89 | 16.688 | 16.688 | 4.2112 | 2.2971 | 6.5083 | 0 | 6.5083
2017-01-27 16:00 | 0.135 | 0 | 1.204 | 0 | 10.931 | 286.3845 | 12 | 17.1793 | 3.6843 | 0 | 0 | 16.3865 | 0.79283 | 3.6843 | 0.77826 | 65.553 | 19.168 | 6.3893 | 17.3203 | 17.3203 | 4.2631 | 2.4918 | 6.7549 | 0 | 6.7549
2017-01-27 17:00 | 0.104 | 0 | 0.886 | 0 | 11.218 | 287.1465 | 12 | 17.1793 | 3.6843 | 0 | 0 | 10.8983 | 6.281 | 3.6843 | 0.6278 | 65.39 | 0 | 0 | 11.218 | 11.218 | 4.375 | 0 | 4.375 | 0 | 4.375
2017-01-27 18:00 | 0.051 | 0 | 0.663 | 0 | 11.388 | 287.7166 | 12 | 17.1793 | 3.6843 | 0 | 0 | 10.935 | 6.2443 | 3.6843 | 0.6288 | 65.61 | 0 | 0 | 11.388 | 11.388 | 4.4413 | 0 | 4.4413 | 0 | 4.4413
2017-01-27 19:00 | 0.004 | 0 | 0 | 0.253 | 11.751 | 287.7166 | 12 | 17.1793 | 3.6843 | 0 | 0 | 10.9922 | 6.1872 | 3.6843 | 0.63037 | 65.953 | 0 | 0 | 11.751 | 12.004 | 4.5829 | 0 | 4.5829 | 0.09867 | 4.6816
2017-01-27 20:00 | 0 | 2.179 | 0 | 0 | 17.179 | 285.1829 | 15 | 21.4742 | 4.6053 | 0 | 0 | 0 | 21.4742 | 4.6053 | 0.329 | 0 | 0 | 0 | 17.179 | 17.179 | 6.6998 | 0 | 6.6998 | 0 | 6.6998
2017-01-27 21:00 | 0 | 5.101 | 0 | 0 | 20.101 | 279.2515 | 15 | 21.4742 | 4.6053 | 0 | 0 | 0 | 21.4742 | 4.6053 | 0.329 | 0 | 0 | 0 | 20.101 | 20.101 | 7.8394 | 0 | 7.8394 | 0 | 7.8394
2017-01-27 22:00 | 0 | 4.976 | 0 | 0 | 19.976 | 273.4655 | 15 | 21.4742 | 4.6053 | 0 | 0 | 0 | 21.4742 | 4.6053 | 0.329 | 0 | 0 | 0 | 19.976 | 19.976 | 7.7906 | 0 | 7.7906 | 0 | 7.7906
2017-01-27 23:00 | 0 | 3.109 | 0 | 0 | 18.109 | 269.8504 | 15 | 21.4742 | 4.6053 | 0 | 0 | 0 | 21.4742 | 4.6053 | 0.329 | 0 | 0 | 0 | 18.109 | 18.109 | 7.0625 | 0 | 7.0625 | 0 | 7.0625
2017-01-28 | 0 | 0.41 | 0 | 0 | 15.41 | 269.3736 | 15 | 21.4742 | 4.6053 | 0 | 0 | 3.4588 | 18.0153 | 4.6053 | 0.40486 | 0 | 12.14 | 4.0467 | 19.4567 | 19.4567 | 6.0099 | 1.5782 | 7.5881 | 0 | 7.5881
2017-01-28 01:00 | 0 | 0 | 0 | 0 | 13.98 | 269.3736 | 13.98 | 20.0139 | 4.2922 | 0 | 0 | 3.3152 | 16.6988 | 4.2922 | 0.40702 | 0 | 11.636 | 3.8787 | 17.8587 | 17.8587 | 5.4522 | 1.5127 | 6.9649 | 0 | 6.9649
2017-01-28 02:00 | 0 | 0 | 0 | 0 | 12.912 | 269.3736 | 12.912 | 18.485 | 3.9643 | 0 | 0 | 3.2587 | 15.2263 | 3.9643 | 0.41203 | 0 | 11.438 | 3.8127 | 16.7247 | 16.7247 | 5.0357 | 1.4869 | 6.5226 | 0 | 6.5226
2017-01-28 03:00 | 0 | 0 | 0 | 0 | 12.444 | 269.3736 | 12.444 | 17.815 | 3.8206 | 0 | 0 | 3.1915 | 14.6235 | 3.8206 | 0.41338 | 0 | 11.202 | 3.734 | 16.178 | 16.178 | 4.8532 | 1.4563 | 6.3094 | 0 | 6.3094
2017-01-28 04:00 | 0 | 0 | 0 | 0 | 12.476 | 269.3736 | 12.476 | 17.8608 | 3.8304 | 0 | 0 | 3.0928 | 14.7679 | 3.8304 | 0.41056 | 0 | 10.856 | 3.6187 | 16.0947 | 16.0947 | 4.8656 | 1.4113 | 6.2769 | 0 | 6.2769
2017-01-28 05:00 | 0 | 0 | 0 | 0 | 12.765 | 269.3736 | 12.765 | 18.2745 | 3.9191 | 0 | 0 | 0 | 18.2745 | 3.9191 | 0.329 | 0 | 0 | 0 | 12.765 | 12.765 | 4.9784 | 0 | 4.9784 | 0 | 4.9784
2017-01-28 06:00 | 0 | 0 | 0 | 0.257 | 11.743 | 269.3736 | 12 | 17.1793 | 3.6843 | 0 | 0 | 0 | 17.1793 | 3.6843 | 0.329 | 0 | 0 | 0 | 11.743 | 12 | 4.5798 | 0 | 4.5798 | 0.10023 | 4.68
2017-01-28 07:00 | 0.011 | 0 | 2.716 | 0 | 9.295 | 271.7094 | 12 | 17.1793 | 3.6843 | 0 | 0 | 0 | 17.1793 | 3.6843 | 0.329 | 0 | 0 | 0 | 9.295 | 9.295 | 3.625 | 0 | 3.625 | 0 | 3.625
2017-01-28 08:00 | 0.051 | 0 | 3.265 | 0 | 8.786 | 274.5173 | 12 | 17.1793 | 3.6843 | 0 | 0 | 0 | 17.1793 | 3.6843 | 0.329 | 0 | 0 | 0 | 8.786 | 8.786 | 3.4265 | 0 | 3.4265 | 0 | 3.4265
2017-01-28 09:00 | 0.099 | 0 | 2.512 | 1.7764e-15 | 9.587 | 276.6776 | 12 | 17.1793 | 3.6843 | 0 | 0 | 11.6337 | 5.5457 | 3.6843 | 0.64796 | 69.802 | 0 | 0 | 9.587 | 9.587 | 3.7389 | 0 | 3.7389 | 6.9278e-16 | 3.7389
2017-01-28 10:00 | 0.136 | 0 | 2.252 | 1.7764e-15 | 9.884 | 278.6143 | 12 | 17.1793 | 3.6843 | 0 | 0 | 11.6893 | 5.49 | 3.6843 | 0.64948 | 70.136 | 0 | 0 | 9.884 | 9.884 | 3.8548 | 0 | 3.8548 | 6.9278e-16 | 3.8548
2017-01-28 11:00 | 0.167 | 0 | 2.206 | 0 | 9.961 | 280.5115 | 12 | 17.1793 | 3.6843 | 0 | 0 | 11.6818 | 5.4975 | 3.6843 | 0.64928 | 70.091 | 0 | 0 | 9.961 | 9.961 | 3.8848 | 0 | 3.8848 | 0 | 3.8848
2017-01-28 12:00 | 0.177 | 0 | 2.383 | 0 | 9.794 | 282.5609 | 12 | 17.1793 | 3.6843 | 0 | 0 | 14.3412 | 2.8382 | 3.6843 | 0.72219 | 70.096 | 9.331 | 3.1103 | 12.9043 | 12.9043 | 3.8197 | 1.213 | 5.0327 | 0 | 5.0327
2017-01-28 13:00 | 0.174 | 0 | 1.836 | 0 | 10.338 | 284.1398 | 12 | 17.1793 | 3.6843 | 0 | 0 | 14.356 | 2.8233 | 3.6843 | 0.72259 | 70.063 | 9.403 | 3.1343 | 13.4723 | 13.4723 | 4.0318 | 1.2224 | 5.2542 | 0 | 5.2542
2017-01-28 14:00 | 0.174 | 0 | 1.58 | 0 | 10.594 | 285.4986 | 12 | 17.1793 | 3.6843 | 0 | 0 | 2.721 | 14.4583 | 3.6843 | 0.4036 | 0 | 9.551 | 3.1837 | 13.7777 | 13.7777 | 4.1317 | 1.2416 | 5.3733 | 0 | 5.3733
2017-01-28 15:00 | 0.161 | 0 | 1.012 | 0 | 11.149 | 286.3689 | 12 | 17.1793 | 3.6843 | 0 | 0 | 14.4678 | 2.7115 | 3.6843 | 0.72566 | 69.814 | 9.94 | 3.3133 | 14.4623 | 14.4623 | 4.3481 | 1.2922 | 5.6403 | 0 | 5.6403
2017-01-28 16:00 | 0.139 | 0 | 0.895 | 0 | 11.244 | 287.1386 | 12 | 17.1793 | 3.6843 | 0 | 0 | 14.5067 | 2.6727 | 3.6843 | 0.72672 | 69.728 | 10.128 | 3.376 | 14.62 | 14.62 | 4.3852 | 1.3166 | 5.7018 | 0 | 5.7018
2017-01-28 17:00 | 0.097 | 0 | 1.298 | 0 | 10.799 | 288.2549 | 12 | 17.1793 | 3.6843 | 0 | 0 | 11.6015 | 5.5778 | 3.6843 | 0.64707 | 69.609 | 0 | 0 | 10.799 | 10.799 | 4.2116 | 0 | 4.2116 | 0 | 4.2116
2017-01-28 18:00 | 0.054 | 0 | 1.265 | 0 | 10.789 | 289.3428 | 12 | 17.1793 | 3.6843 | 0 | 0 | 11.5795 | 5.5998 | 3.6843 | 0.64647 | 69.477 | 0 | 0 | 10.789 | 10.789 | 4.2077 | 0 | 4.2077 | 0 | 4.2077
2017-01-28 19:00 | 0.004 | 0 | 0.957 | 0 | 11.047 | 290.1658 | 12 | 17.1793 | 3.6843 | 0 | 0 | 11.584 | 5.5953 | 3.6843 | 0.64659 | 69.504 | 0 | 0 | 11.047 | 11.047 | 4.3083 | 0 | 4.3083 | 0 | 4.3083
2017-01-28 20:00 | 0 | 1.831 | 0 | 0 | 16.831 | 288.0368 | 15 | 21.4742 | 4.6053 | 0 | 0 | 0 | 21.4742 | 4.6053 | 0.329 | 0 | 0 | 0 | 16.831 | 16.831 | 6.5641 | 0 | 6.5641 | 0 | 6.5641
2017-01-28 21:00 | 0 | 5.009 | 0 | 0 | 20.009 | 282.2123 | 15 | 21.4742 | 4.6053 | 0 | 0 | 0 | 21.4742 | 4.6053 | 0.329 | 0 | 0 | 0 | 20.009 | 20.009 | 7.8035 | 0 | 7.8035 | 0 | 7.8035
2017-01-28 22:00 | 0 | 5.647 | 0 | 0 | 20.647 | 275.6461 | 15 | 21.4742 | 4.6053 | 0 | 0 | 0 | 21.4742 | 4.6053 | 0.329 | 0 | 0 | 0 | 20.647 | 20.647 | 8.0523 | 0 | 8.0523 | 0 | 8.0523
2017-01-28 23:00 | 0 | 4.422 | 0 | 0 | 19.422 | 270.5042 | 15 | 21.4742 | 4.6053 | 0 | 0 | 0 | 21.4742 | 4.6053 | 0.329 | 0 | 0 | 0 | 19.422 | 19.422 | 7.5746 | 0 | 7.5746 | 0 | 7.5746
2017-01-29 | 0 | 0.74 | 0 | 0 | 15.74 | 269.6437 | 15 | 21.4742 | 4.6053 | 0 | 0 | 2.1333 | 19.3408 | 4.6053 | 0.37579 | 0 | 7.488 | 2.496 | 18.236 | 18.236 | 6.1386 | 0.97344 | 7.112 | 0 | 7.112
2017-01-29 01:00 | 0 | 0 | 0 | 0 | 13.933 | 269.6437 | 13.933 | 19.9466 | 4.2777 | 0 | 0 | 2.0742 | 17.8725 | 4.2777 | 0.37798 | 0 | 7.28 | 2.4267 | 16.3597 | 16.3597 | 5.4339 | 0.9464 | 6.3803 | 0 | 6.3803
2017-01-29 02:00 | 0 | 0 | 0 | 0 | 13.391 | 269.6437 | 13.391 | 19.1707 | 4.1113 | 0 | 0 | 2.0443 | 17.1264 | 4.1113 | 0.37923 | 0 | 7.176 | 2.392 | 15.783 | 15.783 | 5.2225 | 0.93288 | 6.1554 | 0 | 6.1554
2017-01-29 03:00 | 0 | 0 | 0 | 0 | 13.201 | 269.6437 | 13.201 | 18.8987 | 4.053 | 0 | 0 | 1.9918 | 16.9069 | 4.053 | 0.37864 | 0 | 6.991 | 2.3303 | 15.5313 | 15.5313 | 5.1484 | 0.90883 | 6.0572 | 0 | 6.0572
2017-01-29 04:00 | 0 | 0 | 0 | 0 | 12.598 | 269.6437 | 12.598 | 18.0354 | 3.8679 | 0 | 0 | 1.8843 | 16.1511 | 3.8679 | 0.37821 | 0 | 6.614 | 2.2047 | 14.8027 | 14.8027 | 4.9132 | 0.85982 | 5.773 | 0 | 5.773
2017-01-29 05:00 | 0 | 0 | 0 | 0.345 | 11.655 | 269.6437 | 12 | 17.1793 | 3.6843 | 0 | 0 | 0 | 17.1793 | 3.6843 | 0.329 | 0 | 0 | 0 | 11.655 | 12 | 4.5454 | 0 | 4.5454 | 0.13455 | 4.68
2017-01-29 06:00 | 0 | 0 | 0 | 1.513 | 10.487 | 269.6437 | 12 | 17.1793 | 3.6843 | 0 | 0 | 0 | 17.1793 | 3.6843 | 0.329 | 0 | 0 | 0 | 10.487 | 12 | 4.0899 | 0 | 4.0899 | 0.59007 | 4.68
2017-01-29 07:00 | 0.01 | 0 | 0 | 3.734 | 8.276 | 269.6437 | 12 | 17.1793 | 3.6843 | 0 | 0 | 0 | 17.1793 | 3.6843 | 0.329 | 0 | 0 | 0 | 8.276 | 12.01 | 3.2276 | 0 | 3.2276 | 1.4563 | 4.6839
2017-01-29 08:00 | 0.051 | 0 | 4.07 | 0 | 7.981 | 273.1439 | 12 | 17.1793 | 3.6843 | 0 | 0 | 0 | 17.1793 | 3.6843 | 0.329 | 0 | 0 | 0 | 7.981 | 7.981 | 3.1126 | 0 | 3.1126 | 0 | 3.1126
2017-01-29 09:00 | 0.098 | 0 | 0 | 3.101 | 8.997 | 273.1439 | 12 | 17.1793 | 3.6843 | 0 | 0 | 12.0095 | 5.1698 | 3.6843 | 0.65826 | 72.057 | 0 | 0 | 8.997 | 12.098 | 3.5088 | 0 | 3.5088 | 1.2094 | 4.7182
2017-01-29 10:00 | 0.133 | 0 | 0 | 2.892 | 9.241 | 273.1439 | 12 | 17.1793 | 3.6843 | 0 | 0 | 12.0147 | 5.1647 | 3.6843 | 0.6584 | 72.088 | 0 | 0 | 9.241 | 12.133 | 3.604 | 0 | 3.604 | 1.1279 | 4.7319
2017-01-29 11:00 | 0.163 | 0 | 0 | 2.564 | 9.599 | 273.1439 | 12 | 17.1793 | 3.6843 | 0 | 0 | 11.9865 | 5.1928 | 3.6843 | 0.65763 | 71.919 | 0 | 0 | 9.599 | 12.163 | 3.7436 | 0 | 3.7436 | 0.99996 | 4.7436
2017-01-29 12:00 | 0.177 | 0 | 0 | 2.154 | 10.023 | 273.1439 | 12 | 17.1793 | 3.6843 | 0 | 0 | 13.7833 | 3.396 | 3.6843 | 0.70689 | 71.334 | 6.649 | 2.2163 | 12.2393 | 14.3933 | 3.909 | 0.86437 | 4.7733 | 0.84006 | 5.6134
2017-01-29 13:00 | 0.182 | 0 | 0 | 1.629 | 10.553 | 273.1439 | 12 | 17.1793 | 3.6843 | 0 | 0 | 14.1025 | 3.0768 | 3.6843 | 0.71564 | 70.626 | 8.184 | 2.728 | 13.281 | 14.91 | 4.1157 | 1.0639 | 5.1796 | 0.63531 | 5.8149
2017-01-29 14:00 | 0.175 | 0 | 0 | 1.345 | 10.83 | 273.1439 | 12 | 17.1793 | 3.6843 | 0 | 0 | 2.8375 | 14.3418 | 3.6843 | 0.40679 | 0 | 9.96 | 3.32 | 14.15 | 15.495 | 4.2237 | 1.2948 | 5.5185 | 0.52455 | 6.0431
2017-01-29 15:00 | 0.156 | 0 | 0 | 0.836 | 11.32 | 273.1439 | 12 | 17.1793 | 3.6843 | 0 | 0 | 14.6915 | 2.4878 | 3.6843 | 0.73179 | 69.317 | 11.017 | 3.6723 | 14.9923 | 15.8283 | 4.4148 | 1.4322 | 5.847 | 0.32604 | 6.173
2017-01-29 16:00 | 0.134 | 0 | 0 | 0.744 | 11.39 | 273.1439 | 12 | 17.1793 | 3.6843 | 0 | 0 | 14.787 | 2.3923 | 3.6843 | 0.73441 | 69.105 | 11.476 | 3.8253 | 15.2153 | 15.9593 | 4.4421 | 1.4919 | 5.934 | 0.29016 | 6.2241
2017-01-29 17:00 | 0.102 | 0 | 1.04 | 0 | 11.062 | 274.0383 | 12 | 17.1793 | 3.6843 | 0 | 0 | 11.4922 | 5.6872 | 3.6843 | 0.64408 | 68.953 | 0 | 0 | 11.062 | 11.062 | 4.3142 | 0 | 4.3142 | 0 | 4.3142
2017-01-29 18:00 | 0.049 | 0 | 0 | 1.339 | 10.71 | 274.0383 | 12 | 17.1793 | 3.6843 | 0 | 0 | 11.4675 | 5.7118 | 3.6843 | 0.6434 | 68.805 | 0 | 0 | 10.71 | 12.049 | 4.1769 | 0 | 4.1769 | 0.52221 | 4.6991
2017-01-29 19:00 | 0.005 | 0 | 0.811 | 0 | 11.194 | 274.7358 | 12 | 17.1793 | 3.6843 | 0 | 0 | 11.4368 | 5.7425 | 3.6843 | 0.64256 | 68.621 | 0 | 0 | 11.194 | 11.194 | 4.3657 | 0 | 4.3657 | 0 | 4.3657
2017-01-29 20:00 | 0 | 1.788 | 0 | 0 | 16.788 | 272.6567 | 15 | 21.4742 | 4.6053 | 0 | 0 | 0 | 21.4742 | 4.6053 | 0.329 | 0 | 0 | 0 | 16.788 | 16.788 | 6.5473 | 0 | 6.5473 | 0 | 6.5473
2017-01-29 21:00 | 0 | 5.044 | 0 | 0 | 20.044 | 266.7916 | 15 | 21.4742 | 4.6053 | 0 | 0 | 0 | 21.4742 | 4.6053 | 0.329 | 0 | 0 | 0 | 20.044 | 20.044 | 7.8172 | 0 | 7.8172 | 0 | 7.8172
2017-01-29 22:00 | 0 | 4.617 | 0 | 0 | 19.617 | 261.423 | 15 | 21.4742 | 4.6053 | 0 | 0 | 0 | 21.4742 | 4.6053 | 0.329 | 0 | 0 | 0 | 19.617 | 19.617 | 7.6506 | 0 | 7.6506 | 0 | 7.6506
2017-01-29 23:00 | 0 | 3.601 | 0 | 0 | 18.601 | 257.2358 | 15 | 21.4742 | 4.6053 | 0 | 0 | 0 | 21.4742 | 4.6053 | 0.329 | 0 | 0 | 0 | 18.601 | 18.601 | 7.2544 | 0 | 7.2544 | 0 | 7.2544
2017-01-30 | 0 | 0.472 | 0 | 0 | 15.472 | 256.687 | 15 | 21.4742 | 4.6053 | 0 | 0 | 2.4328 | 19.0413 | 4.6053 | 0.38236 | 0 | 8.539 | 2.8463 | 18.3183 | 18.3183 | 6.0341 | 1.1101 | 7.1441 | 0 | 7.1441
2017-01-30 01:00 | 0 | 0 | 0 | 0 | 13.493 | 256.687 | 13.493 | 19.3167 | 4.1426 | 0 | 0 | 2.2412 | 17.0756 | 4.1426 | 0.38365 | 0 | 7.866 | 2.622 | 16.115 | 16.115 | 5.2623 | 1.0226 | 6.2849 | 0 | 6.2849
2017-01-30 02:00 | 0 | 0 | 0 | 0 | 12.417 | 256.687 | 12.417 | 17.7763 | 3.8123 | 0 | 0 | 2.0983 | 15.678 | 3.8123 | 0.3846 | 0 | 7.365 | 2.455 | 14.872 | 14.872 | 4.8426 | 0.95745 | 5.8001 | 0 | 5.8001
2017-01-30 03:00 | 0 | 0 | 0 | 0.319 | 11.681 | 256.687 | 12 | 17.1793 | 3.6843 | 0 | 0 | 2.0183 | 15.161 | 3.6843 | 0.38434 | 0 | 7.084 | 2.3613 | 14.0423 | 14.3613 | 4.5556 | 0.92092 | 5.4765 | 0.12441 | 5.6009
2017-01-30 04:00 | 0 | 0 | 0 | 0.941 | 11.059 | 256.687 | 12 | 17.1793 | 3.6843 | 0 | 0 | 1.9802 | 15.1992 | 3.6843 | 0.38329 | 0 | 6.95 | 2.3167 | 13.3757 | 14.3167 | 4.313 | 0.9035 | 5.2165 | 0.36699 | 5.5835
2017-01-30 05:00 | 0 | 0 | 0 | 1.493 | 10.507 | 256.687 | 12 | 17.1793 | 3.6843 | 0 | 0 | 0 | 17.1793 | 3.6843 | 0.329 | 0 | 0 | 0 | 10.507 | 12 | 4.0977 | 0 | 4.0977 | 0.58227 | 4.68
2017-01-30 06:00 | 0 | 0 | 0 | 2.176 | 9.824 | 256.687 | 12 | 17.1793 | 3.6843 | 0 | 0 | 0 | 17.1793 | 3.6843 | 0.329 | 0 | 0 | 0 | 9.824 | 12 | 3.8314 | 0 | 3.8314 | 0.84864 | 4.68
2017-01-30 07:00 | 0.01 | 0 | 3.869 | 0 | 8.141 | 260.0143 | 12 | 17.1793 | 3.6843 | 0 | 0 | 0 | 17.1793 | 3.6843 | 0.329 | 0 | 0 | 0 | 8.141 | 8.141 | 3.175 | 0 | 3.175 | 0 | 3.175
2017-01-30 08:00 | 0.052 | 0 | 4.093 | 0 | 7.959 | 263.5343 | 12 | 17.1793 | 3.6843 | 0 | 0 | 0 | 17.1793 | 3.6843 | 0.329 | 0 | 0 | 0 | 7.959 | 7.959 | 3.104 | 0 | 3.104 | 0 | 3.104
2017-01-30 09:00 | 0.098 | 0 | 0 | 2.743 | 9.355 | 263.5343 | 12 | 17.1793 | 3.6843 | 0 | 0 | 11.9368 | 5.2425 | 3.6843 | 0.65627 | 71.621 | 0 | 0 | 9.355 | 12.098 | 3.6484 | 0 | 3.6484 | 1.0698 | 4.7182
2017-01-30 10:00 | 0.134 | 0 | 0 | 2.338 | 9.796 | 263.5343 | 12 | 17.1793 | 3.6843 | 0 | 0 | 11.9455 | 5.2338 | 3.6843 | 0.65651 | 71.673 | 0 | 0 | 9.796 | 12.134 | 3.8204 | 0 | 3.8204 | 0.91182 | 4.7323
2017-01-30 11:00 | 0.154 | 0 | 0 | 2.045 | 10.109 | 263.5343 | 12 | 17.1793 | 3.6843 | 0 | 0 | 11.9042 | 5.2752 | 3.6843 | 0.65537 | 71.425 | 0 | 0 | 10.109 | 12.154 | 3.9425 | 0 | 3.9425 | 0.79755 | 4.7401
2017-01-30 12:00 | 0.157 | 0 | 0 | 1.844 | 10.313 | 263.5343 | 12 | 17.1793 | 3.6843 | 0 | 0 | 14.1877 | 2.9917 | 3.6843 | 0.71798 | 70.436 | 8.593 | 2.8643 | 13.1773 | 15.0213 | 4.0221 | 1.1171 | 5.1392 | 0.71916 | 5.8583
2017-01-30 13:00 | 0.168 | 0 | 0 | 2.12 | 10.048 | 263.5343 | 12 | 17.1793 | 3.6843 | 0 | 0 | 14.697 | 2.4823 | 3.6843 | 0.73194 | 69.305 | 11.043 | 3.681 | 13.729 | 15.849 | 3.9187 | 1.4356 | 5.3543 | 0.8268 | 6.1811
2017-01-30 14:00 | 0.131 | 0 | 0 | 1.739 | 10.392 | 263.5343 | 12 | 17.1793 | 3.6843 | 0 | 0 | 3.9092 | 13.2702 | 3.6843 | 0.43618 | 0 | 13.721 | 4.5737 | 14.9657 | 16.7047 | 4.0529 | 1.7837 | 5.8366 | 0.67821 | 6.5148
2017-01-30 15:00 | 0.102 | 0 | 0 | 1.47 | 10.632 | 263.5343 | 12 | 17.1793 | 3.6843 | 0 | 0 | 15.7073 | 1.472 | 3.6843 | 0.75964 | 67.061 | 15.902 | 5.3007 | 15.9327 | 17.4027 | 4.1465 | 2.0673 | 6.2137 | 0.5733 | 6.787
2017-01-30 16:00 | 0.081 | 0 | 0 | 0.917 | 11.164 | 263.5343 | 12 | 17.1793 | 3.6843 | 0 | 0 | 16.0205 | 1.1588 | 3.6843 | 0.76823 | 66.366 | 17.408 | 5.8027 | 16.9667 | 17.8837 | 4.354 | 2.263 | 6.617 | 0.35763 | 6.9746
2017-01-30 17:00 | 0.097 | 0 | 0 | 0.604 | 11.493 | 263.5343 | 12 | 17.1793 | 3.6843 | 0 | 0 | 11.0217 | 6.1577 | 3.6843 | 0.63118 | 66.13 | 0 | 0 | 11.493 | 12.097 | 4.4823 | 0 | 4.4823 | 0.23556 | 4.7178
2017-01-30 18:00 | 0.048 | 0 | 0 | 0.897 | 11.151 | 263.5343 | 12 | 17.1793 | 3.6843 | 0 | 0 | 11.0285 | 6.1508 | 3.6843 | 0.63136 | 66.171 | 0 | 0 | 11.151 | 12.048 | 4.3489 | 0 | 4.3489 | 0.34983 | 4.6987
2017-01-30 19:00 | 0.007 | 0 | 0 | 0.255 | 11.752 | 263.5343 | 12 | 17.1793 | 3.6843 | 0 | 0 | 11.0563 | 6.123 | 3.6843 | 0.63213 | 66.338 | 0 | 0 | 11.752 | 12.007 | 4.5833 | 0 | 4.5833 | 0.09945 | 4.6827
2017-01-30 20:00 | 0 | 2.822 | 0 | 0 | 17.822 | 260.2529 | 15 | 21.4742 | 4.6053 | 0 | 0 | 0 | 21.4742 | 4.6053 | 0.329 | 0 | 0 | 0 | 17.822 | 17.822 | 6.9506 | 0 | 6.9506 | 0 | 6.9506
2017-01-30 21:00 | 0 | 5.475 | 0 | 0 | 20.475 | 253.8866 | 15 | 21.4742 | 4.6053 | 0 | 0 | 0 | 21.4742 | 4.6053 | 0.329 | 0 | 0 | 0 | 20.475 | 20.475 | 7.9853 | 0 | 7.9853 | 0 | 7.9853
2017-01-30 22:00 | 0 | 5.646 | 0 | 0 | 20.646 | 247.3215 | 15 | 21.4742 | 4.6053 | 0 | 0 | 0 | 21.4742 | 4.6053 | 0.329 | 0 | 0 | 0 | 20.646 | 20.646 | 8.0519 | 0 | 8.0519 | 0 | 8.0519
2017-01-30 23:00 | 0 | 3.977 | 0 | 0 | 18.977 | 242.6971 | 15 | 21.4742 | 4.6053 | 0 | 0 | 0 | 21.4742 | 4.6053 | 0.329 | 0 | 0 | 0 | 18.977 | 18.977 | 7.401 | 0 | 7.401 | 0 | 7.401
2017-01-31 | 0 | 1.451 | 0 | 0 | 16.451 | 241.0099 | 15 | 21.4742 | 4.6053 | 0 | 0 | 3.157 | 18.3172 | 4.6053 | 0.39824 | 0 | 11.081 | 3.6937 | 20.1447 | 20.1447 | 6.4159 | 1.4405 | 7.8564 | 0 | 7.8564
2017-01-31 01:00 | 0 | 0.14 | 0 | 0 | 15.14 | 240.8471 | 15 | 21.4742 | 4.6053 | 0 | 0 | 3.0077 | 18.4665 | 4.6053 | 0.39497 | 0 | 10.557 | 3.519 | 18.659 | 18.659 | 5.9046 | 1.3724 | 7.277 | 0 | 7.277
2017-01-31 02:00 | 0 | 0 | 0 | 0 | 13.487 | 240.8471 | 13.487 | 19.3081 | 4.1408 | 0 | 0 | 2.9015 | 16.4066 | 4.1408 | 0.39978 | 0 | 10.184 | 3.3947 | 16.8817 | 16.8817 | 5.2599 | 1.3239 | 6.5839 | 0 | 6.5839
2017-01-31 03:00 | 0 | 0 | 0 | 0 | 12.12 | 240.8471 | 12.12 | 17.3511 | 3.7211 | 0 | 0 | 2.7977 | 14.5535 | 3.7211 | 0.40494 | 0 | 9.82 | 3.2733 | 15.3933 | 15.3933 | 4.7268 | 1.2766 | 6.0034 | 0 | 6.0034
2017-01-31 04:00 | 0 | 0 | 0 | 0.54 | 11.46 | 240.8471 | 12 | 17.1793 | 3.6843 | 0 | 0 | 2.697 | 14.4823 | 3.6843 | 0.40294 | 0 | 9.466 | 3.1553 | 14.6153 | 15.1553 | 4.4694 | 1.2306 | 5.7 | 0.2106 | 5.9106
2017-01-31 05:00 | 0 | 0 | 0 | 0.04 | 11.96 | 240.8471 | 12 | 17.1793 | 3.6843 | 0 | 0 | 0 | 17.1793 | 3.6843 | 0.329 | 0 | 0 | 0 | 11.96 | 12 | 4.6644 | 0 | 4.6644 | 0.0156 | 4.68
2017-01-31 06:00 | 0 | 0 | 0 | 1.567 | 10.433 | 240.8471 | 12 | 17.1793 | 3.6843 | 0 | 0 | 0 | 17.1793 | 3.6843 | 0.329 | 0 | 0 | 0 | 10.433 | 12 | 4.0689 | 0 | 4.0689 | 0.61113 | 4.68
2017-01-31 07:00 | 0.008 | 0 | 3.791 | 0 | 8.217 | 244.1073 | 12 | 17.1793 | 3.6843 | 0 | 0 | 0 | 17.1793 | 3.6843 | 0.329 | 0 | 0 | 0 | 8.217 | 8.217 | 3.2046 | 0 | 3.2046 | 0 | 3.2046
2017-01-31 08:00 | 0.049 | 0 | 3.862 | 1.7764e-15 | 8.187 | 247.4287 | 12 | 17.1793 | 3.6843 | 0 | 0 | 0 | 17.1793 | 3.6843 | 0.329 | 0 | 0 | 0 | 8.187 | 8.187 | 3.1929 | 0 | 3.1929 | 6.9278e-16 | 3.1929
2017-01-31 09:00 | 0.092 | 0 | 0 | 2.833 | 9.259 | 247.4287 | 12 | 17.1793 | 3.6843 | 0 | 0 | 11.8837 | 5.2957 | 3.6843 | 0.65481 | 71.302 | 0 | 0 | 9.259 | 12.092 | 3.611 | 0 | 3.611 | 1.1049 | 4.7159
2017-01-31 10:00 | 0.136 | 0 | 0 | 2.491 | 9.645 | 247.4287 | 12 | 17.1793 | 3.6843 | 0 | 0 | 11.9417 | 5.2377 | 3.6843 | 0.6564 | 71.65 | 0 | 0 | 9.645 | 12.136 | 3.7616 | 0 | 3.7616 | 0.97149 | 4.733
2017-01-31 11:00 | 0.145 | 0 | 0 | 2.235 | 9.91 | 247.4287 | 12 | 17.1793 | 3.6843 | 0 | 0 | 11.9317 | 5.2477 | 3.6843 | 0.65613 | 71.59 | 0 | 0 | 9.91 | 12.145 | 3.8649 | 0 | 3.8649 | 0.87165 | 4.7366
2017-01-31 12:00 | 0.14 | 0 | 0 | 1.644 | 10.496 | 247.4287 | 12 | 17.1793 | 3.6843 | 0 | 0 | 14.0465 | 3.1328 | 3.6843 | 0.71411 | 70.75 | 7.915 | 2.6383 | 13.1343 | 14.7783 | 4.0934 | 1.029 | 5.1224 | 0.64116 | 5.7636
2017-01-31 13:00 | 0.151 | 0 | 0 | 1.402 | 10.749 | 247.4287 | 12 | 17.1793 | 3.6843 | 0 | 0 | 14.6782 | 2.5012 | 3.6843 | 0.73143 | 69.347 | 10.952 | 3.6507 | 14.3997 | 15.8017 | 4.1921 | 1.4238 | 5.6159 | 0.54678 | 6.1627
2017-01-31 14:00 | 0.134 | 0 | 1.278 | 0 | 10.856 | 248.5277 | 12 | 17.1793 | 3.6843 | 0 | 0 | 3.8853 | 13.294 | 3.6843 | 0.43552 | 0 | 13.638 | 4.546 | 15.402 | 15.402 | 4.2338 | 1.7729 | 6.0068 | 0 | 6.0068
2017-01-31 15:00 | 0.148 | 0 | 1.044 | 0 | 11.104 | 249.4256 | 12 | 17.1793 | 3.6843 | 0 | 0 | 15.6353 | 1.544 | 3.6843 | 0.75767 | 67.221 | 15.556 | 5.1853 | 16.2893 | 16.2893 | 4.3306 | 2.0223 | 6.3528 | 0 | 6.3528
2017-01-31 16:00 | 0.13 | 0 | 0 | 0.966 | 11.164 | 249.4256 | 12 | 17.1793 | 3.6843 | 0 | 0 | 15.9475 | 1.2318 | 3.6843 | 0.76623 | 66.528 | 17.057 | 5.6857 | 16.8497 | 17.8157 | 4.354 | 2.2174 | 6.5714 | 0.37674 | 6.9481
2017-01-31 17:00 | 0.093 | 0 | 1.033 | 0 | 11.06 | 250.314 | 12 | 17.1793 | 3.6843 | 0 | 0 | 10.9993 | 6.18 | 3.6843 | 0.63057 | 65.996 | 0 | 0 | 11.06 | 11.06 | 4.3134 | 0 | 4.3134 | 0 | 4.3134
2017-01-31 18:00 | 0.039 | 0 | 0 | 1.38 | 10.659 | 250.314 | 12 | 17.1793 | 3.6843 | 0 | 0 | 10.94 | 6.2393 | 3.6843 | 0.62894 | 65.64 | 0 | 0 | 10.659 | 12.039 | 4.157 | 0 | 4.157 | 0.5382 | 4.6952
2017-01-31 19:00 | 0.005 | 0 | 0 | 0.428 | 11.577 | 250.314 | 12 | 17.1793 | 3.6843 | 0 | 0 | 10.915 | 6.2643 | 3.6843 | 0.62825 | 65.49 | 0 | 0 | 11.577 | 12.005 | 4.515 | 0 | 4.515 | 0.16692 | 4.6819
2017-01-31 20:00 | 0 | 2.752 | 0 | 0 | 17.752 | 247.114 | 15 | 21.4742 | 4.6053 | 0 | 0 | 0 | 21.4742 | 4.6053 | 0.329 | 0 | 0 | 0 | 17.752 | 17.752 | 6.9233 | 0 | 6.9233 | 0 | 6.9233
2017-01-31 21:00 | 0 | 5.587 | 0 | 0 | 20.587 | 240.6174 | 15 | 21.4742 | 4.6053 | 0 | 0 | 0 | 21.4742 | 4.6053 | 0.329 | 0 | 0 | 0 | 20.587 | 20.587 | 8.0289 | 0 | 8.0289 | 0 | 8.0289
2017-01-31 22:00 | 0 | 4.344 | 0 | 0 | 19.344 | 235.5663 | 15 | 21.4742 | 4.6053 | 0 | 0 | 0 | 21.4742 | 4.6053 | 0.329 | 0 | 0 | 0 | 19.344 | 19.344 | 7.5442 | 0 | 7.5442 | 0 | 7.5442
2017-01-31 23:00 | 0 | 2.705 | 0 | 0 | 17.705 | 232.4209 | 15 | 21.4742 | 4.6053 | 0 | 0 | 0 | 21.4742 | 4.6053 | 0.329 | 0 | 0 | 0 | 17.705 | 17.705 | 6.9049 | 0 | 6.9049 | 0 | 6.9049
2017-02-01 | 0 | 0.362 | 0 | 0 | 15.362 | 232 | 15 | 21.4742 | 4.6053 | 0 | 0 | 3.3503 | 18.1238 | 4.6053 | 0.40248 | 0 | 11.76 | 3.92 | 19.282 | 19.282 | 5.9912 | 1.5288 | 7.52 | 0 | 7.52
2017-02-01 01:00 | 0 | 0 | 0 | 0 | 13.738 | 232 | 13.738 | 19.6675 | 4.2179 | 0 | 0 | 3.1032 | 16.5643 | 4.2179 | 0.40332 | 0 | 10.892 | 3.6307 | 17.3687 | 17.3687 | 5.3578 | 1.416 | 6.7738 | 0 | 6.7738
2017-02-01 02:00 | 0 | 0 | 0 | 0 | 12.679 | 232 | 12.679 | 18.1514 | 3.8927 | 0 | 0 | 3.0118 | 15.1396 | 3.8927 | 0.40715 | 0 | 10.572 | 3.524 | 16.203 | 16.203 | 4.9448 | 1.3744 | 6.3192 | 0 | 6.3192
2017-02-01 03:00 | 0 | 0 | 0 | 0 | 12.103 | 232 | 12.103 | 17.3268 | 3.7159 | 0 | 0 | 3.1037 | 14.2231 | 3.7159 | 0.41337 | 0 | 10.894 | 3.6313 | 15.7343 | 15.7343 | 4.7202 | 1.4162 | 6.1364 | 0 | 6.1364
2017-02-01 04:00 | 0 | 0 | 0 | 0.25 | 11.75 | 232 | 12 | 17.1793 | 3.6843 | 0 | 0 | 3.0647 | 14.1147 | 3.6843 | 0.41302 | 0 | 10.757 | 3.5857 | 15.3357 | 15.5857 | 4.5825 | 1.3984 | 5.9809 | 0.0975 | 6.0784
2017-02-01 05:00 | 0 | 0 | 0 | 1.077 | 10.923 | 232 | 12 | 17.1793 | 3.6843 | 0 | 0 | 0 | 17.1793 | 3.6843 | 0.329 | 0 | 0 | 0 | 10.923 | 12 | 4.26 | 0 | 4.26 | 0.42003 | 4.68
2017-02-01 06:00 | 0 | 0 | 0 | 0.961 | 11.039 | 232 | 12 | 17.1793 | 3.6843 | 0 | 0 | 0 | 17.1793 | 3.6843 | 0.329 | 0 | 0 | 0 | 11.039 | 12 | 4.3052 | 0 | 4.3052 | 0.37479 | 4.68
2017-02-01 07:00 | 0.011 | 0 | 0 | 3.18 | 8.831 | 232 | 12 | 17.1793 | 3.6843 | 0 | 0 | 0 | 17.1793 | 3.6843 | 0.329 | 0 | 0 | 0 | 8.831 | 12.011 | 3.4441 | 0 | 3.4441 | 1.2402 | 4.6843
2017-02-01 08:00 | 0.055 | 0 | 3.516 | 0 | 8.539 | 235.0238 | 12 | 17.1793 | 3.6843 | 0 | 0 | 0 | 17.1793 | 3.6843 | 0.329 | 0 | 0 | 0 | 8.539 | 8.539 | 3.3302 | 0 | 3.3302 | 0 | 3.3302
2017-02-01 09:00 | 0.089 | 0 | 2.795 | 0 | 9.294 | 237.4275 | 12 | 17.1793 | 3.6843 | 0 | 0 | 11.8105 | 5.3688 | 3.6843 | 0.6528 | 70.863 | 0 | 0 | 9.294 | 9.294 | 3.6247 | 0 | 3.6247 | 0 | 3.6247
2017-02-01 10:00 | 0.132 | 0 | 0 | 2.245 | 9.887 | 237.4275 | 12 | 17.1793 | 3.6843 | 0 | 0 | 11.8628 | 5.3165 | 3.6843 | 0.65424 | 71.177 | 0 | 0 | 9.887 | 12.132 | 3.8559 | 0 | 3.8559 | 0.87555 | 4.7315
2017-02-01 11:00 | 0.153 | 0 | 0 | 2.252 | 9.901 | 237.4275 | 12 | 17.1793 | 3.6843 | 0 | 0 | 11.8592 | 5.3202 | 3.6843 | 0.65414 | 71.155 | 0 | 0 | 9.901 | 12.153 | 3.8614 | 0 | 3.8614 | 0.87828 | 4.7397
2017-02-01 12:00 | 0.172 | 0 | 2.343 | 0 | 9.829 | 239.4424 | 12 | 17.1793 | 3.6843 | 0 | 0 | 14.0062 | 3.1732 | 3.6843 | 0.713 | 70.839 | 7.72 | 2.5733 | 12.4023 | 12.4023 | 3.8333 | 1.0036 | 4.8369 | 0 | 4.8369
2017-02-01 13:00 | 0.11 | 0 | 2.054 | 0 | 10.056 | 241.2089 | 12 | 17.1793 | 3.6843 | 0 | 0 | 14.3302 | 2.8492 | 3.6843 | 0.72189 | 70.12 | 9.279 | 3.093 | 13.149 | 13.149 | 3.9218 | 1.2063 | 5.1281 | 0 | 5.1281
2017-02-01 14:00 | 0.096 | 0 | 0 | 1.447 | 10.649 | 241.2089 | 12 | 17.1793 | 3.6843 | 0 | 0 | 3.0765 | 14.1028 | 3.6843 | 0.41335 | 0 | 10.798 | 3.5993 | 14.2483 | 15.6953 | 4.1531 | 1.4037 | 5.5568 | 0.56433 | 6.1212
2017-02-01 15:00 | 0.088 | 0 | 1.6173 | 0.088748 | 10.382 | 242.5997 | 12 | 17.1793 | 3.6843 | 0 | 0 | 15.0317 | 2.1477 | 3.6843 | 0.74112 | 68.562 | 12.653 | 4.2177 | 14.5997 | 14.6884 | 4.049 | 1.6449 | 5.6939 | 0.034612 | 5.7285
2017-02-01 16:00 | 0.066 | 0 | 1.596 | 0 | 10.47 | 243.9723 | 12 | 17.1793 | 3.6843 | 0 | 0 | 15.4032 | 1.7762 | 3.6843 | 0.7513 | 67.737 | 14.439 | 4.813 | 15.283 | 15.283 | 4.0833 | 1.8771 | 5.9604 | 0 | 5.9604
2017-02-01 17:00 | 0.064 | 0 | 2.023 | 0 | 10.041 | 245.7121 | 12 | 17.1793 | 3.6843 | 0 | 0 | 11.1863 | 5.993 | 3.6843 | 0.63569 | 67.118 | 0 | 0 | 10.041 | 10.041 | 3.916 | 0 | 3.916 | 0 | 3.916
2017-02-01 18:00 | 0.026 | 0 | 1.622 | 0 | 10.404 | 247.107 | 12 | 17.1793 | 3.6843 | 0 | 0 | 11.1652 | 6.0142 | 3.6843 | 0.63511 | 66.991 | 0 | 0 | 10.404 | 10.404 | 4.0576 | 0 | 4.0576 | 0 | 4.0576
2017-02-01 19:00 | 0.003 | 0 | 0 | 0.13 | 11.873 | 247.107 | 12 | 17.1793 | 3.6843 | 0 | 0 | 11.1973 | 5.982 | 3.6843 | 0.63599 | 67.184 | 0 | 0 | 11.873 | 12.003 | 4.6305 | 0 | 4.6305 | 0.0507 | 4.6812
2017-02-01 20:00 | 0 | 3.328 | 0 | 0 | 18.328 | 243.2372 | 15 | 21.4742 | 4.6053 | 0 | 0 | 0 | 21.4742 | 4.6053 | 0.329 | 0 | 0 | 0 | 18.328 | 18.328 | 7.1479 | 0 | 7.1479 | 0 | 7.1479
2017-02-01 21:00 | 0 | 4.017 | 0 | 0 | 19.017 | 238.5663 | 15 | 21.4742 | 4.6053 | 0 | 0 | 0 | 21.4742 | 4.6053 | 0.329 | 0 | 0 | 0 | 19.017 | 19.017 | 7.4166 | 0 | 7.4166 | 0 | 7.4166
2017-02-01 22:00 | 0 | 3.574 | 0 | 0 | 18.574 | 234.4105 | 15 | 21.4742 | 4.6053 | 0 | 0 | 0 | 21.4742 | 4.6053 | 0.329 | 0 | 0 | 0 | 18.574 | 18.574 | 7.2439 | 0 | 7.2439 | 0 | 7.2439
2017-02-01 23:00 | 0 | 2.073 | 0 | 0 | 17.073 | 232 | 15 | 21.4742 | 4.6053 | 0 | 0 | 0 | 21.4742 | 4.6053 | 0.329 | 0 | 0 | 0 | 17.073 | 17.073 | 6.6585 | 0 | 6.6585 | 0 | 6.6585
2017-02-02 | 0 | 0 | 0 | 0 | 14.158 | 232 | 14.158 | 20.2687 | 4.3468 | 0 | 0 | 2.6077 | 17.6611 | 4.3468 | 0.3896 | 0 | 9.153 | 3.051 | 17.209 | 17.209 | 5.5216 | 1.1899 | 6.7115 | 0 | 6.7115
2017-02-02 01:00 | 0 | 0 | 0 | 0 | 12.607 | 232 | 12.607 | 18.0483 | 3.8706 | 0 | 0 | 2.3025 | 15.7458 | 3.8706 | 0.38909 | 0 | 8.082 | 2.694 | 15.301 | 15.301 | 4.9167 | 1.0507 | 5.9674 | 0 | 5.9674
2017-02-02 02:00 | 0 | 0 | 0 | 0 | 12.069 | 232 | 12.069 | 17.2781 | 3.7054 | 0 | 0 | 2.0808 | 15.1973 | 3.7054 | 0.38572 | 0 | 7.304 | 2.4347 | 14.5037 | 14.5037 | 4.7069 | 0.94952 | 5.6564 | 0 | 5.6564
2017-02-02 03:00 | 0 | 0 | 0 | 0 | 12.111 | 232 | 12.111 | 17.3382 | 3.7183 | 0 | 0 | 1.9217 | 15.4166 | 3.7183 | 0.3812 | 0 | 6.745 | 2.2483 | 14.3593 | 14.3593 | 4.7233 | 0.87685 | 5.6001 | 0 | 5.6001
2017-02-02 04:00 | 0 | 0 | 0 | 0 | 12.409 | 232 | 12.409 | 17.7649 | 3.8098 | 0 | 0 | 1.718 | 16.0469 | 3.8098 | 0.37455 | 0 | 6.03 | 2.01 | 14.419 | 14.419 | 4.8395 | 0.7839 | 5.6234 | 0 | 5.6234
2017-02-02 05:00 | 0 | 0 | 0 | 0.494 | 11.506 | 232 | 12 | 17.1793 | 3.6843 | 0 | 0 | 0 | 17.1793 | 3.6843 | 0.329 | 0 | 0 | 0 | 11.506 | 12 | 4.4873 | 0 | 4.4873 | 0.19266 | 4.68
2017-02-02 06:00 | 0 | 0 | 0.01448 | 0.73052 | 11.255 | 232.0125 | 12 | 17.1793 | 3.6843 | 0 | 0 | 0 | 17.1793 | 3.6843 | 0.329 | 0 | 0 | 0 | 11.255 | 11.9855 | 4.3895 | 0 | 4.3895 | 0.2849 | 4.6744
2017-02-02 07:00 | 0.008 | 0 | 3.185 | 0 | 8.823 | 234.7516 | 12 | 17.1793 | 3.6843 | 0 | 0 | 0 | 17.1793 | 3.6843 | 0.329 | 0 | 0 | 0 | 8.823 | 8.823 | 3.441 | 0 | 3.441 | 0 | 3.441
2017-02-02 08:00 | 0.047 | 0 | 3.713 | 0 | 8.334 | 237.9447 | 12 | 17.1793 | 3.6843 | 0 | 0 | 0 | 17.1793 | 3.6843 | 0.329 | 0 | 0 | 0 | 8.334 | 8.334 | 3.2503 | 0 | 3.2503 | 0 | 3.2503
2017-02-02 09:00 | 0.085 | 0 | 3.164 | 0 | 8.921 | 240.6658 | 12 | 17.1793 | 3.6843 | 0 | 0 | 12.1672 | 5.0122 | 3.6843 | 0.66258 | 73.003 | 0 | 0 | 8.921 | 8.921 | 3.4792 | 0 | 3.4792 | 0 | 3.4792
2017-02-02 10:00 | 0.114 | 0 | 2.627 | 0 | 9.487 | 242.925 | 12 | 17.1793 | 3.6843 | 0 | 0 | 12.2055 | 4.9738 | 3.6843 | 0.66363 | 73.233 | 0 | 0 | 9.487 | 9.487 | 3.6999 | 0 | 3.6999 | 0 | 3.6999
2017-02-02 11:00 | 0.116 | 0 | 2.513 | 0 | 9.603 | 245.0862 | 12 | 17.1793 | 3.6843 | 0 | 0 | 12.1947 | 4.9847 | 3.6843 | 0.66334 | 73.168 | 0 | 0 | 9.603 | 9.603 | 3.7452 | 0 | 3.7452 | 0 | 3.7452
2017-02-02 12:00 | 0.089 | 0 | 2.57 | 0 | 9.519 | 247.2964 | 12 | 17.1793 | 3.6843 | 0 | 0 | 13.3047 | 3.8747 | 3.6843 | 0.69377 | 72.398 | 4.347 | 1.449 | 10.968 | 10.968 | 3.7124 | 0.56511 | 4.2775 | 0 | 4.2775
2017-02-02 13:00 | 0.164 | 0 | 0 | 2.203 | 9.961 | 247.2964 | 12 | 17.1793 | 3.6843 | 0 | 0 | 13.9753 | 3.204 | 3.6843 | 0.71216 | 70.908 | 7.572 | 2.524 | 12.485 | 14.688 | 3.8848 | 0.98436 | 4.8692 | 0.85917 | 5.7283
2017-02-02 14:00 | 0.16 | 0 | 2.397 | 0 | 9.763 | 249.3578 | 12 | 17.1793 | 3.6843 | 0 | 0 | 3.1445 | 14.0348 | 3.6843 | 0.41521 | 0 | 11.037 | 3.679 | 13.442 | 13.442 | 3.8076 | 1.4348 | 5.2424 | 0 | 5.2424
2017-02-02 15:00 | 0.143 | 0 | 0 | 1.656 | 10.487 | 249.3578 | 12 | 17.1793 | 3.6843 | 0 | 0 | 15.1672 | 2.0122 | 3.6843 | 0.74483 | 68.261 | 13.304 | 4.4347 | 14.9217 | 16.5777 | 4.0899 | 1.7295 | 5.8195 | 0.64584 | 6.4653
2017-02-02 16:00 | 0.116 | 0 | 0 | 1.152 | 10.964 | 249.3578 | 12 | 17.1793 | 3.6843 | 0 | 0 | 15.4973 | 1.682 | 3.6843 | 0.75389 | 67.527 | 14.892 | 4.964 | 15.928 | 17.08 | 4.276 | 1.936 | 6.2119 | 0.44928 | 6.6612
2017-02-02 17:00 | 0.092 | 0 | 0 | 1.537 | 10.555 | 249.3578 | 12 | 17.1793 | 3.6843 | 0 | 0 | 11.1803 | 5.999 | 3.6843 | 0.63553 | 67.082 | 0 | 0 | 10.555 | 12.092 | 4.1165 | 0 | 4.1165 | 0.59943 | 4.7159
2017-02-02 18:00 | 0.037 | 0 | 0 | 1.438 | 10.599 | 249.3578 | 12 | 17.1793 | 3.6843 | 0 | 0 | 11.1558 | 6.0235 | 3.6843 | 0.63486 | 66.935 | 0 | 0 | 10.599 | 12.037 | 4.1336 | 0 | 4.1336 | 0.56082 | 4.6944
2017-02-02 19:00 | 0.005 | 0 | 0 | 0.076 | 11.929 | 249.3578 | 12 | 17.1793 | 3.6843 | 0 | 0 | 11.1782 | 6.0012 | 3.6843 | 0.63547 | 67.069 | 0 | 0 | 11.929 | 12.005 | 4.6523 | 0 | 4.6523 | 0.02964 | 4.682
2017-02-02 20:00 | 0 | 3.127 | 0 | 0 | 18.127 | 245.7217 | 15 | 21.4742 | 4.6053 | 0 | 0 | 0 | 21.4742 | 4.6053 | 0.329 | 0 | 0 | 0 | 18.127 | 18.127 | 7.0695 | 0 | 7.0695 | 0 | 7.0695
2017-02-02 21:00 | 0 | 5.053 | 0 | 0 | 20.053 | 239.8462 | 15 | 21.4742 | 4.6053 | 0 | 0 | 0 | 21.4742 | 4.6053 | 0.329 | 0 | 0 | 0 | 20.053 | 20.053 | 7.8207 | 0 | 7.8207 | 0 | 7.8207
2017-02-02 22:00 | 0 | 4.245 | 0 | 0 | 19.245 | 234.9101 | 15 | 21.4742 | 4.6053 | 0 | 0 | 0 | 21.4742 | 4.6053 | 0.329 | 0 | 0 | 0 | 19.245 | 19.245 | 7.5056 | 0 | 7.5056 | 0 | 7.5056
2017-02-02 23:00 | 0 | 2.339 | 0 | 0 | 17.339 | 232.1904 | 15 | 21.4742 | 4.6053 | 0 | 0 | 0 | 21.4742 | 4.6053 | 0.329 | 0 | 0 | 0 | 17.339 | 17.339 | 6.7622 | 0 | 6.7622 | 0 | 6.7622
2017-02-03 | 0 | 0 | 0 | 0 | 14.34 | 232.1904 | 14.34 | 20.5293 | 4.4027 | 0 | 0 | 2.3777 | 18.1516 | 4.4027 | 0.38355 | 0 | 8.346 | 2.782 | 17.122 | 17.122 | 5.5926 | 1.085 | 6.6776 | 0 | 6.6776
2017-02-03 01:00 | 0 | 0 | 0 | 0 | 13.073 | 232.1904 | 13.073 | 18.7154 | 4.0137 | 0 | 0 | 2.2257 | 16.4898 | 4.0137 | 0.38501 | 0 | 7.812 | 2.604 | 15.677 | 15.677 | 5.0985 | 1.0156 | 6.114 | 0 | 6.114
2017-02-03 02:00 | 0 | 0 | 0 | 0 | 12.228 | 232.1904 | 12.228 | 17.5057 | 3.7543 | 0 | 0 | 2.0837 | 15.4221 | 3.7543 | 0.38506 | 0 | 7.314 | 2.438 | 14.666 | 14.666 | 4.7689 | 0.95082 | 5.7197 | 0 | 5.7197
2017-02-03 03:00 | 0 | 0 | 0 | 0.008 | 11.992 | 232.1904 | 12 | 17.1793 | 3.6843 | 0 | 0 | 1.9503 | 15.229 | 3.6843 | 0.38247 | 0 | 6.845 | 2.2817 | 14.2737 | 14.2817 | 4.6769 | 0.88985 | 5.5667 | 0.00312 | 5.5698
2017-02-03 04:00 | 0 | 0 | 0 | 0.026 | 11.974 | 232.1904 | 12 | 17.1793 | 3.6843 | 0 | 0 | 1.8418 | 15.3375 | 3.6843 | 0.3795 | 0 | 6.465 | 2.155 | 14.129 | 14.155 | 4.6699 | 0.84045 | 5.5103 | 0.01014 | 5.5205
2017-02-03 05:00 | 0 | 0 | 0 | 0.404 | 11.596 | 232.1904 | 12 | 17.1793 | 3.6843 | 0 | 0 | 0 | 17.1793 | 3.6843 | 0.329 | 0 | 0 | 0 | 11.596 | 12 | 4.5224 | 0 | 4.5224 | 0.15756 | 4.68
2017-02-03 06:00 | 0 | 0 | 0 | 0.304 | 11.696 | 232.1904 | 12 | 17.1793 | 3.6843 | 0 | 0 | 0 | 17.1793 | 3.6843 | 0.329 | 0 | 0 | 0 | 11.696 | 12 | 4.5614 | 0 | 4.5614 | 0.11856 | 4.68
2017-02-03 07:00 | 0.006 | 0 | 2.74 | 0 | 9.266 | 234.5468 | 12 | 17.1793 | 3.6843 | 0 | 0 | 0 | 17.1793 | 3.6843 | 0.329 | 0 | 0 | 0 | 9.266 | 9.266 | 3.6137 | 0 | 3.6137 | 0 | 3.6137
2017-02-03 08:00 | 0.034 | 0 | 3.402 | 0 | 8.632 | 237.4725 | 12 | 17.1793 | 3.6843 | 0 | 0 | 0 | 17.1793 | 3.6843 | 0.329 | 0 | 0 | 0 | 8.632 | 8.632 | 3.3665 | 0 | 3.3665 | 0 | 3.3665
2017-02-03 09:00 | 0.08 | 0 | 2.723 | 0 | 9.357 | 239.8143 | 12 | 17.1793 | 3.6843 | 0 | 0 | 12.063 | 5.1163 | 3.6843 | 0.65973 | 72.378 | 0 | 0 | 9.357 | 9.357 | 3.6492 | 0 | 3.6492 | 0 | 3.6492
2017-02-03 10:00 | 0.1 | 0 | 2.559 | 0 | 9.541 | 242.015 | 12 | 17.1793 | 3.6843 | 0 | 0 | 12.1022 | 5.0772 | 3.6843 | 0.6608 | 72.613 | 0 | 0 | 9.541 | 9.541 | 3.721 | 0 | 3.721 | 0 | 3.721
2017-02-03 11:00 | 0.115 | 0 | 2.255 | 0 | 9.86 | 243.9543 | 12 | 17.1793 | 3.6843 | 0 | 0 | 12.0422 | 5.1372 | 3.6843 | 0.65916 | 72.253 | 0 | 0 | 9.86 | 9.86 | 3.8454 | 0 | 3.8454 | 0 | 3.8454
2017-02-03 12:00 | 0.11 | 0 | 0 | 1.795 | 10.315 | 243.9543 | 12 | 17.1793 | 3.6843 | 0 | 0 | 14.0178 | 3.1615 | 3.6843 | 0.71332 | 70.813 | 7.777 | 2.5923 | 12.9073 | 14.7023 | 4.0229 | 1.011 | 5.0339 | 0.70005 | 5.7339
2017-02-03 13:00 | 0.133 | 0 | 1.297 | 0 | 10.836 | 245.0697 | 12 | 17.1793 | 3.6843 | 0 | 0 | 14.7633 | 2.416 | 3.6843 | 0.73376 | 69.158 | 11.362 | 3.7873 | 14.6233 | 14.6233 | 4.226 | 1.4771 | 5.7031 | 0 | 5.7031
2017-02-03 14:00 | 0.131 | 0 | 0 | 2.058 | 10.073 | 245.0697 | 12 | 17.1793 | 3.6843 | 0 | 0 | 4.1617 | 13.0177 | 3.6843 | 0.4431 | 0 | 14.607 | 4.869 | 14.942 | 17 | 3.9285 | 1.8989 | 5.8274 | 0.80262 | 6.63
2017-02-03 15:00 | 0.126 | 0 | 0 | 1.354 | 10.772 | 245.0697 | 12 | 17.1793 | 3.6843 | 0 | 0 | 15.8805 | 1.2988 | 3.6843 | 0.76439 | 66.677 | 16.735 | 5.5783 | 16.3503 | 17.7043 | 4.2011 | 2.1755 | 6.3766 | 0.52806 | 6.9047
2017-02-03 16:00 | 0.101 | 0 | 0 | 1.451 | 10.65 | 245.0697 | 12 | 17.1793 | 3.6843 | 0 | 0 | 16.202 | 0.97733 | 3.6843 | 0.7732 | 65.962 | 18.281 | 6.0937 | 16.7437 | 18.1947 | 4.1535 | 2.3765 | 6.53 | 0.56589 | 7.0959
2017-02-03 17:00 | 0.061 | 0 | 0 | 1.556 | 10.505 | 245.0697 | 12 | 17.1793 | 3.6843 | 0 | 0 | 10.9183 | 6.261 | 3.6843 | 0.62834 | 65.51 | 0 | 0 | 10.505 | 12.061 | 4.097 | 0 | 4.097 | 0.60684 | 4.7038
2017-02-03 18:00 | 0.023 | 0 | 1.029 | 0 | 10.994 | 245.9547 | 12 | 17.1793 | 3.6843 | 0 | 0 | 10.8832 | 6.2962 | 3.6843 | 0.62738 | 65.299 | 0 | 0 | 10.994 | 10.994 | 4.2877 | 0 | 4.2877 | 0 | 4.2877
2017-02-03 19:00 | 0.005 | 0 | 0 | 0 | 12.654 | 245.9547 | 12.649 | 18.1084 | 3.8835 | 0 | 0 | 10.9 | 7.2084 | 3.8835 | 0.61251 | 65.4 | 0 | 0 | 12.654 | 12.654 | 4.9351 | 0 | 4.9351 | 0 | 4.9351
2017-02-03 20:00 | 0 | 4.796 | 0 | 0 | 19.796 | 240.3779 | 15 | 21.4742 | 4.6053 | 0 | 0 | 0 | 21.4742 | 4.6053 | 0.329 | 0 | 0 | 0 | 19.796 | 19.796 | 7.7204 | 0 | 7.7204 | 0 | 7.7204
2017-02-03 21:00 | 0 | 0 | 0 | 5.822 | 21.178 | 240.3779 | 27 | 38.6535 | 8.2896 | 0 | 0 | 0 | 38.6535 | 8.2896 | 0.329 | 0 | 0 | 0 | 21.178 | 27 | 8.2594 | 0 | 8.2594 | 2.2706 | 10.53
2017-02-03 22:00 | 0 | 4.536 | 0 | 0 | 19.536 | 235.1035 | 15 | 21.4742 | 4.6053 | 0 | 0 | 0 | 21.4742 | 4.6053 | 0.329 | 0 | 0 | 0 | 19.536 | 19.536 | 7.619 | 0 | 7.619 | 0 | 7.619
2017-02-03 23:00 | 0 | 2.669 | 0 | 0 | 17.669 | 232 | 15 | 21.4742 | 4.6053 | 0 | 0 | 0 | 21.4742 | 4.6053 | 0.329 | 0 | 0 | 0 | 17.669 | 17.669 | 6.8909 | 0 | 6.8909 | 0 | 6.8909
2017-02-04 | 0 | 0 | 0 | 0 | 14.576 | 232 | 14.576 | 20.8672 | 4.4751 | 0 | 0 | 2.9242 | 17.943 | 4.4751 | 0.395 | 0 | 10.264 | 3.4213 | 17.9973 | 17.9973 | 5.6846 | 1.3343 | 7.019 | 0 | 7.019
2017-02-04 01:00 | 0 | 0 | 0 | 0 | 13.402 | 232 | 13.402 | 19.1864 | 4.1147 | 0 | 0 | 2.731 | 16.4554 | 4.1147 | 0.39604 | 0 | 9.586 | 3.1953 | 16.5973 | 16.5973 | 5.2268 | 1.2462 | 6.473 | 0 | 6.473
2017-02-04 02:00 | 0 | 0 | 0 | 0 | 12.969 | 232 | 12.969 | 18.5666 | 3.9818 | 0 | 0 | 2.6518 | 15.9147 | 3.9818 | 0.39627 | 0 | 9.308 | 3.1027 | 16.0717 | 16.0717 | 5.0579 | 1.21 | 6.2679 | 0 | 6.2679
2017-02-04 03:00 | 0 | 0 | 0 | 0 | 12.538 | 232 | 12.538 | 17.9495 | 3.8494 | 0 | 0 | 2.5905 | 15.359 | 3.8494 | 0.39698 | 0 | 9.093 | 3.031 | 15.569 | 15.569 | 4.8898 | 1.1821 | 6.0719 | 0 | 6.0719
2017-02-04 04:00 | 0 | 0 | 0 | 0 | 12.027 | 232 | 12.027 | 17.218 | 3.6925 | 0 | 0 | 2.501 | 14.717 | 3.6925 | 0.39742 | 0 | 8.779 | 2.9263 | 14.9533 | 14.9533 | 4.6905 | 1.1413 | 5.8318 | 0 | 5.8318
2017-02-04 05:00 | 0 | 0 | 0 | 0.155 | 11.845 | 232 | 12 | 17.1793 | 3.6843 | 0 | 0 | 0 | 17.1793 | 3.6843 | 0.329 | 0 | 0 | 0 | 11.845 | 12 | 4.6196 | 0 | 4.6196 | 0.06045 | 4.68
2017-02-04 06:00 | 0 | 0 | 0 | 0.74 | 11.26 | 232 | 12 | 17.1793 | 3.6843 | 0 | 0 | 0 | 17.1793 | 3.6843 | 0.329 | 0 | 0 | 0 | 11.26 | 12 | 4.3914 | 0 | 4.3914 | 0.2886 | 4.68
2017-02-04 07:00 | 0.008 | 0 | 3.042 | 1.7764e-15 | 8.966 | 234.6161 | 12 | 17.1793 | 3.6843 | 0 | 0 | 0 | 17.1793 | 3.6843 | 0.329 | 0 | 0 | 0 | 8.966 | 8.966 | 3.4967 | 0 | 3.4967 | 6.9278e-16 | 3.4967
2017-02-04 08:00 | 0.03 | 0 | 3.31 | 0 | 8.72 | 237.4627 | 12 | 17.1793 | 3.6843 | 0 | 0 | 0 | 17.1793 | 3.6843 | 0.329 | 0 | 0 | 0 | 8.72 | 8.72 | 3.4008 | 0 | 3.4008 | 0 | 3.4008
2017-02-04 09:00 | 0.067 | 0 | 2.684 | 0 | 9.383 | 239.771 | 12 | 17.1793 | 3.6843 | 0 | 0 | 11.919 | 5.2603 | 3.6843 | 0.65578 | 71.514 | 0 | 0 | 9.383 | 9.383 | 3.6594 | 0 | 3.6594 | 0 | 3.6594
2017-02-04 10:00 | 0.097 | 0 | 2.133 | 0 | 9.964 | 241.6053 | 12 | 17.1793 | 3.6843 | 0 | 0 | 11.9648 | 5.2145 | 3.6843 | 0.65704 | 71.789 | 0 | 0 | 9.964 | 9.964 | 3.886 | 0 | 3.886 | 0 | 3.886
2017-02-04 11:00 | 0.16 | 0 | 0 | 1.938 | 10.222 | 241.6053 | 12 | 17.1793 | 3.6843 | 0 | 0 | 11.9028 | 5.2765 | 3.6843 | 0.65534 | 71.417 | 0 | 0 | 10.222 | 12.16 | 3.9866 | 0 | 3.9866 | 0.75582 | 4.7424
2017-02-04 12:00 | 0.17 | 0 | 0 | 1.632 | 10.538 | 241.6053 | 12 | 17.1793 | 3.6843 | 0 | 0 | 14.3007 | 2.8787 | 3.6843 | 0.72108 | 70.185 | 9.137 | 3.0457 | 13.5837 | 15.2157 | 4.1098 | 1.1878 | 5.2976 | 0.63648 | 5.9341
2017-02-04 13:00 | 0.179 | 0 | 0 | 1.717 | 10.462 | 241.6053 | 12 | 17.1793 | 3.6843 | 0 | 0 | 14.8623 | 2.317 | 3.6843 | 0.73648 | 68.938 | 11.838 | 3.946 | 14.408 | 16.125 | 4.0802 | 1.5389 | 5.6191 | 0.66963 | 6.2888
2017-02-04 14:00 | 0.174 | 0 | 1.4744 | 0.22565 | 10.474 | 242.8733 | 12 | 17.1793 | 3.6843 | 0 | 0 | 4.0583 | 13.121 | 3.6843 | 0.44027 | 0 | 14.245 | 4.7483 | 15.2223 | 15.448 | 4.0849 | 1.8518 | 5.9367 | 0.088002 | 6.0247
2017-02-04 15:00 | 0.162 | 0 | 1.733 | 1.7764e-15 | 10.429 | 244.3637 | 12 | 17.1793 | 3.6843 | 0 | 0 | 15.7802 | 1.3992 | 3.6843 | 0.76164 | 66.899 | 16.252 | 5.4173 | 15.8463 | 15.8463 | 4.0673 | 2.1128 | 6.1801 | 6.9278e-16 | 6.1801
2017-02-04 16:00 | 0.142 | 0 | 1.977 | 0 | 10.165 | 246.0639 | 12 | 17.1793 | 3.6843 | 0 | 0 | 16.0965 | 1.0828 | 3.6843 | 0.77031 | 66.197 | 17.774 | 5.9247 | 16.0897 | 16.0897 | 3.9644 | 2.3106 | 6.275 | 0 | 6.275
2017-02-04 17:00 | 0.088 | 0 | 2.426 | 0 | 9.662 | 248.1502 | 12 | 17.1793 | 3.6843 | 0 | 0 | 10.9613 | 6.218 | 3.6843 | 0.62952 | 65.768 | 0 | 0 | 9.662 | 9.662 | 3.7682 | 0 | 3.7682 | 0 | 3.7682
2017-02-04 18:00 | 0.029 | 0 | 1.775 | 0 | 10.254 | 249.6767 | 12 | 17.1793 | 3.6843 | 0 | 0 | 10.93 | 6.2493 | 3.6843 | 0.62866 | 65.58 | 0 | 0 | 10.254 | 10.254 | 3.9991 | 0 | 3.9991 | 0 | 3.9991
2017-02-04 19:00 | 0.004 | 0 | 0 | 0.292 | 11.712 | 249.6767 | 12 | 17.1793 | 3.6843 | 0 | 0 | 10.9443 | 6.235 | 3.6843 | 0.62906 | 65.666 | 0 | 0 | 11.712 | 12.004 | 4.5677 | 0 | 4.5677 | 0.11388 | 4.6816
2017-02-04 20:00 | 0 | 3.204 | 0 | 0 | 18.204 | 245.9512 | 15 | 21.4742 | 4.6053 | 0 | 0 | 0 | 21.4742 | 4.6053 | 0.329 | 0 | 0 | 0 | 18.204 | 18.204 | 7.0996 | 0 | 7.0996 | 0 | 7.0996
2017-02-04 21:00 | 0 | 5.116 | 0 | 0 | 20.116 | 240.0023 | 15 | 21.4742 | 4.6053 | 0 | 0 | 0 | 21.4742 | 4.6053 | 0.329 | 0 | 0 | 0 | 20.116 | 20.116 | 7.8452 | 0 | 7.8452 | 0 | 7.8452
2017-02-04 22:00 | 0 | 4.359 | 0 | 0 | 19.359 | 234.9337 | 15 | 21.4742 | 4.6053 | 0 | 0 | 0 | 21.4742 | 4.6053 | 0.329 | 0 | 0 | 0 | 19.359 | 19.359 | 7.55 | 0 | 7.55 | 0 | 7.55
2017-02-04 23:00 | 0 | 2.523 | 0 | 0 | 17.523 | 232 | 15 | 21.4742 | 4.6053 | 0 | 0 | 0 | 21.4742 | 4.6053 | 0.329 | 0 | 0 | 0 | 17.523 | 17.523 | 6.834 | 0 | 6.834 | 0 | 6.834
2017-02-05 | 0 | 0 | 0 | 0 | 14.863 | 232 | 14.863 | 21.278 | 4.5633 | 0 | 0 | 3.0753 | 18.2027 | 4.5633 | 0.39707 | 0 | 10.794 | 3.598 | 18.461 | 18.461 | 5.7966 | 1.4032 | 7.1998 | 0 | 7.1998
2017-02-05 01:00 | 0 | 0 | 0 | 0 | 13.303 | 232 | 13.303 | 19.0447 | 4.0843 | 0 | 0 | 2.9152 | 16.1296 | 4.0843 | 0.4011 | 0 | 10.232 | 3.4107 | 16.7137 | 16.7137 | 5.1882 | 1.3302 | 6.5183 | 0 | 6.5183
2017-02-05 02:00 | 0 | 0 | 0 | 0 | 12.064 | 232 | 12.064 | 17.271 | 3.7039 | 0 | 0 | 2.7397 | 14.5313 | 3.7039 | 0.40371 | 0 | 9.616 | 3.2053 | 15.2693 | 15.2693 | 4.705 | 1.2501 | 5.955 | 0 | 5.955
2017-02-05 03:00 | 0 | 0 | 0 | 0 | 12.125 | 232 | 12.125 | 17.3583 | 3.7226 | 0 | 0 | 2.5487 | 14.8096 | 3.7226 | 0.39816 | 0 | 8.946 | 2.982 | 15.107 | 15.107 | 4.7287 | 1.163 | 5.8917 | 0 | 5.8917
2017-02-05 04:00 | 0 | 0 | 0 | 0 | 12.457 | 232 | 12.457 | 17.8336 | 3.8246 | 0 | 0 | 2.3677 | 15.4659 | 3.8246 | 0.39153 | 0 | 8.31 | 2.77 | 15.227 | 15.227 | 4.8582 | 1.0803 | 5.9385 | 0 | 5.9385
2017-02-05 05:00 | 0 | 0 | 0 | 0 | 12.038 | 232 | 12.038 | 17.2337 | 3.6959 | 0 | 0 | 0 | 17.2337 | 3.6959 | 0.329 | 0 | 0 | 0 | 12.038 | 12.038 | 4.6948 | 0 | 4.6948 | 0 | 4.6948
2017-02-05 06:00 | 0 | 0 | 0 | 0.553 | 11.447 | 232 | 12 | 17.1793 | 3.6843 | 0 | 0 | 0 | 17.1793 | 3.6843 | 0.329 | 0 | 0 | 0 | 11.447 | 12 | 4.4643 | 0 | 4.4643 | 0.21567 | 4.68
2017-02-05 07:00 | 0.004 | 0 | 3.191 | 0 | 8.813 | 234.7443 | 12 | 17.1793 | 3.6843 | 0 | 0 | 0 | 17.1793 | 3.6843 | 0.329 | 0 | 0 | 0 | 8.813 | 8.813 | 3.4371 | 0 | 3.4371 | 0 | 3.4371
2017-02-05 08:00 | 0.033 | 0 | 3.564 | 0 | 8.469 | 237.8093 | 12 | 17.1793 | 3.6843 | 0 | 0 | 0 | 17.1793 | 3.6843 | 0.329 | 0 | 0 | 0 | 8.469 | 8.469 | 3.3029 | 0 | 3.3029 | 0 | 3.3029
2017-02-05 09:00 | 0.071 | 0 | 2.884 | 0 | 9.187 | 240.2895 | 12 | 17.1793 | 3.6843 | 0 | 0 | 11.9552 | 5.2242 | 3.6843 | 0.65677 | 71.731 | 0 | 0 | 9.187 | 9.187 | 3.5829 | 0 | 3.5829 | 0 | 3.5829
2017-02-05 10:00 | 0.128 | 0 | 2.318 | 1.7764e-15 | 9.81 | 242.283 | 12 | 17.1793 | 3.6843 | 0 | 0 | 11.9773 | 5.202 | 3.6843 | 0.65738 | 71.864 | 0 | 0 | 9.81 | 9.81 | 3.8259 | 0 | 3.8259 | 6.9278e-16 | 3.8259
2017-02-05 11:00 | 0.129 | 0 | 2.109 | 0 | 10.02 | 244.0968 | 12 | 17.1793 | 3.6843 | 0 | 0 | 11.9165 | 5.2628 | 3.6843 | 0.65571 | 71.499 | 0 | 0 | 10.02 | 10.02 | 3.9078 | 0 | 3.9078 | 0 | 3.9078
2017-02-05 12:00 | 0.093 | 0 | 0 | 1.722 | 10.371 | 244.0968 | 12 | 17.1793 | 3.6843 | 0 | 0 | 14.2382 | 2.9412 | 3.6843 | 0.71936 | 70.324 | 8.836 | 2.9453 | 13.3163 | 15.0383 | 4.0447 | 1.1487 | 5.1934 | 0.67158 | 5.865
2017-02-05 13:00 | 0.097 | 0 | 0 | 1.705 | 10.392 | 244.0968 | 12 | 17.1793 | 3.6843 | 0 | 0 | 14.8383 | 2.341 | 3.6843 | 0.73582 | 68.991 | 11.723 | 3.9077 | 14.2997 | 16.0047 | 4.0529 | 1.524 | 5.5769 | 0.66495 | 6.2418
2017-02-05 14:00 | 0.104 | 0 | 0.25517 | 1.6308 | 10.218 | 244.3162 | 12 | 17.1793 | 3.6843 | 0 | 0 | 4.1255 | 13.0538 | 3.6843 | 0.44211 | 0 | 14.48 | 4.8267 | 15.0447 | 16.6755 | 3.985 | 1.8824 | 5.8674 | 0.63603 | 6.5034
2017-02-05 15:00 | 0.045 | 0 | 1.223 | 0 | 10.822 | 245.368 | 12 | 17.1793 | 3.6843 | 0 | 0 | 15.8683 | 1.311 | 3.6843 | 0.76406 | 66.704 | 16.676 | 5.5587 | 16.3807 | 16.3807 | 4.2206 | 2.1679 | 6.3885 | 0 | 6.3885
2017-02-05 16:00 | 0.044 | 0 | 1.957 | 0 | 10.087 | 247.051 | 12 | 17.1793 | 3.6843 | 0 | 0 | 16.1895 | 0.98983 | 3.6843 | 0.77286 | 65.99 | 18.221 | 6.0737 | 16.1607 | 16.1607 | 3.9339 | 2.3687 | 6.3027 | 0 | 6.3027
2017-02-05 17:00 | 0.06 | 0 | 2.12 | 0 | 9.94 | 248.8742 | 12 | 17.1793 | 3.6843 | 0 | 0 | 10.9247 | 6.2547 | 3.6843 | 0.62852 | 65.548 | 0 | 0 | 9.94 | 9.94 | 3.8766 | 0 | 3.8766 | 0 | 3.8766
2017-02-05 18:00 | 0.033 | 0 | 1.785 | 0 | 10.248 | 250.4093 | 12 | 17.1793 | 3.6843 | 0 | 0 | 10.8942 | 6.2852 | 3.6843 | 0.62768 | 65.365 | 0 | 0 | 10.248 | 10.248 | 3.9967 | 0 | 3.9967 | 0 | 3.9967
2017-02-05 19:00 | 0.003 | 0 | 0 | 0.314 | 11.689 | 250.4093 | 12 | 17.1793 | 3.6843 | 0 | 0 | 10.9067 | 6.2727 | 3.6843 | 0.62802 | 65.44 | 0 | 0 | 11.689 | 12.003 | 4.5587 | 0 | 4.5587 | 0.12246 | 4.6812
2017-02-05 20:00 | 0 | 3.857 | 0 | 0 | 18.857 | 245.9244 | 15 | 21.4742 | 4.6053 | 0 | 0 | 0 | 21.4742 | 4.6053 | 0.329 | 0 | 0 | 0 | 18.857 | 18.857 | 7.3542 | 0 | 7.3542 | 0 | 7.3542
2017-02-05 21:00 | 0 | 4.766 | 0 | 0 | 19.766 | 240.3826 | 15 | 21.4742 | 4.6053 | 0 | 0 | 0 | 21.4742 | 4.6053 | 0.329 | 0 | 0 | 0 | 19.766 | 19.766 | 7.7087 | 0 | 7.7087 | 0 | 7.7087
2017-02-05 22:00 | 0 | 4.125 | 0 | 0 | 19.125 | 235.586 | 15 | 21.4742 | 4.6053 | 0 | 0 | 0 | 21.4742 | 4.6053 | 0.329 | 0 | 0 | 0 | 19.125 | 19.125 | 7.4588 | 0 | 7.4588 | 0 | 7.4588
2017-02-05 23:00 | 0 | 2.888 | 0 | 0 | 17.888 | 232.2279 | 15 | 21.4742 | 4.6053 | 0 | 0 | 0 | 21.4742 | 4.6053 | 0.329 | 0 | 0 | 0 | 17.888 | 17.888 | 6.9763 | 0 | 6.9763 | 0 | 6.9763
2017-02-06 | 0 | 0.196 | 0 | 0 | 15.196 | 232 | 15 | 21.4742 | 4.6053 | 0 | 0 | 2.765 | 18.7092 | 4.6053 | 0.38965 | 0 | 9.705 | 3.235 | 18.431 | 18.431 | 5.9264 | 1.2616 | 7.1881 | 0 | 7.1881
2017-02-06 01:00 | 0 | 0 | 0 | 0 | 13.522 | 232 | 13.522 | 19.3582 | 4.1515 | 0 | 0 | 2.4377 | 16.9206 | 4.1515 | 0.38831 | 0 | 8.556 | 2.852 | 16.374 | 16.374 | 5.2736 | 1.1123 | 6.3859 | 0 | 6.3859
2017-02-06 02:00 | 0 | 0 | 0 | 0 | 12.689 | 232 | 12.689 | 18.1657 | 3.8958 | 0 | 0 | 2.2097 | 15.956 | 3.8958 | 0.38629 | 0 | 7.756 | 2.5853 | 15.2743 | 15.2743 | 4.9487 | 1.0083 | 5.957 | 0 | 5.957
2017-02-06 03:00 | 0 | 0 | 0 | 0 | 12.631 | 232 | 12.631 | 18.0827 | 3.878 | 0 | 0 | 1.9858 | 16.0968 | 3.878 | 0.38073 | 0 | 6.97 | 2.3233 | 14.9543 | 14.9543 | 4.9261 | 0.9061 | 5.8322 | 0 | 5.8322
2017-02-06 04:00 | 0 | 0 | 0 | 0.241 | 11.759 | 232 | 12 | 17.1793 | 3.6843 | 0 | 0 | 1.8198 | 15.3595 | 3.6843 | 0.37889 | 0 | 6.387 | 2.129 | 13.888 | 14.129 | 4.586 | 0.83031 | 5.4163 | 0.09399 | 5.5103
2017-02-06 05:00 | 0 | 0 | 0 | 0.143 | 11.857 | 232 | 12 | 17.1793 | 3.6843 | 0 | 0 | 0 | 17.1793 | 3.6843 | 0.329 | 0 | 0 | 0 | 11.857 | 12 | 4.6242 | 0 | 4.6242 | 0.05577 | 4.68
2017-02-06 06:00 | 0 | 0 | 0 | 0.62 | 11.38 | 232 | 12 | 17.1793 | 3.6843 | 0 | 0 | 0 | 17.1793 | 3.6843 | 0.329 | 0 | 0 | 0 | 11.38 | 12 | 4.4382 | 0 | 4.4382 | 0.2418 | 4.68
2017-02-06 07:00 | 0.002 | 0 | 3.465 | 0 | 8.537 | 234.9799 | 12 | 17.1793 | 3.6843 | 0 | 0 | 0 | 17.1793 | 3.6843 | 0.329 | 0 | 0 | 0 | 8.537 | 8.537 | 3.3294 | 0 | 3.3294 | 0 | 3.3294
2017-02-06 08:00 | 0.017 | 0 | 4.209 | 0 | 7.808 | 238.5996 | 12 | 17.1793 | 3.6843 | 0 | 0 | 0 | 17.1793 | 3.6843 | 0.329 | 0 | 0 | 0 | 7.808 | 7.808 | 3.0451 | 0 | 3.0451 | 0 | 3.0451
2017-02-06 09:00 | 0.032 | 0 | 3.541 | 0 | 8.491 | 241.6449 | 12 | 17.1793 | 3.6843 | 0 | 0 | 12.113 | 5.0663 | 3.6843 | 0.6611 | 72.678 | 0 | 0 | 8.491 | 8.491 | 3.3115 | 0 | 3.3115 | 0 | 3.3115
2017-02-06 10:00 | 0.038 | 0 | 3.265 | 0 | 8.773 | 244.4528 | 12 | 17.1793 | 3.6843 | 0 | 0 | 12.147 | 5.0323 | 3.6843 | 0.66203 | 72.882 | 0 | 0 | 8.773 | 8.773 | 3.4215 | 0 | 3.4215 | 0 | 3.4215
2017-02-06 11:00 | 0.034 | 0 | 2.592 | 0 | 9.442 | 246.6819 | 12 | 17.1793 | 3.6843 | 0 | 0 | 12.0892 | 5.0902 | 3.6843 | 0.66044 | 72.535 | 0 | 0 | 9.442 | 9.442 | 3.6824 | 0 | 3.6824 | 0 | 3.6824
2017-02-06 12:00 | 0.053 | 0 | 1.979 | 0 | 10.074 | 248.3839 | 12 | 17.1793 | 3.6843 | 0 | 0 | 13.8802 | 3.2992 | 3.6843 | 0.70955 | 71.119 | 7.114 | 2.3713 | 12.4453 | 12.4453 | 3.9289 | 0.92482 | 4.8537 | 0 | 4.8537
2017-02-06 13:00 | 0.069 | 0 | 0 | 1.903 | 10.166 | 248.3839 | 12 | 17.1793 | 3.6843 | 0 | 0 | 14.5227 | 2.6567 | 3.6843 | 0.72716 | 69.692 | 10.204 | 3.4013 | 13.5673 | 15.4703 | 3.9647 | 1.3265 | 5.2913 | 0.74217 | 6.0334
2017-02-06 14:00 | 0.084 | 0 | 2.159 | 0 | 9.925 | 250.2406 | 12 | 17.1793 | 3.6843 | 0 | 0 | 3.7018 | 13.4775 | 3.6843 | 0.43049 | 0 | 12.993 | 4.331 | 14.256 | 14.256 | 3.8708 | 1.6891 | 5.5598 | 0 | 5.5598
2017-02-06 15:00 | 0.086 | 0 | 1.948 | 0 | 10.138 | 251.9159 | 12 | 17.1793 | 3.6843 | 0 | 0 | 15.5873 | 1.592 | 3.6843 | 0.75635 | 67.328 | 15.325 | 5.1083 | 15.2463 | 15.2463 | 3.9538 | 1.9923 | 5.9461 | 0 | 5.9461
2017-02-06 16:00 | 0.12 | 0 | 0 | 1.919 | 10.201 | 251.9159 | 12 | 17.1793 | 3.6843 | 0 | 0 | 15.94 | 1.2393 | 3.6843 | 0.76602 | 66.545 | 17.021 | 5.6737 | 15.8747 | 17.7937 | 3.9784 | 2.2127 | 6.1911 | 0.74841 | 6.9395
2017-02-06 17:00 | 0.086 | 0 | 1.81 | 0 | 10.276 | 253.4725 | 12 | 17.1793 | 3.6843 | 0 | 0 | 11.0053 | 6.174 | 3.6843 | 0.63073 | 66.032 | 0 | 0 | 10.276 | 10.276 | 4.0076 | 0 | 4.0076 | 0 | 4.0076
2017-02-06 18:00 | 0.041 | 0 | 1.185 | 0 | 10.856 | 254.4916 | 12 | 17.1793 | 3.6843 | 0 | 0 | 10.9637 | 6.2157 | 3.6843 | 0.62959 | 65.782 | 0 | 0 | 10.856 | 10.856 | 4.2338 | 0 | 4.2338 | 0 | 4.2338
2017-02-06 19:00 | 0.004 | 0 | 0 | 0 | 12.49 | 254.4916 | 12.486 | 17.8751 | 3.8335 | 0 | 0 | 10.9713 | 6.9038 | 3.8335 | 0.61809 | 65.828 | 0 | 0 | 12.49 | 12.49 | 4.8711 | 0 | 4.8711 | 0 | 4.8711
2017-02-06 20:00 | 0 | 3.597 | 0 | 0 | 18.597 | 250.309 | 15 | 21.4742 | 4.6053 | 0 | 0 | 0 | 21.4742 | 4.6053 | 0.329 | 0 | 0 | 0 | 18.597 | 18.597 | 7.2528 | 0 | 7.2528 | 0 | 7.2528
2017-02-06 21:00 | 0 | 4.45 | 0 | 0 | 19.45 | 245.1346 | 15 | 21.4742 | 4.6053 | 0 | 0 | 0 | 21.4742 | 4.6053 | 0.329 | 0 | 0 | 0 | 19.45 | 19.45 | 7.5855 | 0 | 7.5855 | 0 | 7.5855
2017-02-06 22:00 | 0 | 4.19 | 0 | 0 | 19.19 | 240.2625 | 15 | 21.4742 | 4.6053 | 0 | 0 | 0 | 21.4742 | 4.6053 | 0.329 | 0 | 0 | 0 | 19.19 | 19.19 | 7.4841 | 0 | 7.4841 | 0 | 7.4841
2017-02-06 23:00 | 0 | 2.611 | 0 | 0 | 17.611 | 237.2265 | 15 | 21.4742 | 4.6053 | 0 | 0 | 0 | 21.4742 | 4.6053 | 0.329 | 0 | 0 | 0 | 17.611 | 17.611 | 6.8683 | 0 | 6.8683 | 0 | 6.8683
2017-02-07 | 0 | 1.113 | 0 | 0 | 16.113 | 235.9323 | 15 | 21.4742 | 4.6053 | 0 | 0 | 2.6498 | 18.8243 | 4.6053 | 0.38712 | 0 | 9.301 | 3.1003 | 19.2133 | 19.2133 | 6.2841 | 1.2091 | 7.4932 | 0 | 7.4932
2017-02-07 01:00 | 0 | 0 | 0 | 0 | 14.246 | 235.9323 | 14.246 | 20.3947 | 4.3738 | 0 | 0 | 2.3622 | 18.0326 | 4.3738 | 0.38355 | 0 | 8.291 | 2.7637 | 17.0097 | 17.0097 | 5.5559 | 1.0778 | 6.6338 | 0 | 6.6338
2017-02-07 02:00 | 0 | 0 | 0 | 0 | 13.352 | 235.9323 | 13.352 | 19.1149 | 4.0994 | 0 | 0 | 2.1743 | 16.9405 | 4.0994 | 0.38258 | 0 | 7.632 | 2.544 | 15.896 | 15.896 | 5.2073 | 0.99216 | 6.1994 | 0 | 6.1994
2017-02-07 03:00 | 0 | 0 | 0 | 0.203 | 11.797 | 235.9323 | 12 | 17.1793 | 3.6843 | 0 | 0 | 2.01 | 15.1693 | 3.6843 | 0.38411 | 0 | 7.055 | 2.3517 | 14.1487 | 14.3517 | 4.6008 | 0.91715 | 5.518 | 0.07917 | 5.5972
2017-02-07 04:00 | 0 | 0 | 0 | 0.166 | 11.834 | 235.9323 | 12 | 17.1793 | 3.6843 | 0 | 0 | 1.8192 | 15.3602 | 3.6843 | 0.37888 | 0 | 6.385 | 2.1283 | 13.9623 | 14.1283 | 4.6153 | 0.83005 | 5.4453 | 0.06474 | 5.5101
2017-02-07 05:00 | 0 | 0 | 0 | 0.509 | 11.491 | 235.9323 | 12 | 17.1793 | 3.6843 | 0 | 0 | 0 | 17.1793 | 3.6843 | 0.329 | 0 | 0 | 0 | 11.491 | 12 | 4.4815 | 0 | 4.4815 | 0.19851 | 4.68
2017-02-07 06:00 | 0 | 0 | 1.257 | 0 | 10.743 | 237.0133 | 12 | 17.1793 | 3.6843 | 0 | 0 | 0 | 17.1793 | 3.6843 | 0.329 | 0 | 0 | 0 | 10.743 | 10.743 | 4.1898 | 0 | 4.1898 | 0 | 4.1898
2017-02-07 07:00 | 0.003 | 0 | 3.701 | 0 | 8.302 | 240.1962 | 12 | 17.1793 | 3.6843 | 0 | 0 | 0 | 17.1793 | 3.6843 | 0.329 | 0 | 0 | 0 | 8.302 | 8.302 | 3.2378 | 0 | 3.2378 | 0 | 3.2378
2017-02-07 08:00 | 0.015 | 0 | 4.055 | 0 | 7.96 | 243.6835 | 12 | 17.1793 | 3.6843 | 0 | 0 | 0 | 17.1793 | 3.6843 | 0.329 | 0 | 0 | 0 | 7.96 | 7.96 | 3.1044 | 0 | 3.1044 | 0 | 3.1044
2017-02-07 09:00 | 0.047 | 0 | 3.143 | 0 | 8.904 | 246.3864 | 12 | 17.1793 | 3.6843 | 0 | 0 | 12.0473 | 5.132 | 3.6843 | 0.6593 | 72.284 | 0 | 0 | 8.904 | 8.904 | 3.4726 | 0 | 3.4726 | 0 | 3.4726
2017-02-07 10:00 | 0.073 | 0 | 2.792 | 0 | 9.281 | 248.7876 | 12 | 17.1793 | 3.6843 | 0 | 0 | 12.0653 | 5.114 | 3.6843 | 0.65979 | 72.392 | 0 | 0 | 9.281 | 9.281 | 3.6196 | 0 | 3.6196 | 0 | 3.6196
2017-02-07 11:00 | 0.085 | 0 | 2.351 | 1.7764e-15 | 9.734 | 250.8094 | 12 | 17.1793 | 3.6843 | 0 | 0 | 12.0037 | 5.1757 | 3.6843 | 0.6581 | 72.022 | 0 | 0 | 9.734 | 9.734 | 3.7963 | 0 | 3.7963 | 6.9278e-16 | 3.7963
2017-02-07 12:00 | 0.08 | 0 | 1.776 | 0 | 10.304 | 252.3368 | 12 | 17.1793 | 3.6843 | 0 | 0 | 14.0625 | 3.1168 | 3.6843 | 0.71455 | 70.714 | 7.991 | 2.6637 | 12.9677 | 12.9677 | 4.0186 | 1.0388 | 5.0574 | 0 | 5.0574
2017-02-07 13:00 | 0.104 | 0 | 1.247 | 0 | 10.857 | 253.4092 | 12 | 17.1793 | 3.6843 | 0 | 0 | 14.7308 | 2.4485 | 3.6843 | 0.73287 | 69.23 | 11.206 | 3.7353 | 14.5923 | 14.5923 | 4.2342 | 1.4568 | 5.691 | 0 | 5.691
2017-02-07 14:00 | 0.092 | 0 | 1.636 | 0 | 10.456 | 254.8162 | 12 | 17.1793 | 3.6843 | 0 | 0 | 4.0293 | 13.15 | 3.6843 | 0.43947 | 0 | 14.143 | 4.7143 | 15.1703 | 15.1703 | 4.0778 | 1.8386 | 5.9164 | 0 | 5.9164
2017-02-07 15:00 | 0.095 | 0 | 1.909 | 0 | 10.186 | 256.4579 | 12 | 17.1793 | 3.6843 | 0 | 0 | 15.8545 | 1.3248 | 3.6843 | 0.76368 | 66.734 | 16.61 | 5.5367 | 15.7227 | 15.7227 | 3.9725 | 2.1593 | 6.1318 | 0 | 6.1318
2017-02-07 16:00 | 0.078 | 0 | 2.398 | 0 | 9.68 | 258.5202 | 12 | 17.1793 | 3.6843 | 0 | 0 | 16.2402 | 0.93916 | 3.6843 | 0.77425 | 65.878 | 18.464 | 6.1547 | 15.8347 | 15.8347 | 3.7752 | 2.4003 | 6.1755 | 0 | 6.1755
2017-02-07 17:00 | 0.048 | 0 | 2.173 | 1.7764e-15 | 9.875 | 260.389 | 12 | 17.1793 | 3.6843 | 0 | 0 | 10.8945 | 6.2848 | 3.6843 | 0.62769 | 65.367 | 0 | 0 | 9.875 | 9.875 | 3.8512 | 0 | 3.8512 | 6.9278e-16 | 3.8513
2017-02-07 18:00 | 0.028 | 0 | 1.52 | 0 | 10.508 | 261.6962 | 12 | 17.1793 | 3.6843 | 0 | 0 | 10.859 | 6.3203 | 3.6843 | 0.62672 | 65.154 | 0 | 0 | 10.508 | 10.508 | 4.0981 | 0 | 4.0981 | 0 | 4.0981
2017-02-07 19:00 | 0.003 | 0 | 0 | 0.093 | 11.91 | 261.6962 | 12 | 17.1793 | 3.6843 | 0 | 0 | 10.8738 | 6.3055 | 3.6843 | 0.62712 | 65.243 | 0 | 0 | 11.91 | 12.003 | 4.6449 | 0 | 4.6449 | 0.03627 | 4.6812
2017-02-07 20:00 | 0 | 4.364 | 0 | 0 | 19.364 | 256.6217 | 15 | 21.4742 | 4.6053 | 0 | 0 | 0 | 21.4742 | 4.6053 | 0.329 | 0 | 0 | 0 | 19.364 | 19.364 | 7.552 | 0 | 7.552 | 0 | 7.552
2017-02-07 21:00 | 0 | 5.866 | 0 | 0 | 20.866 | 249.8008 | 15 | 21.4742 | 4.6053 | 0 | 0 | 0 | 21.4742 | 4.6053 | 0.329 | 0 | 0 | 0 | 20.866 | 20.866 | 8.1377 | 0 | 8.1377 | 0 | 8.1377
2017-02-07 22:00 | 0 | 4.386 | 0 | 0 | 19.386 | 244.7008 | 15 | 21.4742 | 4.6053 | 0 | 0 | 0 | 21.4742 | 4.6053 | 0.329 | 0 | 0 | 0 | 19.386 | 19.386 | 7.5605 | 0 | 7.5605 | 0 | 7.5605
2017-02-07 23:00 | 0 | 2.356 | 0 | 0 | 17.356 | 241.9613 | 15 | 21.4742 | 4.6053 | 0 | 0 | 0 | 21.4742 | 4.6053 | 0.329 | 0 | 0 | 0 | 17.356 | 17.356 | 6.7688 | 0 | 6.7688 | 0 | 6.7688
2017-02-08 | 0 | 0.322 | 0 | 0 | 15.322 | 241.5869 | 15 | 21.4742 | 4.6053 | 0 | 0 | 3.0283 | 18.4458 | 4.6053 | 0.39542 | 0 | 10.629 | 3.543 | 18.865 | 18.865 | 5.9756 | 1.3818 | 7.3573 | 0 | 7.3573
2017-02-08 01:00 | 0 | 0 | 0 | 0 | 13.164 | 241.5869 | 13.164 | 18.8457 | 4.0416 | 0 | 0 | 2.8195 | 16.0262 | 4.0416 | 0.39947 | 0 | 9.896 | 3.2987 | 16.4627 | 16.4627 | 5.134 | 1.2865 | 6.4204 | 0 | 6.4204
2017-02-08 02:00 | 0 | 0 | 0 | 0 | 12.099 | 241.5869 | 12.099 | 17.3211 | 3.7147 | 0 | 0 | 2.7437 | 14.5774 | 3.7147 | 0.40361 | 0 | 9.63 | 3.21 | 15.309 | 15.309 | 4.7186 | 1.2519 | 5.9705 | 0 | 5.9705
2017-02-08 03:00 | 0 | 0 | 0 | 0.665 | 11.335 | 241.5869 | 12 | 17.1793 | 3.6843 | 0 | 0 | 2.7105 | 14.4688 | 3.6843 | 0.40331 | 0 | 9.514 | 3.1713 | 14.5063 | 15.1713 | 4.4207 | 1.2368 | 5.6575 | 0.25935 | 5.9168
2017-02-08 04:00 | 0 | 0 | 0 | 1.006 | 10.994 | 241.5869 | 12 | 17.1793 | 3.6843 | 0 | 0 | 2.711 | 14.4683 | 3.6843 | 0.40333 | 0 | 9.516 | 3.172 | 14.166 | 15.172 | 4.2877 | 1.2371 | 5.5247 | 0.39234 | 5.9171
2017-02-08 05:00 | 0 | 0 | 0 | 1.111 | 10.889 | 241.5869 | 12 | 17.1793 | 3.6843 | 0 | 0 | 0 | 17.1793 | 3.6843 | 0.329 | 0 | 0 | 0 | 10.889 | 12 | 4.2467 | 0 | 4.2467 | 0.43329 | 4.68
2017-02-08 06:00 | 0 | 0 | 0 | 1.178 | 10.822 | 241.5869 | 12 | 17.1793 | 3.6843 | 0 | 0 | 0 | 17.1793 | 3.6843 | 0.329 | 0 | 0 | 0 | 10.822 | 12 | 4.2206 | 0 | 4.2206 | 0.45942 | 4.68
2017-02-08 07:00 | 0.006 | 0 | 0 | 3.278 | 8.728 | 241.5869 | 12 | 17.1793 | 3.6843 | 0 | 0 | 0 | 17.1793 | 3.6843 | 0.329 | 0 | 0 | 0 | 8.728 | 12.006 | 3.4039 | 0 | 3.4039 | 1.2784 | 4.6823
2017-02-08 08:00 | 0.045 | 0 | 0 | 3.616 | 8.429 | 241.5869 | 12 | 17.1793 | 3.6843 | 0 | 0 | 0 | 17.1793 | 3.6843 | 0.329 | 0 | 0 | 0 | 8.429 | 12.045 | 3.2873 | 0 | 3.2873 | 1.4102 | 4.6976
2017-02-08 09:00 | 0.085 | 0 | 0 | 3.512 | 8.573 | 241.5869 | 12 | 17.1793 | 3.6843 | 0 | 0 | 11.7448 | 5.4345 | 3.6843 | 0.651 | 70.469 | 0 | 0 | 8.573 | 12.085 | 3.3435 | 0 | 3.3435 | 1.3697 | 4.7132
2017-02-08 10:00 | 0.131 | 0 | 1.9734 | 0.79358 | 9.364 | 243.284 | 12 | 17.1793 | 3.6843 | 0 | 0 | 11.7828 | 5.3965 | 3.6843 | 0.65205 | 70.697 | 0 | 0 | 9.364 | 10.1576 | 3.652 | 0 | 3.652 | 0.3095 | 3.9615
2017-02-08 11:00 | 0.141 | 0 | 2.423 | 0 | 9.718 | 245.3678 | 12 | 17.1793 | 3.6843 | 0 | 0 | 11.7733 | 5.406 | 3.6843 | 0.65179 | 70.64 | 0 | 0 | 9.718 | 9.718 | 3.79 | 0 | 3.79 | 0 | 3.79
2017-02-08 12:00 | 0.142 | 0 | 1.847 | 0 | 10.295 | 246.9562 | 12 | 17.1793 | 3.6843 | 0 | 0 | 14.3128 | 2.8665 | 3.6843 | 0.72141 | 70.158 | 9.195 | 3.065 | 13.36 | 13.36 | 4.015 | 1.1953 | 5.2104 | 0 | 5.2104
2017-02-08 13:00 | 0.161 | 0 | 1.553 | 0 | 10.608 | 248.2918 | 12 | 17.1793 | 3.6843 | 0 | 0 | 14.4877 | 2.6917 | 3.6843 | 0.7262 | 69.77 | 10.036 | 3.3453 | 13.9533 | 13.9533 | 4.1371 | 1.3047 | 5.4418 | 0 | 5.4418
2017-02-08 14:00 | 0.16 | 0 | 2.151 | 0 | 10.009 | 250.1416 | 12 | 17.1793 | 3.6843 | 0 | 0 | 3.2543 | 13.925 | 3.6843 | 0.41822 | 0 | 11.423 | 3.8077 | 13.8167 | 13.8167 | 3.9035 | 1.485 | 5.3885 | 0 | 5.3885
2017-02-08 15:00 | 0.105 | 0 | 2.024 | 0 | 10.081 | 251.8823 | 12 | 17.1793 | 3.6843 | 0 | 0 | 15.3527 | 1.8267 | 3.6843 | 0.74992 | 67.849 | 14.196 | 4.732 | 14.813 | 14.813 | 3.9316 | 1.8455 | 5.7771 | 0 | 5.7771
2017-02-08 16:00 | 0.089 | 0 | 1.82 | 1.7764e-15 | 10.269 | 253.4475 | 12 | 17.1793 | 3.6843 | 0 | 0 | 15.8358 | 1.3435 | 3.6843 | 0.76317 | 66.776 | 16.52 | 5.5067 | 15.7757 | 15.7757 | 4.0049 | 2.1476 | 6.1525 | 6.9278e-16 | 6.1525
2017-02-08 17:00 | 0.066 | 0 | 1.73 | 1.7764e-15 | 10.336 | 254.9353 | 12 | 17.1793 | 3.6843 | 0 | 0 | 11.0153 | 6.164 | 3.6843 | 0.631 | 66.092 | 0 | 0 | 10.336 | 10.336 | 4.031 | 0 | 4.031 | 6.9278e-16 | 4.031
2017-02-08 18:00 | 0.024 | 0 | 0 | 1.276 | 10.748 | 254.9353 | 12 | 17.1793 | 3.6843 | 0 | 0 | 10.9782 | 6.2012 | 3.6843 | 0.62998 | 65.869 | 0 | 0 | 10.748 | 12.024 | 4.1917 | 0 | 4.1917 | 0.49764 | 4.6894
2017-02-08 19:00 | 0.004 | 0 | 0 | 0 | 12.593 | 254.9353 | 12.589 | 18.0226 | 3.8651 | 0 | 0 | 10.9963 | 7.0262 | 3.8651 | 0.61638 | 65.978 | 0 | 0 | 12.593 | 12.593 | 4.9113 | 0 | 4.9113 | 0 | 4.9113
2017-02-08 20:00 | 0 | 3.878 | 0 | 0 | 18.878 | 250.426 | 15 | 21.4742 | 4.6053 | 0 | 0 | 0 | 21.4742 | 4.6053 | 0.329 | 0 | 0 | 0 | 18.878 | 18.878 | 7.3624 | 0 | 7.3624 | 0 | 7.3624
2017-02-08 21:00 | 0 | 4.369 | 0 | 0 | 19.369 | 245.3457 | 15 | 21.4742 | 4.6053 | 0 | 0 | 0 | 21.4742 | 4.6053 | 0.329 | 0 | 0 | 0 | 19.369 | 19.369 | 7.5539 | 0 | 7.5539 | 0 | 7.5539
2017-02-08 22:00 | 0 | 3.281 | 0 | 0 | 18.281 | 241.5306 | 15 | 21.4742 | 4.6053 | 0 | 0 | 0 | 21.4742 | 4.6053 | 0.329 | 0 | 0 | 0 | 18.281 | 18.281 | 7.1296 | 0 | 7.1296 | 0 | 7.1296
2017-02-08 23:00 | 0 | 1.673 | 0 | 0 | 16.673 | 239.5853 | 15 | 21.4742 | 4.6053 | 0 | 0 | 0 | 21.4742 | 4.6053 | 0.329 | 0 | 0 | 0 | 16.673 | 16.673 | 6.5025 | 0 | 6.5025 | 0 | 6.5025
2017-02-09 | 0 | 0 | 0 | 0 | 14.08 | 239.5853 | 14.08 | 20.1571 | 4.3229 | 0 | 0 | 3.2783 | 16.8787 | 4.3229 | 0.4056 | 0 | 11.507 | 3.8357 | 17.9157 | 17.9157 | 5.4912 | 1.4959 | 6.9871 | 0 | 6.9871
2017-02-09 01:00 | 0 | 0 | 0 | 0 | 13.177 | 239.5853 | 13.177 | 18.8643 | 4.0456 | 0 | 0 | 3.0492 | 15.8152 | 4.0456 | 0.40513 | 0 | 10.703 | 3.5677 | 16.7447 | 16.7447 | 5.139 | 1.3914 | 6.5304 | 0 | 6.5304
2017-02-09 02:00 | 0 | 0 | 0 | 0 | 12.535 | 239.5853 | 12.535 | 17.9452 | 3.8485 | 0 | 0 | 2.8905 | 15.0547 | 3.8485 | 0.40487 | 0 | 10.146 | 3.382 | 15.917 | 15.917 | 4.8887 | 1.319 | 6.2076 | 0 | 6.2076
2017-02-09 03:00 | 0 | 0 | 0 | 0 | 12.121 | 239.5853 | 12.121 | 17.3526 | 3.7214 | 0 | 0 | 2.7548 | 14.5977 | 3.7214 | 0.40377 | 0 | 9.67 | 3.2233 | 15.3443 | 15.3443 | 4.7272 | 1.2571 | 5.9843 | 0 | 5.9843
2017-02-09 04:00 | 0 | 0 | 0 | 0.21 | 11.79 | 239.5853 | 12 | 17.1793 | 3.6843 | 0 | 0 | 2.7007 | 14.4787 | 3.6843 | 0.40304 | 0 | 9.479 | 3.1597 | 14.9497 | 15.1597 | 4.5981 | 1.2323 | 5.8304 | 0.0819 | 5.9123
2017-02-09 05:00 | 0 | 0 | 0.902 | 1.7764e-15 | 11.098 | 240.361 | 12 | 17.1793 | 3.6843 | 0 | 0 | 0 | 17.1793 | 3.6843 | 0.329 | 0 | 0 | 0 | 11.098 | 11.098 | 4.3282 | 0 | 4.3282 | 6.9278e-16 | 4.3282
2017-02-09 06:00 | 0 | 0 | 0 | 1.097 | 10.903 | 240.361 | 12 | 17.1793 | 3.6843 | 0 | 0 | 0 | 17.1793 | 3.6843 | 0.329 | 0 | 0 | 0 | 10.903 | 12 | 4.2522 | 0 | 4.2522 | 0.42783 | 4.68
2017-02-09 07:00 | 0.009 | 0 | 0 | 3.473 | 8.536 | 240.361 | 12 | 17.1793 | 3.6843 | 0 | 0 | 0 | 17.1793 | 3.6843 | 0.329 | 0 | 0 | 0 | 8.536 | 12.009 | 3.329 | 0 | 3.329 | 1.3545 | 4.6835
2017-02-09 08:00 | 0.045 | 0 | 3.776 | 0 | 8.269 | 243.6084 | 12 | 17.1793 | 3.6843 | 0 | 0 | 0 | 17.1793 | 3.6843 | 0.329 | 0 | 0 | 0 | 8.269 | 8.269 | 3.2249 | 0 | 3.2249 | 0 | 3.2249
2017-02-09 09:00 | 0.094 | 0 | 2.814 | 0 | 9.28 | 246.0284 | 12 | 17.1793 | 3.6843 | 0 | 0 | 11.7223 | 5.457 | 3.6843 | 0.65039 | 70.334 | 0 | 0 | 9.28 | 9.28 | 3.6192 | 0 | 3.6192 | 0 | 3.6192
2017-02-09 10:00 | 0.126 | 0 | 2.386 | 1.7764e-15 | 9.74 | 248.0804 | 12 | 17.1793 | 3.6843 | 0 | 0 | 11.7408 | 5.4385 | 3.6843 | 0.65089 | 70.445 | 0 | 0 | 9.74 | 9.74 | 3.7986 | 0 | 3.7986 | 6.9278e-16 | 3.7986
2017-02-09 11:00 | 0.145 | 0 | 2.293 | 0 | 9.852 | 250.0523 | 12 | 17.1793 | 3.6843 | 0 | 0 | 11.6947 | 5.4847 | 3.6843 | 0.64963 | 70.168 | 0 | 0 | 9.852 | 9.852 | 3.8423 | 0 | 3.8423 | 0 | 3.8423
2017-02-09 12:00 | 0.173 | 0 | 2.322 | 0 | 9.851 | 252.0493 | 12 | 17.1793 | 3.6843 | 0 | 0 | 14.587 | 2.5923 | 3.6843 | 0.72893 | 69.549 | 10.514 | 3.5047 | 13.3557 | 13.3557 | 3.8419 | 1.3668 | 5.2087 | 0 | 5.2087
2017-02-09 13:00 | 0.141 | 0 | 1.641 | 1.7764e-15 | 10.5 | 253.4605 | 12 | 17.1793 | 3.6843 | 0 | 0 | 14.8958 | 2.2835 | 3.6843 | 0.73739 | 68.863 | 11.999 | 3.9997 | 14.4997 | 14.4997 | 4.095 | 1.5599 | 5.6549 | 6.9278e-16 | 5.6549
2017-02-09 14:00 | 0.154 | 0 | 1.807 | 0 | 10.347 | 255.0145 | 12 | 17.1793 | 3.6843 | 0 | 0 | 3.9292 | 13.2502 | 3.6843 | 0.43672 | 0 | 13.792 | 4.5973 | 14.9443 | 14.9443 | 4.0353 | 1.793 | 5.8283 | 0 | 5.8283
2017-02-09 15:00 | 0.136 | 0 | 1.678 | 0 | 10.458 | 256.4576 | 12 | 17.1793 | 3.6843 | 0 | 0 | 15.5718 | 1.6075 | 3.6843 | 0.75593 | 67.362 | 15.251 | 5.0837 | 15.5417 | 15.5417 | 4.0786 | 1.9826 | 6.0613 | 0 | 6.0613
2017-02-09 16:00 | 0.117 | 0 | 1.454 | 0 | 10.663 | 257.7081 | 12 | 17.1793 | 3.6843 | 0 | 0 | 15.785 | 1.3943 | 3.6843 | 0.76177 | 66.889 | 16.276 | 5.4253 | 16.0883 | 16.0883 | 4.1586 | 2.1159 | 6.2745 | 0 | 6.2745
2017-02-09 17:00 | 0.081 | 0 | 2.138 | 0 | 9.943 | 259.5467 | 12 | 17.1793 | 3.6843 | 0 | 0 | 11.1043 | 6.075 | 3.6843 | 0.63344 | 66.626 | 0 | 0 | 9.943 | 9.943 | 3.8778 | 0 | 3.8778 | 0 | 3.8778
2017-02-09 18:00 | 0.038 | 0 | 0 | 0.873 | 11.165 | 259.5467 | 12 | 17.1793 | 3.6843 | 0 | 0 | 11.1008 | 6.0785 | 3.6843 | 0.63335 | 66.605 | 0 | 0 | 11.165 | 12.038 | 4.3544 | 0 | 4.3544 | 0.34047 | 4.6948
2017-02-09 19:00 | 0.005 | 0 | 0 | 0 | 12.529 | 259.5467 | 12.524 | 17.9295 | 3.8451 | 0 | 0 | 11.111 | 6.8185 | 3.8451 | 0.62088 | 66.666 | 0 | 0 | 12.529 | 12.529 | 4.8863 | 0 | 4.8863 | 0 | 4.8863
2017-02-09 20:00 | 0 | 4.178 | 0 | 0 | 19.178 | 254.6886 | 15 | 21.4742 | 4.6053 | 0 | 0 | 0 | 21.4742 | 4.6053 | 0.329 | 0 | 0 | 0 | 19.178 | 19.178 | 7.4794 | 0 | 7.4794 | 0 | 7.4794
2017-02-09 21:00 | 0 | 5.507 | 0 | 0 | 20.507 | 248.2851 | 15 | 21.4742 | 4.6053 | 0 | 0 | 0 | 21.4742 | 4.6053 | 0.329 | 0 | 0 | 0 | 20.507 | 20.507 | 7.9977 | 0 | 7.9977 | 0 | 7.9977
2017-02-09 22:00 | 0 | 3.898 | 0 | 0 | 18.898 | 243.7525 | 15 | 21.4742 | 4.6053 | 0 | 0 | 0 | 21.4742 | 4.6053 | 0.329 | 0 | 0 | 0 | 18.898 | 18.898 | 7.3702 | 0 | 7.3702 | 0 | 7.3702
2017-02-09 23:00 | 0 | 2.262 | 0 | 0 | 17.262 | 241.1223 | 15 | 21.4742 | 4.6053 | 0 | 0 | 0 | 21.4742 | 4.6053 | 0.329 | 0 | 0 | 0 | 17.262 | 17.262 | 6.7322 | 0 | 6.7322 | 0 | 6.7322
2017-02-10 | 0 | 0 | 0 | 0 | 14.772 | 241.1223 | 14.772 | 21.1478 | 4.5353 | 0 | 0 | 2.8343 | 18.3134 | 4.5353 | 0.39213 | 0 | 9.949 | 3.3163 | 18.0883 | 18.0883 | 5.7611 | 1.2934 | 7.0545 | 0 | 7.0545
2017-02-10 01:00 | 0 | 0 | 0 | 0 | 13.518 | 241.1223 | 13.518 | 19.3525 | 4.1503 | 0 | 0 | 2.7392 | 16.6134 | 4.1503 | 0.39567 | 0 | 9.614 | 3.2047 | 16.7227 | 16.7227 | 5.272 | 1.2498 | 6.5218 | 0 | 6.5218
2017-02-10 02:00 | 0 | 0 | 0 | 0 | 12.022 | 241.1223 | 12.022 | 17.2108 | 3.691 | 0 | 0 | 2.6235 | 14.5873 | 3.691 | 0.4008 | 0 | 9.209 | 3.0697 | 15.0917 | 15.0917 | 4.6886 | 1.1972 | 5.8857 | 0 | 5.8857
2017-02-10 03:00 | 0 | 0 | 0 | 0.771 | 11.229 | 241.1223 | 12 | 17.1793 | 3.6843 | 0 | 0 | 2.4655 | 14.7138 | 3.6843 | 0.3966 | 0 | 8.654 | 2.8847 | 14.1137 | 14.8847 | 4.3793 | 1.125 | 5.5043 | 0.30069 | 5.805
2017-02-10 04:00 | 0 | 0 | 0 | 0.408 | 11.592 | 241.1223 | 12 | 17.1793 | 3.6843 | 0 | 0 | 2.221 | 14.9583 | 3.6843 | 0.38989 | 0 | 7.796 | 2.5987 | 14.1907 | 14.5987 | 4.5209 | 1.0135 | 5.5344 | 0.15912 | 5.6935
2017-02-10 05:00 | 0 | 0 | 0.786 | 0 | 11.214 | 241.7983 | 12 | 17.1793 | 3.6843 | 0 | 0 | 0 | 17.1793 | 3.6843 | 0.329 | 0 | 0 | 0 | 11.214 | 11.214 | 4.3735 | 0 | 4.3735 | 0 | 4.3735
2017-02-10 06:00 | 0 | 0 | 0 | 1.411 | 10.589 | 241.7983 | 12 | 17.1793 | 3.6843 | 0 | 0 | 0 | 17.1793 | 3.6843 | 0.329 | 0 | 0 | 0 | 10.589 | 12 | 4.1297 | 0 | 4.1297 | 0.55029 | 4.68
2017-02-10 07:00 | 0.005 | 0 | 3.386 | 0 | 8.619 | 244.7102 | 12 | 17.1793 | 3.6843 | 0 | 0 | 0 | 17.1793 | 3.6843 | 0.329 | 0 | 0 | 0 | 8.619 | 8.619 | 3.3614 | 0 | 3.3614 | 0 | 3.3614
2017-02-10 08:00 | 0.023 | 0 | 3.91 | 0 | 8.113 | 248.0728 | 12 | 17.1793 | 3.6843 | 0 | 0 | 0 | 17.1793 | 3.6843 | 0.329 | 0 | 0 | 0 | 8.113 | 8.113 | 3.1641 | 0 | 3.1641 | 0 | 3.1641
2017-02-10 09:00 | 0.051 | 0 | 3.391 | 1.7764e-15 | 8.66 | 250.9891 | 12 | 17.1793 | 3.6843 | 0 | 0 | 11.9795 | 5.1998 | 3.6843 | 0.65744 | 71.877 | 0 | 0 | 8.66 | 8.66 | 3.3774 | 0 | 3.3774 | 6.9278e-16 | 3.3774
2017-02-10 10:00 | 0.091 | 0 | 3.241 | 0 | 8.85 | 253.7764 | 12 | 17.1793 | 3.6843 | 0 | 0 | 12.0013 | 5.178 | 3.6843 | 0.65804 | 72.008 | 0 | 0 | 8.85 | 8.85 | 3.4515 | 0 | 3.4515 | 0 | 3.4515
2017-02-10 11:00 | 0.107 | 0 | 2.709 | 0 | 9.398 | 256.1061 | 12 | 17.1793 | 3.6843 | 0 | 0 | 11.9538 | 5.2255 | 3.6843 | 0.65673 | 71.723 | 0 | 0 | 9.398 | 9.398 | 3.6652 | 0 | 3.6652 | 0 | 3.6652
2017-02-10 12:00 | 0.115 | 0 | 1.954 | 0 | 10.161 | 257.7865 | 12 | 17.1793 | 3.6843 | 0 | 0 | 14.06 | 3.1193 | 3.6843 | 0.71448 | 70.72 | 7.979 | 2.6597 | 12.8207 | 12.8207 | 3.9628 | 1.0373 | 5.0001 | 0 | 5.0001
2017-02-10 13:00 | 0.131 | 0 | 1.587 | 0 | 10.544 | 259.1514 | 12 | 17.1793 | 3.6843 | 0 | 0 | 14.5997 | 2.5797 | 3.6843 | 0.72927 | 69.521 | 10.575 | 3.525 | 14.069 | 14.069 | 4.1122 | 1.3747 | 5.4869 | 0 | 5.4869
2017-02-10 14:00 | 0.117 | 0 | 2.011 | 0 | 10.106 | 260.8808 | 12 | 17.1793 | 3.6843 | 0 | 0 | 3.814 | 13.3653 | 3.6843 | 0.43357 | 0 | 13.387 | 4.4623 | 14.5683 | 14.5683 | 3.9413 | 1.7403 | 5.6817 | 0 | 5.6817
2017-02-10 15:00 | 0.118 | 0 | 1.937 | 0 | 10.181 | 262.5466 | 12 | 17.1793 | 3.6843 | 0 | 0 | 15.6543 | 1.525 | 3.6843 | 0.75819 | 67.179 | 15.647 | 5.2157 | 15.3967 | 15.3967 | 3.9706 | 2.0341 | 6.0047 | 0 | 6.0047
2017-02-10 16:00 | 0.072 | 0 | 1.685 | 0 | 10.387 | 263.9957 | 12 | 17.1793 | 3.6843 | 0 | 0 | 15.9973 | 1.182 | 3.6843 | 0.76759 | 66.417 | 17.296 | 5.7653 | 16.1523 | 16.1523 | 4.0509 | 2.2485 | 6.2994 | 0 | 6.2994
2017-02-10 17:00 | 0.032 | 0 | 2.137 | 1.7764e-15 | 9.895 | 265.8336 | 12 | 17.1793 | 3.6843 | 0 | 0 | 10.9947 | 6.1847 | 3.6843 | 0.63044 | 65.968 | 0 | 0 | 9.895 | 9.895 | 3.859 | 0 | 3.859 | 6.9278e-16 | 3.8591
2017-02-10 18:00 | 0.009 | 0 | 1.493 | 0 | 10.516 | 267.1175 | 12 | 17.1793 | 3.6843 | 0 | 0 | 10.9613 | 6.218 | 3.6843 | 0.62952 | 65.768 | 0 | 0 | 10.516 | 10.516 | 4.1012 | 0 | 4.1012 | 0 | 4.1012
2017-02-10 19:00 | 0.002 | 0 | 0 | 0 | 12.686 | 267.1175 | 12.684 | 18.1586 | 3.8943 | 0 | 0 | 10.9705 | 7.1881 | 3.8943 | 0.61355 | 65.823 | 0 | 0 | 12.686 | 12.686 | 4.9475 | 0 | 4.9475 | 0 | 4.9475
2017-02-10 20:00 | 0 | 3.91 | 0 | 0 | 18.91 | 262.571 | 15 | 21.4742 | 4.6053 | 0 | 0 | 0 | 21.4742 | 4.6053 | 0.329 | 0 | 0 | 0 | 18.91 | 18.91 | 7.3749 | 0 | 7.3749 | 0 | 7.3749
2017-02-10 21:00 | 0 | 4.793 | 0 | 0 | 19.793 | 256.9978 | 15 | 21.4742 | 4.6053 | 0 | 0 | 0 | 21.4742 | 4.6053 | 0.329 | 0 | 0 | 0 | 19.793 | 19.793 | 7.7193 | 0 | 7.7193 | 0 | 7.7193
2017-02-10 22:00 | 0 | 3.545 | 0 | 0 | 18.545 | 252.8757 | 15 | 21.4742 | 4.6053 | 0 | 0 | 0 | 21.4742 | 4.6053 | 0.329 | 0 | 0 | 0 | 18.545 | 18.545 | 7.2326 | 0 | 7.2326 | 0 | 7.2326
2017-02-10 23:00 | 0 | 1.503 | 0 | 0 | 16.503 | 251.128 | 15 | 21.4742 | 4.6053 | 0 | 0 | 0 | 21.4742 | 4.6053 | 0.329 | 0 | 0 | 0 | 16.503 | 16.503 | 6.4362 | 0 | 6.4362 | 0 | 6.4362
2017-02-11 | 0 | 0 | 0 | 0 | 14.505 | 251.128 | 14.505 | 20.7655 | 4.4533 | 0 | 0 | 3.2915 | 17.474 | 4.4533 | 0.40366 | 0 | 11.553 | 3.851 | 18.356 | 18.356 | 5.657 | 1.5019 | 7.1588 | 0 | 7.1588
2017-02-11 01:00 | 0 | 0 | 0 | 0 | 13.104 | 251.128 | 13.104 | 18.7598 | 4.0232 | 0 | 0 | 3.0345 | 15.7253 | 4.0232 | 0.40519 | 0 | 10.651 | 3.5503 | 16.6543 | 16.6543 | 5.1106 | 1.3846 | 6.4952 | 0 | 6.4952
2017-02-11 02:00 | 0 | 0 | 0 | 0 | 12.367 | 251.128 | 12.367 | 17.7047 | 3.7969 | 0 | 0 | 2.6803 | 15.0244 | 3.7969 | 0.40031 | 0 | 9.408 | 3.136 | 15.503 | 15.503 | 4.8231 | 1.223 | 6.0462 | 0 | 6.0462
2017-02-11 03:00 | 0 | 0 | 0 | 0.004 | 11.996 | 251.128 | 12 | 17.1793 | 3.6843 | 0 | 0 | 2.359 | 14.8203 | 3.6843 | 0.39368 | 0 | 8.28 | 2.76 | 14.756 | 14.76 | 4.6784 | 1.0764 | 5.7548 | 0.00156 | 5.7564
2017-02-11 04:00 | 0 | 0 | 0 | 0.521 | 11.479 | 251.128 | 12 | 17.1793 | 3.6843 | 0 | 0 | 2.0243 | 15.155 | 3.6843 | 0.3845 | 0 | 7.105 | 2.3683 | 13.8473 | 14.3683 | 4.4768 | 0.92365 | 5.4005 | 0.20319 | 5.6037
2017-02-11 05:00 | 0 | 0 | 0 | 0.875 | 11.125 | 251.128 | 12 | 17.1793 | 3.6843 | 0 | 0 | 0 | 17.1793 | 3.6843 | 0.329 | 0 | 0 | 0 | 11.125 | 12 | 4.3388 | 0 | 4.3388 | 0.34125 | 4.68
2017-02-11 06:00 | 0 | 0 | 0 | 1.253 | 10.747 | 251.128 | 12 | 17.1793 | 3.6843 | 0 | 0 | 0 | 17.1793 | 3.6843 | 0.329 | 0 | 0 | 0 | 10.747 | 12 | 4.1913 | 0 | 4.1913 | 0.48867 | 4.68
2017-02-11 07:00 | 0.006 | 0 | 3.344 | 0 | 8.662 | 254.0038 | 12 | 17.1793 | 3.6843 | 0 | 0 | 0 | 17.1793 | 3.6843 | 0.329 | 0 | 0 | 0 | 8.662 | 8.662 | 3.3782 | 0 | 3.3782 | 0 | 3.3782
2017-02-11 08:00 | 0.023 | 0 | 3.89 | 0 | 8.133 | 257.3492 | 12 | 17.1793 | 3.6843 | 0 | 0 | 0 | 17.1793 | 3.6843 | 0.329 | 0 | 0 | 0 | 8.133 | 8.133 | 3.1719 | 0 | 3.1719 | 0 | 3.1719
2017-02-11 09:00 | 0.061 | 0 | 2.902 | 0 | 9.159 | 259.845 | 12 | 17.1793 | 3.6843 | 0 | 0 | 12.0205 | 5.1588 | 3.6843 | 0.65856 | 72.123 | 0 | 0 | 9.159 | 9.159 | 3.572 | 0 | 3.572 | 0 | 3.572
2017-02-11 10:00 | 0.1 | 0 | 2.265 | 0 | 9.835 | 261.7929 | 12 | 17.1793 | 3.6843 | 0 | 0 | 12.0387 | 5.1407 | 3.6843 | 0.65906 | 72.232 | 0 | 0 | 9.835 | 9.835 | 3.8357 | 0 | 3.8357 | 0 | 3.8357
2017-02-11 11:00 | 0.129 | 0 | 1.756 | 0 | 10.373 | 263.303 | 12 | 17.1793 | 3.6843 | 0 | 0 | 11.9907 | 5.1887 | 3.6843 | 0.65774 | 71.944 | 0 | 0 | 10.373 | 10.373 | 4.0455 | 0 | 4.0455 | 0 | 4.0455
2017-02-11 12:00 | 0.098 | 0 | 1.66 | 1.7764e-15 | 10.438 | 264.7306 | 12 | 17.1793 | 3.6843 | 0 | 0 | 13.975 | 3.2043 | 3.6843 | 0.71215 | 70.909 | 7.57 | 2.5233 | 12.9613 | 12.9613 | 4.0708 | 0.9841 | 5.0549 | 6.9278e-16 | 5.0549
2017-02-11 13:00 | 0.076 | 0 | 1.655 | 0 | 10.421 | 266.1539 | 12 | 17.1793 | 3.6843 | 0 | 0 | 14.6587 | 2.5207 | 3.6843 | 0.73089 | 69.39 | 10.859 | 3.6197 | 14.0407 | 14.0407 | 4.0642 | 1.4117 | 5.4759 | 0 | 5.4759
2017-02-11 14:00 | 0.058 | 0 | 1.633 | 0 | 10.425 | 267.5583 | 12 | 17.1793 | 3.6843 | 0 | 0 | 3.898 | 13.2813 | 3.6843 | 0.43587 | 0 | 13.682 | 4.5607 | 14.9857 | 14.9857 | 4.0658 | 1.7787 | 5.8444 | 0 | 5.8444
2017-02-11 15:00 | 0.052 | 0 | 0 | 0.979 | 11.073 | 267.5583 | 12 | 17.1793 | 3.6843 | 0 | 0 | 15.743 | 1.4363 | 3.6843 | 0.76062 | 66.982 | 16.073 | 5.3577 | 16.4307 | 17.4097 | 4.3185 | 2.0895 | 6.408 | 0.38181 | 6.7898
2017-02-11 16:00 | 0.042 | 0 | 0 | 1.375 | 10.667 | 267.5583 | 12 | 17.1793 | 3.6843 | 0 | 0 | 16.1122 | 1.0672 | 3.6843 | 0.77074 | 66.162 | 17.849 | 5.9497 | 16.6167 | 17.9917 | 4.1601 | 2.3204 | 6.4805 | 0.53625 | 7.0168
2017-02-11 17:00 | 0.016 | 0 | 1.671 | 0 | 10.345 | 268.9954 | 12 | 17.1793 | 3.6843 | 0 | 0 | 10.9562 | 6.2232 | 3.6843 | 0.62938 | 65.737 | 0 | 0 | 10.345 | 10.345 | 4.0346 | 0 | 4.0346 | 0 | 4.0346
2017-02-11 18:00 | 0.019 | 0 | 1.477 | 0 | 10.542 | 270.2656 | 12 | 17.1793 | 3.6843 | 0 | 0 | 10.9568 | 6.2225 | 3.6843 | 0.6294 | 65.741 | 0 | 0 | 10.542 | 10.542 | 4.1114 | 0 | 4.1114 | 0 | 4.1114
2017-02-11 19:00 | 0.003 | 0 | 0 | 0.361 | 11.642 | 270.2656 | 12 | 17.1793 | 3.6843 | 0 | 0 | 11.0185 | 6.1608 | 3.6843 | 0.63109 | 66.111 | 0 | 0 | 11.642 | 12.003 | 4.5404 | 0 | 4.5404 | 0.14079 | 4.6812
2017-02-11 20:00 | 0 | 2.759 | 0 | 0 | 17.759 | 267.0574 | 15 | 21.4742 | 4.6053 | 0 | 0 | 0 | 21.4742 | 4.6053 | 0.329 | 0 | 0 | 0 | 17.759 | 17.759 | 6.926 | 0 | 6.926 | 0 | 6.926
2017-02-11 21:00 | 0 | 3.998 | 0 | 0 | 18.998 | 262.4086 | 15 | 21.4742 | 4.6053 | 0 | 0 | 0 | 21.4742 | 4.6053 | 0.329 | 0 | 0 | 0 | 18.998 | 18.998 | 7.4092 | 0 | 7.4092 | 0 | 7.4092
2017-02-11 22:00 | 0 | 3.733 | 0 | 0 | 18.733 | 258.0679 | 15 | 21.4742 | 4.6053 | 0 | 0 | 0 | 21.4742 | 4.6053 | 0.329 | 0 | 0 | 0 | 18.733 | 18.733 | 7.3059 | 0 | 7.3059 | 0 | 7.3059
2017-02-11 23:00 | 0 | 2.288 | 0 | 0 | 17.288 | 255.4074 | 15 | 21.4742 | 4.6053 | 0 | 0 | 0 | 21.4742 | 4.6053 | 0.329 | 0 | 0 | 0 | 17.288 | 17.288 | 6.7423 | 0 | 6.7423 | 0 | 6.7423
2017-02-12 | 0 | 0 | 0 | 0 | 14.883 | 255.4074 | 14.883 | 21.3067 | 4.5694 | 0 | 0 | 2.997 | 18.3097 | 4.5694 | 0.39525 | 0 | 10.519 | 3.5063 | 18.3893 | 18.3893 | 5.8044 | 1.3675 | 7.1718 | 0 | 7.1718
2017-02-12 01:00 | 0 | 0 | 0 | 0 | 12.834 | 255.4074 | 12.834 | 18.3733 | 3.9403 | 0 | 0 | 2.8223 | 15.551 | 3.9403 | 0.40135 | 0 | 9.906 | 3.302 | 16.136 | 16.136 | 5.0053 | 1.2878 | 6.293 | 0 | 6.293
2017-02-12 02:00 | 0 | 0 | 0 | 0.279 | 11.721 | 255.4074 | 12 | 17.1793 | 3.6843 | 0 | 0 | 2.6788 | 14.5005 | 3.6843 | 0.40244 | 0 | 9.403 | 3.1343 | 14.8553 | 15.1343 | 4.5712 | 1.2224 | 5.7936 | 0.10881 | 5.9024
2017-02-12 03:00 | 0 | 0 | 0 | 1.07 | 10.93 | 255.4074 | 12 | 17.1793 | 3.6843 | 0 | 0 | 2.555 | 14.6243 | 3.6843 | 0.39905 | 0 | 8.968 | 2.9893 | 13.9193 | 14.9893 | 4.2627 | 1.1658 | 5.4285 | 0.4173 | 5.8458
2017-02-12 04:00 | 0 | 0 | 0 | 1.295 | 10.705 | 255.4074 | 12 | 17.1793 | 3.6843 | 0 | 0 | 2.4273 | 14.752 | 3.6843 | 0.39555 | 0 | 8.52 | 2.84 | 13.545 | 14.84 | 4.1749 | 1.1076 | 5.2826 | 0.50505 | 5.7876
2017-02-12 05:00 | 0 | 0 | 0.764 | 0 | 11.236 | 256.0645 | 12 | 17.1793 | 3.6843 | 0 | 0 | 0 | 17.1793 | 3.6843 | 0.329 | 0 | 0 | 0 | 11.236 | 11.236 | 4.382 | 0 | 4.382 | 0 | 4.382
2017-02-12 06:00 | 0 | 0 | 0 | 1.246 | 10.754 | 256.0645 | 12 | 17.1793 | 3.6843 | 0 | 0 | 0 | 17.1793 | 3.6843 | 0.329 | 0 | 0 | 0 | 10.754 | 12 | 4.1941 | 0 | 4.1941 | 0.48594 | 4.68
2017-02-12 07:00 | 0.003 | 0 | 3.523 | 0 | 8.48 | 259.0943 | 12 | 17.1793 | 3.6843 | 0 | 0 | 0 | 17.1793 | 3.6843 | 0.329 | 0 | 0 | 0 | 8.48 | 8.48 | 3.3072 | 0 | 3.3072 | 0 | 3.3072
2017-02-12 08:00 | 0.025 | 0 | 3.828 | 0 | 8.197 | 262.3863 | 12 | 17.1793 | 3.6843 | 0 | 0 | 0 | 17.1793 | 3.6843 | 0.329 | 0 | 0 | 0 | 8.197 | 8.197 | 3.1968 | 0 | 3.1968 | 0 | 3.1968
2017-02-12 09:00 | 0.071 | 0 | 3.48 | 0 | 8.591 | 265.3791 | 12 | 17.1793 | 3.6843 | 0 | 0 | 11.9032 | 5.2762 | 3.6843 | 0.65535 | 71.419 | 0 | 0 | 8.591 | 8.591 | 3.3505 | 0 | 3.3505 | 0 | 3.3505
2017-02-12 10:00 | 0.106 | 0 | 2.74 | 0 | 9.366 | 267.7355 | 12 | 17.1793 | 3.6843 | 0 | 0 | 11.9395 | 5.2398 | 3.6843 | 0.65634 | 71.637 | 0 | 0 | 9.366 | 9.366 | 3.6527 | 0 | 3.6527 | 0 | 3.6527
2017-02-12 11:00 | 0.102 | 0 | 2.656 | 0 | 9.446 | 270.0197 | 12 | 17.1793 | 3.6843 | 0 | 0 | 11.8375 | 5.3418 | 3.6843 | 0.65354 | 71.025 | 0 | 0 | 9.446 | 9.446 | 3.6839 | 0 | 3.6839 | 0 | 3.6839
2017-02-12 12:00 | 0.11 | 0 | 1.604 | 0 | 10.506 | 271.3991 | 12 | 17.1793 | 3.6843 | 0 | 0 | 14.5622 | 2.6172 | 3.6843 | 0.72825 | 69.605 | 10.395 | 3.465 | 13.971 | 13.971 | 4.0973 | 1.3514 | 5.4487 | 0 | 5.4487
2017-02-12 13:00 | 0.094 | 0 | 0 | 1.149 | 10.945 | 271.3991 | 12 | 17.1793 | 3.6843 | 0 | 0 | 15.3085 | 1.8708 | 3.6843 | 0.74871 | 67.947 | 13.984 | 4.6613 | 15.6063 | 16.7553 | 4.2686 | 1.8179 | 6.0865 | 0.44811 | 6.5346
2017-02-12 14:00 | 0.126 | 0 | 0 | 1.121 | 11.005 | 271.3991 | 12 | 17.1793 | 3.6843 | 0 | 0 | 4.861 | 12.3183 | 3.6843 | 0.46227 | 0 | 17.062 | 5.6873 | 16.6923 | 17.8133 | 4.292 | 2.2181 | 6.51 | 0.43719 | 6.9472
2017-02-12 15:00 | 0.128 | 0 | 0 | 0.9 | 11.228 | 271.3991 | 12 | 17.1793 | 3.6843 | 0 | 0 | 16.3972 | 0.78216 | 3.6843 | 0.77856 | 65.529 | 19.219 | 6.4063 | 17.6343 | 18.5343 | 4.3789 | 2.4985 | 6.8774 | 0.351 | 7.2284
2017-02-12 16:00 | 0.105 | 0 | 0 | 0.712 | 11.393 | 271.3991 | 12 | 17.1793 | 3.6843 | 0 | 0 | 16.6753 | 0.504 | 3.6843 | 0.78618 | 64.911 | 20.558 | 6.8527 | 18.2457 | 18.9577 | 4.4433 | 2.6725 | 7.1158 | 0.27768 | 7.3935
2017-02-12 17:00 | 0.08 | 0 | 1.51 | 0 | 10.57 | 272.6977 | 12 | 17.1793 | 3.6843 | 0 | 0 | 10.7653 | 6.414 | 3.6843 | 0.62415 | 64.592 | 0 | 0 | 10.57 | 10.57 | 4.1223 | 0 | 4.1223 | 0 | 4.1223
2017-02-12 18:00 | 0.042 | 0 | 1.443 | 0 | 10.599 | 273.9387 | 12 | 17.1793 | 3.6843 | 0 | 0 | 10.7557 | 6.4237 | 3.6843 | 0.62388 | 64.534 | 0 | 0 | 10.599 | 10.599 | 4.1336 | 0 | 4.1336 | 0 | 4.1336
2017-02-12 19:00 | 0.005 | 0 | 0 | 0.063 | 11.942 | 273.9387 | 12 | 17.1793 | 3.6843 | 0 | 0 | 10.8203 | 6.359 | 3.6843 | 0.62566 | 64.922 | 0 | 0 | 11.942 | 12.005 | 4.6574 | 0 | 4.6574 | 0.02457 | 4.682
2017-02-12 20:00 | 0 | 3.932 | 0 | 0 | 18.932 | 269.3666 | 15 | 21.4742 | 4.6053 | 0 | 0 | 0 | 21.4742 | 4.6053 | 0.329 | 0 | 0 | 0 | 18.932 | 18.932 | 7.3835 | 0 | 7.3835 | 0 | 7.3835
2017-02-12 21:00 | 0 | 5.368 | 0 | 0 | 20.368 | 263.1248 | 15 | 21.4742 | 4.6053 | 0 | 0 | 0 | 21.4742 | 4.6053 | 0.329 | 0 | 0 | 0 | 20.368 | 20.368 | 7.9435 | 0 | 7.9435 | 0 | 7.9435
2017-02-12 22:00 | 0 | 4.715 | 0 | 0 | 19.715 | 257.6422 | 15 | 21.4742 | 4.6053 | 0 | 0 | 0 | 21.4742 | 4.6053 | 0.329 | 0 | 0 | 0 | 19.715 | 19.715 | 7.6889 | 0 | 7.6889 | 0 | 7.6889
2017-02-12 23:00 | 0 | 2.023 | 0 | 0 | 17.023 | 255.2899 | 15 | 21.4742 | 4.6053 | 0 | 0 | 0 | 21.4742 | 4.6053 | 0.329 | 0 | 0 | 0 | 17.023 | 17.023 | 6.639 | 0 | 6.639 | 0 | 6.639
2017-02-13 | 0 | 0 | 0 | 0 | 14.629 | 255.2899 | 14.629 | 20.943 | 4.4914 | 0 | 0 | 3.7795 | 17.1635 | 4.4914 | 0.414 | 0 | 13.266 | 4.422 | 19.051 | 19.051 | 5.7053 | 1.7246 | 7.4299 | 0 | 7.4299
2017-02-13 01:00 | 0 | 0 | 0 | 0 | 13.207 | 255.2899 | 13.207 | 18.9073 | 4.0548 | 0 | 0 | 3.5775 | 15.3298 | 4.0548 | 0.41812 | 0 | 12.557 | 4.1857 | 17.3927 | 17.3927 | 5.1507 | 1.6324 | 6.7831 | 0 | 6.7831
2017-02-13 02:00 | 0 | 0 | 0 | 0.103 | 11.897 | 255.2899 | 12 | 17.1793 | 3.6843 | 0 | 0 | 3.3638 | 13.8155 | 3.6843 | 0.42123 | 0 | 11.807 | 3.9357 | 15.8327 | 15.9357 | 4.6398 | 1.5349 | 6.1747 | 0.04017 | 6.2149
2017-02-13 03:00 | 0 | 0 | 0 | 0.238 | 11.762 | 255.2899 | 12 | 17.1793 | 3.6843 | 0 | 0 | 3.0687 | 14.1107 | 3.6843 | 0.41313 | 0 | 10.771 | 3.5903 | 15.3523 | 15.5903 | 4.5872 | 1.4002 | 5.9874 | 0.09282 | 6.0802
2017-02-13 04:00 | 0 | 0 | 0 | 0.233 | 11.767 | 255.2899 | 12 | 17.1793 | 3.6843 | 0 | 0 | 2.7162 | 14.4632 | 3.6843 | 0.40347 | 0 | 9.534 | 3.178 | 14.945 | 15.178 | 4.5891 | 1.2394 | 5.8285 | 0.09087 | 5.9194
2017-02-13 05:00 | 0 | 0 | 0 | 0 | 12.089 | 255.2899 | 12.089 | 17.3067 | 3.7116 | 0 | 0 | 0 | 17.3067 | 3.7116 | 0.329 | 0 | 0 | 0 | 12.089 | 12.089 | 4.7147 | 0 | 4.7147 | 0 | 4.7147
2017-02-13 06:00 | 0 | 0 | 0 | 0.197 | 11.803 | 255.2899 | 12 | 17.1793 | 3.6843 | 0 | 0 | 0 | 17.1793 | 3.6843 | 0.329 | 0 | 0 | 0 | 11.803 | 12 | 4.6032 | 0 | 4.6032 | 0.07683 | 4.68
2017-02-13 07:00 | 0.003 | 0 | 2.957 | 0 | 9.046 | 257.8329 | 12 | 17.1793 | 3.6843 | 0 | 0 | 0 | 17.1793 | 3.6843 | 0.329 | 0 | 0 | 0 | 9.046 | 9.046 | 3.5279 | 0 | 3.5279 | 0 | 3.5279
2017-02-13 08:00 | 0.027 | 0 | 0 | 3.767 | 8.26 | 257.8329 | 12 | 17.1793 | 3.6843 | 0 | 0 | 0 | 17.1793 | 3.6843 | 0.329 | 0 | 0 | 0 | 8.26 | 12.027 | 3.2214 | 0 | 3.2214 | 1.4691 | 4.6905
2017-02-13 09:00 | 0.088 | 0 | 2.888 | 0 | 9.2 | 260.3166 | 12 | 17.1793 | 3.6843 | 0 | 0 | 11.8308 | 5.3485 | 3.6843 | 0.65336 | 70.985 | 0 | 0 | 9.2 | 9.2 | 3.588 | 0 | 3.588 | 0 | 3.588
2017-02-13 10:00 | 0.136 | 0 | 2.851 | 0 | 9.285 | 262.7684 | 12 | 17.1793 | 3.6843 | 0 | 0 | 11.8387 | 5.3407 | 3.6843 | 0.65358 | 71.032 | 0 | 0 | 9.285 | 9.285 | 3.6212 | 0 | 3.6212 | 0 | 3.6212
2017-02-13 11:00 | 0.162 | 0 | 1.9 | 0 | 10.262 | 264.4024 | 12 | 17.1793 | 3.6843 | 0 | 0 | 11.7698 | 5.4095 | 3.6843 | 0.65169 | 70.619 | 0 | 0 | 10.262 | 10.262 | 4.0022 | 0 | 4.0022 | 0 | 4.0022
2017-02-13 12:00 | 0.18 | 0 | 1.402 | 0 | 10.778 | 265.6082 | 12 | 17.1793 | 3.6843 | 0 | 0 | 14.5408 | 2.6385 | 3.6843 | 0.72766 | 69.652 | 10.292 | 3.4307 | 14.2087 | 14.2087 | 4.2034 | 1.338 | 5.5414 | 0 | 5.5414
2017-02-13 13:00 | 0.166 | 0 | 0 | 0.879 | 11.287 | 265.6082 | 12 | 17.1793 | 3.6843 | 0 | 0 | 15.0748 | 2.1045 | 3.6843 | 0.7423 | 68.466 | 12.86 | 4.2867 | 15.5737 | 16.4527 | 4.4019 | 1.6718 | 6.0737 | 0.34281 | 6.4165
2017-02-13 14:00 | 0.159 | 0 | 0 | 0.6 | 11.559 | 265.6082 | 12 | 17.1793 | 3.6843 | 0 | 0 | 4.3188 | 12.8605 | 3.6843 | 0.44741 | 0 | 15.159 | 5.053 | 16.612 | 17.212 | 4.508 | 1.9707 | 6.4787 | 0.234 | 6.7127
2017-02-13 15:00 | 0.145 | 0 | 0 | 0.556 | 11.589 | 265.6082 | 12 | 17.1793 | 3.6843 | 0 | 0 | 15.882 | 1.2973 | 3.6843 | 0.76443 | 66.673 | 16.742 | 5.5807 | 17.1697 | 17.7257 | 4.5197 | 2.1765 | 6.6962 | 0.21684 | 6.913
2017-02-13 16:00 | 0.126 | 0 | 0 | 0.452 | 11.674 | 265.6082 | 12 | 17.1793 | 3.6843 | 0 | 0 | 16.0872 | 1.0922 | 3.6843 | 0.77006 | 66.218 | 17.728 | 5.9093 | 17.5833 | 18.0353 | 4.5529 | 2.3046 | 6.8575 | 0.17628 | 7.0338
2017-02-13 17:00 | 0.092 | 0 | 0 | 1.271 | 10.821 | 265.6082 | 12 | 17.1793 | 3.6843 | 0 | 0 | 11.0082 | 6.1712 | 3.6843 | 0.63081 | 66.049 | 0 | 0 | 10.821 | 12.092 | 4.2202 | 0 | 4.2202 | 0.49569 | 4.7159
2017-02-13 18:00 | 0.045 | 0 | 0 | 0.699 | 11.346 | 265.6082 | 12 | 17.1793 | 3.6843 | 0 | 0 | 11.0065 | 6.1728 | 3.6843 | 0.63076 | 66.039 | 0 | 0 | 11.346 | 12.045 | 4.4249 | 0 | 4.4249 | 0.27261 | 4.6975
2017-02-13 19:00 | 0.004 | 0 | 0 | 0 | 12.062 | 265.6082 | 12.058 | 17.2624 | 3.7021 | 0 | 0 | 11.0272 | 6.2352 | 3.7021 | 0.62987 | 66.163 | 0 | 0 | 12.062 | 12.062 | 4.7042 | 0 | 4.7042 | 0 | 4.7042
2017-02-13 20:00 | 0 | 3.048 | 0 | 0 | 18.048 | 262.064 | 15 | 21.4742 | 4.6053 | 0 | 0 | 0 | 21.4742 | 4.6053 | 0.329 | 0 | 0 | 0 | 18.048 | 18.048 | 7.0387 | 0 | 7.0387 | 0 | 7.0387
2017-02-13 21:00 | 0 | 3.923 | 0 | 0 | 18.923 | 257.5024 | 15 | 21.4742 | 4.6053 | 0 | 0 | 0 | 21.4742 | 4.6053 | 0.329 | 0 | 0 | 0 | 18.923 | 18.923 | 7.38 | 0 | 7.38 | 0 | 7.38
2017-02-13 22:00 | 0 | 4.571 | 0 | 0 | 19.571 | 252.1872 | 15 | 21.4742 | 4.6053 | 0 | 0 | 0 | 21.4742 | 4.6053 | 0.329 | 0 | 0 | 0 | 19.571 | 19.571 | 7.6327 | 0 | 7.6327 | 0 | 7.6327
2017-02-13 23:00 | 0 | 2.684 | 0 | 0 | 17.684 | 249.0663 | 15 | 21.4742 | 4.6053 | 0 | 0 | 0 | 21.4742 | 4.6053 | 0.329 | 0 | 0 | 0 | 17.684 | 17.684 | 6.8968 | 0 | 6.8968 | 0 | 6.8968
2017-02-14 | 0 | 0.664 | 0 | 0 | 15.664 | 248.2942 | 15 | 21.4742 | 4.6053 | 0 | 0 | 3.1398 | 18.3343 | 4.6053 | 0.39787 | 0 | 11.021 | 3.6737 | 19.3377 | 19.3377 | 6.109 | 1.4327 | 7.5417 | 0 | 7.5417
2017-02-14 01:00 | 0 | 0 | 0 | 0 | 14.269 | 248.2942 | 14.269 | 20.4277 | 4.3809 | 0 | 0 | 2.946 | 17.4817 | 4.3809 | 0.39693 | 0 | 10.34 | 3.4467 | 17.7157 | 17.7157 | 5.5649 | 1.3442 | 6.9091 | 0 | 6.9091
2017-02-14 02:00 | 0 | 0 | 0 | 0 | 12.848 | 248.2942 | 12.848 | 18.3933 | 3.9446 | 0 | 0 | 2.8137 | 15.5797 | 3.9446 | 0.40105 | 0 | 9.876 | 3.292 | 16.14 | 16.14 | 5.0107 | 1.2839 | 6.2946 | 0 | 6.2946
2017-02-14 03:00 | 0 | 0 | 0 | 0 | 12.095 | 248.2942 | 12.095 | 17.3153 | 3.7134 | 0 | 0 | 2.7495 | 14.5658 | 3.7134 | 0.40379 | 0 | 9.651 | 3.217 | 15.312 | 15.312 | 4.7171 | 1.2546 | 5.9717 | 0 | 5.9717
2017-02-14 04:00 | 0 | 0 | 0 | 0 | 12.059 | 248.2942 | 12.059 | 17.2638 | 3.7024 | 0 | 0 | 2.7587 | 14.5051 | 3.7024 | 0.40426 | 0 | 9.683 | 3.2277 | 15.2867 | 15.2867 | 4.703 | 1.2588 | 5.9618 | 0 | 5.9618
2017-02-14 05:00 | 0 | 0 | 0 | 0.161 | 11.839 | 248.2942 | 12 | 17.1793 | 3.6843 | 0 | 0 | 0 | 17.1793 | 3.6843 | 0.329 | 0 | 0 | 0 | 11.839 | 12 | 4.6172 | 0 | 4.6172 | 0.06279 | 4.68
2017-02-14 06:00 | 0 | 0 | 0 | 0.412 | 11.588 | 248.2942 | 12 | 17.1793 | 3.6843 | 0 | 0 | 0 | 17.1793 | 3.6843 | 0.329 | 0 | 0 | 0 | 11.588 | 12 | 4.5193 | 0 | 4.5193 | 0.16068 | 4.68
2017-02-14 07:00 | 0.01 | 0 | 2.619 | 0 | 9.391 | 250.5466 | 12 | 17.1793 | 3.6843 | 0 | 0 | 0 | 17.1793 | 3.6843 | 0.329 | 0 | 0 | 0 | 9.391 | 9.391 | 3.6625 | 0 | 3.6625 | 0 | 3.6625
2017-02-14 08:00 | 0.032 | 0 | 3.198 | 1.7764e-15 | 8.834 | 253.2968 | 12 | 17.1793 | 3.6843 | 0 | 0 | 0 | 17.1793 | 3.6843 | 0.329 | 0 | 0 | 0 | 8.834 | 8.834 | 3.4453 | 0 | 3.4453 | 6.9278e-16 | 3.4453
2017-02-14 09:00 | 0.081 | 0 | 2.262 | 0 | 9.819 | 255.2422 | 12 | 17.1793 | 3.6843 | 0 | 0 | 11.8012 | 5.3782 | 3.6843 | 0.65255 | 70.807 | 0 | 0 | 9.819 | 9.819 | 3.8294 | 0 | 3.8294 | 0 | 3.8294
2017-02-14 10:00 | 0.125 | 0 | 2.316 | 1.7764e-15 | 9.809 | 257.2339 | 12 | 17.1793 | 3.6843 | 0 | 0 | 11.8048 | 5.3745 | 3.6843 | 0.65265 | 70.829 | 0 | 0 | 9.809 | 9.809 | 3.8255 | 0 | 3.8255 | 6.9278e-16 | 3.8255
2017-02-14 11:00 | 0.154 | 0 | 1.794 | 1.7764e-15 | 10.36 | 258.7768 | 12 | 17.1793 | 3.6843 | 0 | 0 | 11.7415 | 5.4378 | 3.6843 | 0.65091 | 70.449 | 0 | 0 | 10.36 | 10.36 | 4.0404 | 0 | 4.0404 | 6.9278e-16 | 4.0404
2017-02-14 12:00 | 0.169 | 0 | 1.955 | 0 | 10.214 | 260.4581 | 12 | 17.1793 | 3.6843 | 0 | 0 | 14.589 | 2.5903 | 3.6843 | 0.72898 | 69.545 | 10.523 | 3.5077 | 13.7217 | 13.7217 | 3.9835 | 1.368 | 5.3515 | 0 | 5.3515
2017-02-14 13:00 | 0.172 | 0 | 0 | 1.259 | 10.913 | 260.4581 | 12 | 17.1793 | 3.6843 | 0 | 0 | 15.0352 | 2.1442 | 3.6843 | 0.74121 | 68.554 | 12.669 | 4.223 | 15.136 | 16.395 | 4.2561 | 1.647 | 5.903 | 0.49101 | 6.3941
2017-02-14 14:00 | 0.101 | 0 | 0 | 0.906 | 11.195 | 260.4581 | 12 | 17.1793 | 3.6843 | 0 | 0 | 4.1217 | 13.0577 | 3.6843 | 0.442 | 0 | 14.467 | 4.8223 | 16.0173 | 16.9233 | 4.3661 | 1.8807 | 6.2468 | 0.35334 | 6.6001
2017-02-14 15:00 | 0.081 | 0 | 0 | 0.565 | 11.516 | 260.4581 | 12 | 17.1793 | 3.6843 | 0 | 0 | 15.5507 | 1.6287 | 3.6843 | 0.75535 | 67.409 | 15.149 | 5.0497 | 16.5657 | 17.1307 | 4.4912 | 1.9694 | 6.4606 | 0.22035 | 6.681
2017-02-14 16:00 | 0.074 | 0 | 0 | 0.715 | 11.359 | 260.4581 | 12 | 17.1793 | 3.6843 | 0 | 0 | 15.7198 | 1.4595 | 3.6843 | 0.75999 | 67.033 | 15.962 | 5.3207 | 16.6797 | 17.3947 | 4.43 | 2.0751 | 6.5051 | 0.27885 | 6.7839
2017-02-14 17:00 | 0.062 | 0 | 0 | 1.097 | 10.965 | 260.4581 | 12 | 17.1793 | 3.6843 | 0 | 0 | 11.117 | 6.0623 | 3.6843 | 0.63379 | 66.702 | 0 | 0 | 10.965 | 12.062 | 4.2763 | 0 | 4.2763 | 0.42783 | 4.7042
2017-02-14 18:00 | 0.032 | 0 | 0 | 1.23 | 10.802 | 260.4581 | 12 | 17.1793 | 3.6843 | 0 | 0 | 11.0807 | 6.0987 | 3.6843 | 0.63279 | 66.484 | 0 | 0 | 10.802 | 12.032 | 4.2128 | 0 | 4.2128 | 0.4797 | 4.6925
2017-02-14 19:00 | 0.004 | 0 | 0 | 0 | 12.384 | 260.4581 | 12.38 | 17.7233 | 3.8009 | 0 | 0 | 11.0627 | 6.6607 | 3.8009 | 0.62299 | 66.376 | 0 | 0 | 12.384 | 12.384 | 4.8298 | 0 | 4.8298 | 0 | 4.8298
2017-02-14 20:00 | 0 | 3.513 | 0 | 0 | 18.513 | 256.3732 | 15 | 21.4742 | 4.6053 | 0 | 0 | 0 | 21.4742 | 4.6053 | 0.329 | 0 | 0 | 0 | 18.513 | 18.513 | 7.2201 | 0 | 7.2201 | 0 | 7.2201
2017-02-14 21:00 | 0 | 5.322 | 0 | 0 | 20.322 | 250.1848 | 15 | 21.4742 | 4.6053 | 0 | 0 | 0 | 21.4742 | 4.6053 | 0.329 | 0 | 0 | 0 | 20.322 | 20.322 | 7.9256 | 0 | 7.9256 | 0 | 7.9256
2017-02-14 22:00 | 0 | 4.933 | 0 | 0 | 19.933 | 244.4487 | 15 | 21.4742 | 4.6053 | 0 | 0 | 0 | 21.4742 | 4.6053 | 0.329 | 0 | 0 | 0 | 19.933 | 19.933 | 7.7739 | 0 | 7.7739 | 0 | 7.7739
2017-02-14 23:00 | 0 | 2.484 | 0 | 0 | 17.484 | 241.5604 | 15 | 21.4742 | 4.6053 | 0 | 0 | 0 | 21.4742 | 4.6053 | 0.329 | 0 | 0 | 0 | 17.484 | 17.484 | 6.8188 | 0 | 6.8188 | 0 | 6.8188
2017-02-15 | 0 | 0 | 0 | 0 | 14.949 | 241.5604 | 14.949 | 21.4012 | 4.5897 | 0 | 0 | 3.3307 | 18.0705 | 4.5897 | 0.4023 | 0 | 11.69 | 3.8967 | 18.8457 | 18.8457 | 5.8301 | 1.5197 | 7.3498 | 0 | 7.3498
2017-02-15 01:00 | 0 | 0 | 0 | 0 | 13.807 | 241.5604 | 13.807 | 19.7663 | 4.239 | 0 | 0 | 3.0868 | 16.6794 | 4.239 | 0.40255 | 0 | 10.835 | 3.6117 | 17.4187 | 17.4187 | 5.3847 | 1.4085 | 6.7933 | 0 | 6.7933
2017-02-15 02:00 | 0 | 0 | 0 | 0 | 13.78 | 241.5604 | 13.78 | 19.7276 | 4.2308 | 0 | 0 | 2.7535 | 16.9741 | 4.2308 | 0.39474 | 0 | 9.665 | 3.2217 | 17.0017 | 17.0017 | 5.3742 | 1.2565 | 6.6306 | 0 | 6.6306
2017-02-15 03:00 | 0 | 0 | 0 | 0 | 13.405 | 241.5604 | 13.405 | 19.1907 | 4.1156 | 0 | 0 | 2.4083 | 16.7824 | 4.1156 | 0.38811 | 0 | 8.453 | 2.8177 | 16.2227 | 16.2227 | 5.2279 | 1.0989 | 6.3268 | 0 | 6.3268
2017-02-15 04:00 | 0 | 0 | 0 | 0 | 12.875 | 241.5604 | 12.875 | 18.432 | 3.9529 | 0 | 0 | 2.1318 | 16.3002 | 3.9529 | 0.38348 | 0 | 7.483 | 2.4943 | 15.3693 | 15.3693 | 5.0213 | 0.97279 | 5.994 | 0 | 5.994
2017-02-15 05:00 | 0 | 0 | 0 | 0 | 12.231 | 241.5604 | 12.231 | 17.51 | 3.7552 | 0 | 0 | 0 | 17.51 | 3.7552 | 0.329 | 0 | 0 | 0 | 12.231 | 12.231 | 4.7701 | 0 | 4.7701 | 0 | 4.7701
2017-02-15 06:00 | 0 | 0 | 0 | 0 | 12.022 | 241.5604 | 12.022 | 17.2108 | 3.691 | 0 | 0 | 0 | 17.2108 | 3.691 | 0.329 | 0 | 0 | 0 | 12.022 | 12.022 | 4.6886 | 0 | 4.6886 | 0 | 4.6886
2017-02-15 07:00 | 0.004 | 0 | 2.758 | 0 | 9.246 | 243.9323 | 12 | 17.1793 | 3.6843 | 0 | 0 | 0 | 17.1793 | 3.6843 | 0.329 | 0 | 0 | 0 | 9.246 | 9.246 | 3.6059 | 0 | 3.6059 | 0 | 3.6059
2017-02-15 08:00 | 0.032 | 0 | 3.212 | 0 | 8.82 | 246.6946 | 12 | 17.1793 | 3.6843 | 0 | 0 | 0 | 17.1793 | 3.6843 | 0.329 | 0 | 0 | 0 | 8.82 | 8.82 | 3.4398 | 0 | 3.4398 | 0 | 3.4398
2017-02-15 09:00 | 0.088 | 0 | 2.925 | 0 | 9.163 | 249.2101 | 12 | 17.1793 | 3.6843 | 0 | 0 | 12.07 | 5.1093 | 3.6843 | 0.65992 | 72.42 | 0 | 0 | 9.163 | 9.163 | 3.5736 | 0 | 3.5736 | 0 | 3.5736
2017-02-15 10:00 | 0.122 | 0 | 2.32 | 0 | 9.802 | 251.2053 | 12 | 17.1793 | 3.6843 | 0 | 0 | 12.0523 | 5.127 | 3.6843 | 0.65943 | 72.314 | 0 | 0 | 9.802 | 9.802 | 3.8228 | 0 | 3.8228 | 0 | 3.8228
2017-02-15 11:00 | 0.097 | 0 | 1.925 | 0 | 10.172 | 252.8608 | 12 | 17.1793 | 3.6843 | 0 | 0 | 11.998 | 5.1813 | 3.6843 | 0.65795 | 71.988 | 0 | 0 | 10.172 | 10.172 | 3.9671 | 0 | 3.9671 | 0 | 3.9671
2017-02-15 12:00 | 0.079 | 0 | 1.651 | 0 | 10.428 | 254.2806 | 12 | 17.1793 | 3.6843 | 0 | 0 | 13.8648 | 3.3145 | 3.6843 | 0.70913 | 71.153 | 7.041 | 2.347 | 12.775 | 12.775 | 4.0669 | 0.91533 | 4.9823 | 0 | 4.9823
2017-02-15 13:00 | 0.129 | 0 | 0 | 1.064 | 11.065 | 254.2806 | 12 | 17.1793 | 3.6843 | 0 | 0 | 14.344 | 2.8353 | 3.6843 | 0.72226 | 70.089 | 9.345 | 3.115 | 14.18 | 15.244 | 4.3153 | 1.2148 | 5.5302 | 0.41496 | 5.9452
2017-02-15 14:00 | 0.132 | 0 | 1.759 | 0 | 10.373 | 255.7934 | 12 | 17.1793 | 3.6843 | 0 | 0 | 3.4502 | 13.7292 | 3.6843 | 0.42359 | 0 | 12.11 | 4.0367 | 14.4097 | 14.4097 | 4.0455 | 1.5743 | 5.6198 | 0 | 5.6198
2017-02-15 15:00 | 0.115 | 0 | 1.419 | 0 | 10.696 | 257.0137 | 12 | 17.1793 | 3.6843 | 0 | 0 | 15.436 | 1.7433 | 3.6843 | 0.7522 | 67.664 | 14.597 | 4.8657 | 15.5617 | 15.5617 | 4.1714 | 1.8976 | 6.0691 | 0 | 6.0691
2017-02-15 16:00 | 0.072 | 0 | 0.772 | 0 | 11.3 | 257.6776 | 12 | 17.1793 | 3.6843 | 0 | 0 | 15.8395 | 1.3398 | 3.6843 | 0.76327 | 66.768 | 16.537 | 5.5123 | 16.8123 | 16.8123 | 4.407 | 2.1498 | 6.5568 | 0 | 6.5568
2017-02-15 17:00 | 0.03 | 0 | 0 | 1.353 | 10.677 | 257.6776 | 12 | 17.1793 | 3.6843 | 0 | 0 | 10.9973 | 6.182 | 3.6843 | 0.63051 | 65.984 | 0 | 0 | 10.677 | 12.03 | 4.164 | 0 | 4.164 | 0.52767 | 4.6917
2017-02-15 18:00 | 0.026 | 0 | 0 | 0.258 | 11.768 | 257.6776 | 12 | 17.1793 | 3.6843 | 0 | 0 | 10.9112 | 6.2682 | 3.6843 | 0.62815 | 65.467 | 0 | 0 | 11.768 | 12.026 | 4.5895 | 0 | 4.5895 | 0.10062 | 4.6901
2017-02-15 19:00 | 0.002 | 0 | 0 | 0 | 12.735 | 257.6776 | 12.733 | 18.2287 | 3.9093 | 0 | 0 | 10.9383 | 7.2904 | 3.9093 | 0.61163 | 65.63 | 0 | 0 | 12.735 | 12.735 | 4.9666 | 0 | 4.9666 | 0 | 4.9666
2017-02-15 20:00 | 0 | 3.973 | 0 | 0 | 18.973 | 253.0579 | 15 | 21.4742 | 4.6053 | 0 | 0 | 0 | 21.4742 | 4.6053 | 0.329 | 0 | 0 | 0 | 18.973 | 18.973 | 7.3995 | 0 | 7.3995 | 0 | 7.3995
2017-02-15 21:00 | 0 | 5.175 | 0 | 0 | 20.175 | 247.0404 | 15 | 21.4742 | 4.6053 | 0 | 0 | 0 | 21.4742 | 4.6053 | 0.329 | 0 | 0 | 0 | 20.175 | 20.175 | 7.8683 | 0 | 7.8683 | 0 | 7.8683
2017-02-15 22:00 | 0 | 4.188 | 0 | 0 | 19.188 | 242.1707 | 15 | 21.4742 | 4.6053 | 0 | 0 | 0 | 21.4742 | 4.6053 | 0.329 | 0 | 0 | 0 | 19.188 | 19.188 | 7.4833 | 0 | 7.4833 | 0 | 7.4833
2017-02-15 23:00 | 0 | 2.635 | 0 | 0 | 17.635 | 239.1067 | 15 | 21.4742 | 4.6053 | 0 | 0 | 0 | 21.4742 | 4.6053 | 0.329 | 0 | 0 | 0 | 17.635 | 17.635 | 6.8777 | 0 | 6.8777 | 0 | 6.8777
2017-02-16 | 0 | 0.305 | 0 | 0 | 15.305 | 238.7521 | 15 | 21.4742 | 4.6053 | 0 | 0 | 3.001 | 18.4732 | 4.6053 | 0.39482 | 0 | 10.534 | 3.5113 | 18.8163 | 18.8163 | 5.969 | 1.3694 | 7.3384 | 0 | 7.3384
2017-02-16 01:00 | 0 | 0 | 0 | 0 | 14.289 | 238.7521 | 14.289 | 20.4563 | 4.387 | 0 | 0 | 2.7563 | 17.7 | 4.387 | 0.39246 | 0 | 9.675 | 3.225 | 17.514 | 17.514 | 5.5727 | 1.2577 | 6.8305 | 0 | 6.8305
2017-02-16 02:00 | 0 | 0 | 0 | 0 | 13.9 | 238.7521 | 13.9 | 19.8994 | 4.2676 | 0 | 0 | 2.5718 | 17.3276 | 4.2676 | 0.38987 | 0 | 9.027 | 3.009 | 16.909 | 16.909 | 5.421 | 1.1735 | 6.5945 | 0 | 6.5945
2017-02-16 03:00 | 0 | 0 | 0 | 0 | 13.183 | 238.7521 | 13.183 | 18.8729 | 4.0475 | 0 | 0 | 2.5078 | 16.3651 | 4.0475 | 0.39159 | 0 | 8.803 | 2.9343 | 16.1173 | 16.1173 | 5.1414 | 1.1444 | 6.2858 | 0 | 6.2858
2017-02-16 04:00 | 0 | 0 | 0 | 0 | 12.804 | 238.7521 | 12.804 | 18.3303 | 3.9311 | 0 | 0 | 2.4472 | 15.8832 | 3.9311 | 0.39188 | 0 | 8.589 | 2.863 | 15.667 | 15.667 | 4.9936 | 1.1166 | 6.1101 | 0 | 6.1101
2017-02-16 05:00 | 0 | 0 | 0 | 0.046 | 11.954 | 238.7521 | 12 | 17.1793 | 3.6843 | 0 | 0 | 0 | 17.1793 | 3.6843 | 0.329 | 0 | 0 | 0 | 11.954 | 12 | 4.6621 | 0 | 4.6621 | 0.01794 | 4.68
2017-02-16 06:00 | 0 | 0 | 0.804 | 0 | 11.196 | 239.4435 | 12 | 17.1793 | 3.6843 | 0 | 0 | 0 | 17.1793 | 3.6843 | 0.329 | 0 | 0 | 0 | 11.196 | 11.196 | 4.3664 | 0 | 4.3664 | 0 | 4.3664
2017-02-16 07:00 | 0.008 | 0 | 3.15 | 0 | 8.858 | 242.1525 | 12 | 17.1793 | 3.6843 | 0 | 0 | 0 | 17.1793 | 3.6843 | 0.329 | 0 | 0 | 0 | 8.858 | 8.858 | 3.4546 | 0 | 3.4546 | 0 | 3.4546
2017-02-16 08:00 | 0.035 | 0 | 0 | 3.611 | 8.424 | 242.1525 | 12 | 17.1793 | 3.6843 | 0 | 0 | 0 | 17.1793 | 3.6843 | 0.329 | 0 | 0 | 0 | 8.424 | 12.035 | 3.2854 | 0 | 3.2854 | 1.4083 | 4.6937
2017-02-16 09:00 | 0.085 | 0 | 3.188 | 0 | 8.897 | 244.8942 | 12 | 17.1793 | 3.6843 | 0 | 0 | 11.9183 | 5.261 | 3.6843 | 0.65576 | 71.51 | 0 | 0 | 8.897 | 8.897 | 3.4698 | 0 | 3.4698 | 0 | 3.4698
2017-02-16 10:00 | 0.111 | 0 | 2.551 | 0 | 9.56 | 247.088 | 12 | 17.1793 | 3.6843 | 0 | 0 | 11.9678 | 5.2115 | 3.6843 | 0.65712 | 71.807 | 0 | 0 | 9.56 | 9.56 | 3.7284 | 0 | 3.7284 | 0 | 3.7284
2017-02-16 11:00 | 0.145 | 0 | 2.505 | 0 | 9.64 | 249.2423 | 12 | 17.1793 | 3.6843 | 0 | 0 | 11.8728 | 5.3065 | 3.6843 | 0.65451 | 71.237 | 0 | 0 | 9.64 | 9.64 | 3.7596 | 0 | 3.7596 | 0 | 3.7596
2017-02-16 12:00 | 0.129 | 0 | 1.815 | 0 | 10.314 | 250.8032 | 12 | 17.1793 | 3.6843 | 0 | 0 | 14.6985 | 2.4808 | 3.6843 | 0.73198 | 69.302 | 11.05 | 3.6833 | 13.9973 | 13.9973 | 4.0225 | 1.4365 | 5.459 | 0 | 5.459
2017-02-16 13:00 | 0.132 | 0 | 1.449 | 0 | 10.683 | 252.0494 | 12 | 17.1793 | 3.6843 | 0 | 0 | 15.562 | 1.6173 | 3.6843 | 0.75566 | 67.384 | 15.203 | 5.0677 | 15.7507 | 15.7507 | 4.1664 | 1.9764 | 6.1428 | 0 | 6.1428
2017-02-16 14:00 | 0.133 | 0 | 1.742 | 0 | 10.391 | 253.5475 | 12 | 17.1793 | 3.6843 | 0 | 0 | 5.1685 | 12.0108 | 3.6843 | 0.4707 | 0 | 18.141 | 6.047 | 16.438 | 16.438 | 4.0525 | 2.3583 | 6.4108 | 0 | 6.4108
2017-02-16 15:00 | 0.106 | 0 | 1.427 | 0 | 10.679 | 254.7747 | 12 | 17.1793 | 3.6843 | 0 | 0 | 16.6035 | 0.57583 | 3.6843 | 0.78421 | 65.071 | 20.212 | 6.7373 | 17.4163 | 17.4163 | 4.1648 | 2.6276 | 6.7924 | 0 | 6.7924
2017-02-16 16:00 | 0.086 | 0 | 1.785 | 0 | 10.301 | 256.3098 | 12 | 17.1793 | 3.6843 | 0 | 0 | 16.9202 | 0.25916 | 3.6843 | 0.79289 | 64.368 | 21.735 | 7.245 | 17.546 | 17.546 | 4.0174 | 2.8255 | 6.8429 | 0 | 6.8429
2017-02-16 17:00 | 0.05 | 0 | 1.933 | 0 | 10.117 | 257.9722 | 12 | 17.1793 | 3.6843 | 0 | 0 | 10.6562 | 6.5232 | 3.6843 | 0.62116 | 63.937 | 0 | 0 | 10.117 | 10.117 | 3.9456 | 0 | 3.9456 | 0 | 3.9456
2017-02-16 18:00 | 0.025 | 0 | 1.376 | 0 | 10.649 | 259.1556 | 12 | 17.1793 | 3.6843 | 0 | 0 | 10.6295 | 6.5498 | 3.6843 | 0.62043 | 63.777 | 0 | 0 | 10.649 | 10.649 | 4.1531 | 0 | 4.1531 | 0 | 4.1531
2017-02-16 19:00 | 0.004 | 0 | 0 | 0 | 12.756 | 259.1556 | 12.752 | 18.2559 | 3.9151 | 0 | 0 | 10.6563 | 7.5996 | 3.9151 | 0.60393 | 63.938 | 0 | 0 | 12.756 | 12.756 | 4.9748 | 0 | 4.9748 | 0 | 4.9748
2017-02-16 20:00 | 0 | 4.945 | 0 | 0 | 19.945 | 253.4056 | 15 | 21.4742 | 4.6053 | 0 | 0 | 0 | 21.4742 | 4.6053 | 0.329 | 0 | 0 | 0 | 19.945 | 19.945 | 7.7786 | 0 | 7.7786 | 0 | 7.7786
2017-02-16 21:00 | 0 | 6.003 | 0 | 0 | 21.003 | 246.4253 | 15 | 21.4742 | 4.6053 | 0 | 0 | 0 | 21.4742 | 4.6053 | 0.329 | 0 | 0 | 0 | 21.003 | 21.003 | 8.1912 | 0 | 8.1912 | 0 | 8.1912
2017-02-16 22:00 | 0 | 5.201 | 0 | 0 | 20.201 | 240.3776 | 15 | 21.4742 | 4.6053 | 0 | 0 | 0 | 21.4742 | 4.6053 | 0.329 | 0 | 0 | 0 | 20.201 | 20.201 | 7.8784 | 0 | 7.8784 | 0 | 7.8784
2017-02-16 23:00 | 0 | 3.366 | 0 | 0 | 18.366 | 236.4637 | 15 | 21.4742 | 4.6053 | 0 | 0 | 0 | 21.4742 | 4.6053 | 0.329 | 0 | 0 | 0 | 18.366 | 18.366 | 7.1627 | 0 | 7.1627 | 0 | 7.1627
2017-02-17 | 0 | 0.705 | 0 | 0 | 15.705 | 235.6439 | 15 | 21.4742 | 4.6053 | 0 | 0 | 3.5555 | 17.9187 | 4.6053 | 0.40698 | 0 | 12.48 | 4.16 | 19.865 | 19.865 | 6.125 | 1.6224 | 7.7474 | 0 | 7.7474
2017-02-17 01:00 | 0 | 0 | 0 | 0 | 14.265 | 235.6439 | 14.265 | 20.4219 | 4.3797 | 0 | 0 | 3.3892 | 17.0328 | 4.3797 | 0.40717 | 0 | 11.896 | 3.9653 | 18.2303 | 18.2303 | 5.5634 | 1.5465 | 7.1098 | 0 | 7.1098
2017-02-17 02:00 | 0 | 0 | 0 | 0 | 12.882 | 235.6439 | 12.882 | 18.442 | 3.9551 | 0 | 0 | 3.2505 | 15.1915 | 3.9551 | 0.41202 | 0 | 11.409 | 3.803 | 16.685 | 16.685 | 5.024 | 1.4832 | 6.5071 | 0 | 6.5071
2017-02-17 03:00 | 0 | 0 | 0 | 0 | 12.145 | 235.6439 | 12.145 | 17.3869 | 3.7288 | 0 | 0 | 3.052 | 14.3349 | 3.7288 | 0.41168 | 0 | 10.713 | 3.571 | 15.716 | 15.716 | 4.7366 | 1.3927 | 6.1292 | 0 | 6.1292
2017-02-17 04:00 | 0 | 0 | 0 | 0.13 | 11.87 | 235.6439 | 12 | 17.1793 | 3.6843 | 0 | 0 | 2.9052 | 14.2742 | 3.6843 | 0.40865 | 0 | 10.197 | 3.399 | 15.269 | 15.399 | 4.6293 | 1.3256 | 5.9549 | 0.0507 | 6.0056
2017-02-17 05:00 | 0 | 0 | 0 | 0.476 | 11.524 | 235.6439 | 12 | 17.1793 | 3.6843 | 0 | 0 | 0 | 17.1793 | 3.6843 | 0.329 | 0 | 0 | 0 | 11.524 | 12 | 4.4944 | 0 | 4.4944 | 0.18564 | 4.68
2017-02-17 06:00 | 0 | 0 | 0 | 1.041 | 10.959 | 235.6439 | 12 | 17.1793 | 3.6843 | 0 | 0 | 0 | 17.1793 | 3.6843 | 0.329 | 0 | 0 | 0 | 10.959 | 12 | 4.274 | 0 | 4.274 | 0.40599 | 4.68
2017-02-17 07:00 | 0.004 | 0 | 0 | 3.619 | 8.385 | 235.6439 | 12 | 17.1793 | 3.6843 | 0 | 0 | 0 | 17.1793 | 3.6843 | 0.329 | 0 | 0 | 0 | 8.385 | 12.004 | 3.2702 | 0 | 3.2702 | 1.4114 | 4.6816
2017-02-17 08:00 | 0.038 | 0 | 3.94 | 0 | 8.098 | 239.0323 | 12 | 17.1793 | 3.6843 | 0 | 0 | 0 | 17.1793 | 3.6843 | 0.329 | 0 | 0 | 0 | 8.098 | 8.098 | 3.1582 | 0 | 3.1582 | 0 | 3.1582
2017-02-17 09:00 | 0.068 | 0 | 3.134 | 0 | 8.934 | 241.7276 | 12 | 17.1793 | 3.6843 | 0 | 0 | 11.8187 | 5.3607 | 3.6843 | 0.65303 | 70.912 | 0 | 0 | 8.934 | 8.934 | 3.4843 | 0 | 3.4843 | 0 | 3.4843
2017-02-17 10:00 | 0.083 | 0 | 2.489 | 0 | 9.594 | 243.8681 | 12 | 17.1793 | 3.6843 | 0 | 0 | 11.8622 | 5.3172 | 3.6843 | 0.65422 | 71.173 | 0 | 0 | 9.594 | 9.594 | 3.7417 | 0 | 3.7417 | 0 | 3.7417
2017-02-17 11:00 | 0.107 | 0 | 2.03 | 0 | 10.077 | 245.6139 | 12 | 17.1793 | 3.6843 | 0 | 0 | 11.7562 | 5.4232 | 3.6843 | 0.65131 | 70.537 | 0 | 0 | 10.077 | 10.077 | 3.93 | 0 | 3.93 | 0 | 3.93
2017-02-17 12:00 | 0.117 | 0 | 2.197 | 0 | 9.92 | 247.5033 | 12 | 17.1793 | 3.6843 | 0 | 0 | 14.8522 | 2.3272 | 3.6843 | 0.7362 | 68.961 | 11.789 | 3.9297 | 13.8497 | 13.8497 | 3.8688 | 1.5326 | 5.4014 | 0 | 5.4014
2017-02-17 13:00 | 0.113 | 0 | 2.003 | 0 | 10.11 | 249.2259 | 12 | 17.1793 | 3.6843 | 0 | 0 | 15.5593 | 1.62 | 3.6843 | 0.75559 | 67.39 | 15.19 | 5.0633 | 15.1733 | 15.1733 | 3.9429 | 1.9747 | 5.9176 | 0 | 5.9176
2017-02-17 14:00 | 0.119 | 0 | 2.117 | 0 | 10.002 | 251.0465 | 12 | 17.1793 | 3.6843 | 0 | 0 | 5.068 | 12.1113 | 3.6843 | 0.46795 | 0 | 17.789 | 5.9297 | 15.9317 | 15.9317 | 3.9008 | 2.3126 | 6.2134 | 0 | 6.2134
2017-02-17 15:00 | 0.127 | 0 | 1.709 | 0 | 10.418 | 252.5163 | 12 | 17.1793 | 3.6843 | 0 | 0 | 16.4815 | 0.69783 | 3.6843 | 0.78087 | 65.342 | 19.625 | 6.5417 | 16.9597 | 16.9597 | 4.063 | 2.5513 | 6.6143 | 0 | 6.6143
2017-02-17 16:00 | 0.1 | 0 | 1.478 | 0 | 10.622 | 253.7873 | 12 | 17.1793 | 3.6843 | 0 | 0 | 16.7535 | 0.42583 | 3.6843 | 0.78833 | 64.738 | 20.933 | 6.9777 | 17.5997 | 17.5997 | 4.1426 | 2.7213 | 6.8639 | 0 | 6.8639
2017-02-17 17:00 | 0.074 | 0 | 1.808 | 1.7764e-15 | 10.266 | 255.3422 | 12 | 17.1793 | 3.6843 | 0 | 0 | 10.7352 | 6.4442 | 3.6843 | 0.62332 | 64.411 | 0 | 0 | 10.266 | 10.266 | 4.0037 | 0 | 4.0037 | 6.9278e-16 | 4.0037
2017-02-17 18:00 | 0.018 | 0 | 1.507 | 0 | 10.511 | 256.6382 | 12 | 17.1793 | 3.6843 | 0 | 0 | 10.7223 | 6.457 | 3.6843 | 0.62297 | 64.334 | 0 | 0 | 10.511 | 10.511 | 4.0993 | 0 | 4.0993 | 0 | 4.0993
2017-02-17 19:00 | 0.001 | 0 | 0 | 0 | 12.399 | 256.6382 | 12.398 | 17.7491 | 3.8065 | 0 | 0 | 10.7605 | 6.9886 | 3.8065 | 0.61455 | 64.563 | 0 | 0 | 12.399 | 12.399 | 4.8356 | 0 | 4.8356 | 0 | 4.8356
2017-02-17 20:00 | 0 | 3.784 | 0 | 0 | 18.784 | 252.2382 | 15 | 21.4742 | 4.6053 | 0 | 0 | 0 | 21.4742 | 4.6053 | 0.329 | 0 | 0 | 0 | 18.784 | 18.784 | 7.3258 | 0 | 7.3258 | 0 | 7.3258
2017-02-17 21:00 | 0 | 0 | 0 | 5.869 | 21.131 | 252.2382 | 27 | 38.6535 | 8.2896 | 0 | 0 | 0 | 38.6535 | 8.2896 | 0.329 | 0 | 0 | 0 | 21.131 | 27 | 8.2411 | 0 | 8.2411 | 2.2889 | 10.53
2017-02-17 22:00 | 0 | 4.919 | 0 | 0 | 19.919 | 246.5185 | 15 | 21.4742 | 4.6053 | 0 | 0 | 0 | 21.4742 | 4.6053 | 0.329 | 0 | 0 | 0 | 19.919 | 19.919 | 7.7684 | 0 | 7.7684 | 0 | 7.7684
2017-02-17 23:00 | 0 | 3.605 | 0 | 0 | 18.605 | 242.3266 | 15 | 21.4742 | 4.6053 | 0 | 0 | 0 | 21.4742 | 4.6053 | 0.329 | 0 | 0 | 0 | 18.605 | 18.605 | 7.256 | 0 | 7.256 | 0 | 7.256
2017-02-18 | 0 | 0.489 | 0 | 0 | 15.489 | 241.758 | 15 | 21.4742 | 4.6053 | 0 | 0 | 3.7675 | 17.7067 | 4.6053 | 0.41163 | 0 | 13.224 | 4.408 | 19.897 | 19.897 | 6.0407 | 1.7191 | 7.7598 | 0 | 7.7598
2017-02-18 01:00 | 0 | 0 | 0 | 0 | 14.074 | 241.758 | 14.074 | 20.1485 | 4.321 | 0 | 0 | 3.567 | 16.5815 | 4.321 | 0.41238 | 0 | 12.52 | 4.1733 | 18.2473 | 18.2473 | 5.4889 | 1.6276 | 7.1165 | 0 | 7.1165
2017-02-18 02:00 | 0 | 0 | 0 | 0 | 12.806 | 241.758 | 12.806 | 18.3332 | 3.9317 | 0 | 0 | 3.4362 | 14.897 | 3.9317 | 0.41728 | 0 | 12.061 | 4.0203 | 16.8263 | 16.8263 | 4.9943 | 1.5679 | 6.5623 | 0 | 6.5623
2017-02-18 03:00 | 0 | 0 | 0 | 0 | 12.251 | 241.758 | 12.251 | 17.5387 | 3.7613 | 0 | 0 | 3.307 | 14.2317 | 3.7613 | 0.41781 | 0 | 11.608 | 3.8693 | 16.1203 | 16.1203 | 4.7779 | 1.509 | 6.2869 | 0 | 6.2869
2017-02-18 04:00 | 0 | 0 | 0 | 0.093 | 11.907 | 241.758 | 12 | 17.1793 | 3.6843 | 0 | 0 | 3.083 | 14.0963 | 3.6843 | 0.41353 | 0 | 10.821 | 3.607 | 15.514 | 15.607 | 4.6437 | 1.4067 | 6.0505 | 0.03627 | 6.0867
2017-02-18 05:00 | 0 | 0 | 0 | 0.294 | 11.706 | 241.758 | 12 | 17.1793 | 3.6843 | 0 | 0 | 0 | 17.1793 | 3.6843 | 0.329 | 0 | 0 | 0 | 11.706 | 12 | 4.5653 | 0 | 4.5653 | 0.11466 | 4.68
2017-02-18 06:00 | 0 | 0 | 0 | 0.74 | 11.26 | 241.758 | 12 | 17.1793 | 3.6843 | 0 | 0 | 0 | 17.1793 | 3.6843 | 0.329 | 0 | 0 | 0 | 11.26 | 12 | 4.3914 | 0 | 4.3914 | 0.2886 | 4.68
2017-02-18 07:00 | 0.003 | 0 | 3.359 | 0 | 8.644 | 244.6468 | 12 | 17.1793 | 3.6843 | 0 | 0 | 0 | 17.1793 | 3.6843 | 0.329 | 0 | 0 | 0 | 8.644 | 8.644 | 3.3712 | 0 | 3.3712 | 0 | 3.3712
2017-02-18 08:00 | 0.009 | 0 | 3.698 | 0 | 8.311 | 247.827 | 12 | 17.1793 | 3.6843 | 0 | 0 | 0 | 17.1793 | 3.6843 | 0.329 | 0 | 0 | 0 | 8.311 | 8.311 | 3.2413 | 0 | 3.2413 | 0 | 3.2413
2017-02-18 09:00 | 0.017 | 0 | 3.347 | 0 | 8.67 | 250.7055 | 12 | 17.1793 | 3.6843 | 0 | 0 | 11.68 | 5.4993 | 3.6843 | 0.64923 | 70.08 | 0 | 0 | 8.67 | 8.67 | 3.3813 | 0 | 3.3813 | 0 | 3.3813
2017-02-18 10:00 | 0.016 | 0 | 2.66 | 0 | 9.356 | 252.9931 | 12 | 17.1793 | 3.6843 | 0 | 0 | 11.6837 | 5.4957 | 3.6843 | 0.64933 | 70.102 | 0 | 0 | 9.356 | 9.356 | 3.6488 | 0 | 3.6488 | 0 | 3.6488
2017-02-18 11:00 | 0.048 | 0 | 2.104 | 0 | 9.944 | 254.8025 | 12 | 17.1793 | 3.6843 | 0 | 0 | 11.6135 | 5.5658 | 3.6843 | 0.6474 | 69.681 | 0 | 0 | 9.944 | 9.944 | 3.8782 | 0 | 3.8782 | 0 | 3.8782
2017-02-18 12:00 | 0.085 | 0 | 2.12 | 0 | 9.965 | 256.6257 | 12 | 17.1793 | 3.6843 | 0 | 0 | 15.0077 | 2.1717 | 3.6843 | 0.74046 | 68.615 | 12.537 | 4.179 | 14.144 | 14.144 | 3.8864 | 1.6298 | 5.5162 | 0 | 5.5162
2017-02-18 13:00 | 0.099 | 0 | 1.765 | 0 | 10.334 | 258.1436 | 12 | 17.1793 | 3.6843 | 0 | 0 | 15.432 | 1.7473 | 3.6843 | 0.75209 | 67.673 | 14.578 | 4.8593 | 15.1933 | 15.1933 | 4.0303 | 1.8951 | 5.9254 | 0 | 5.9254
2017-02-18 14:00 | 0.094 | 0 | 1.797 | 1.7764e-15 | 10.297 | 259.689 | 12 | 17.1793 | 3.6843 | 0 | 0 | 4.6028 | 12.5765 | 3.6843 | 0.45519 | 0 | 16.156 | 5.3853 | 15.6823 | 15.6823 | 4.0158 | 2.1003 | 6.1161 | 6.9278e-16 | 6.1161
2017-02-18 15:00 | 0.056 | 0 | 1.821 | 0 | 10.235 | 261.2551 | 12 | 17.1793 | 3.6843 | 0 | 0 | 15.9662 | 1.2132 | 3.6843 | 0.76674 | 66.486 | 17.146 | 5.7153 | 15.9503 | 15.9503 | 3.9916 | 2.229 | 6.2206 | 0 | 6.2206
2017-02-18 16:00 | 0.058 | 0 | 1.824 | 1.7764e-15 | 10.234 | 262.8237 | 12 | 17.1793 | 3.6843 | 0 | 0 | 16.1463 | 1.033 | 3.6843 | 0.77168 | 66.086 | 18.013 | 6.0043 | 16.2383 | 16.2383 | 3.9913 | 2.3417 | 6.333 | 6.9278e-16 | 6.333
2017-02-18 17:00 | 0.05 | 0 | 1.93 | 1.7764e-15 | 10.12 | 264.4835 | 12 | 17.1793 | 3.6843 | 0 | 0 | 10.984 | 6.1953 | 3.6843 | 0.63014 | 65.904 | 0 | 0 | 10.12 | 10.12 | 3.9468 | 0 | 3.9468 | 6.9278e-16 | 3.9468
2017-02-18 18:00 | 0.028 | 0 | 0 | 1.101 | 10.927 | 264.4835 | 12 | 17.1793 | 3.6843 | 0 | 0 | 11.0098 | 6.1695 | 3.6843 | 0.63085 | 66.059 | 0 | 0 | 10.927 | 12.028 | 4.2615 | 0 | 4.2615 | 0.42939 | 4.6909
2017-02-18 19:00 | 0.003 | 0 | 0 | 0 | 12.401 | 264.4835 | 12.398 | 17.7491 | 3.8065 | 0 | 0 | 11.1288 | 6.6203 | 3.8065 | 0.62432 | 66.773 | 0 | 0 | 12.401 | 12.401 | 4.8364 | 0 | 4.8364 | 0 | 4.8364
2017-02-18 20:00 | 0 | 4.168 | 0 | 0 | 19.168 | 259.637 | 15 | 21.4742 | 4.6053 | 0 | 0 | 0 | 21.4742 | 4.6053 | 0.329 | 0 | 0 | 0 | 19.168 | 19.168 | 7.4755 | 0 | 7.4755 | 0 | 7.4755
2017-02-18 21:00 | 0 | 4.62 | 0 | 0 | 19.62 | 254.2649 | 15 | 21.4742 | 4.6053 | 0 | 0 | 0 | 21.4742 | 4.6053 | 0.329 | 0 | 0 | 0 | 19.62 | 19.62 | 7.6518 | 0 | 7.6518 | 0 | 7.6518
2017-02-18 22:00 | 0 | 3.811 | 0 | 0 | 18.811 | 249.8335 | 15 | 21.4742 | 4.6053 | 0 | 0 | 0 | 21.4742 | 4.6053 | 0.329 | 0 | 0 | 0 | 18.811 | 18.811 | 7.3363 | 0 | 7.3363 | 0 | 7.3363
2017-02-18 23:00 | 0 | 2.505 | 0 | 0 | 17.505 | 246.9207 | 15 | 21.4742 | 4.6053 | 0 | 0 | 0 | 21.4742 | 4.6053 | 0.329 | 0 | 0 | 0 | 17.505 | 17.505 | 6.827 | 0 | 6.827 | 0 | 6.827
2017-02-19 | 0 | 0.123 | 0 | 0 | 15.123 | 246.7777 | 15 | 21.4742 | 4.6053 | 0 | 0 | 2.9388 | 18.5353 | 4.6053 | 0.39346 | 0 | 10.315 | 3.4383 | 18.5613 | 18.5613 | 5.898 | 1.341 | 7.2389 | 0 | 7.2389
2017-02-19 01:00 | 0 | 0 | 0 | 0 | 13.834 | 246.7777 | 13.834 | 19.8049 | 4.2473 | 0 | 0 | 2.8658 | 16.9391 | 4.2473 | 0.39716 | 0 | 10.059 | 3.353 | 17.187 | 17.187 | 5.3953 | 1.3077 | 6.7029 | 0 | 6.7029
2017-02-19 02:00 | 0 | 0 | 0 | 0 | 12.223 | 246.7777 | 12.223 | 17.4986 | 3.7527 | 0 | 0 | 2.7003 | 14.7982 | 3.7527 | 0.40168 | 0 | 9.478 | 3.1593 | 15.3823 | 15.3823 | 4.767 | 1.2321 | 5.9991 | 0 | 5.9991
2017-02-19 03:00 | 0 | 0 | 0 | 0.215 | 11.785 | 246.7777 | 12 | 17.1793 | 3.6843 | 0 | 0 | 2.5802 | 14.5992 | 3.6843 | 0.39974 | 0 | 9.056 | 3.0187 | 14.8037 | 15.0187 | 4.5962 | 1.1773 | 5.7734 | 0.08385 | 5.8573
2017-02-19 04:00 | 0 | 0 | 0 | 0.053 | 11.947 | 246.7777 | 12 | 17.1793 | 3.6843 | 0 | 0 | 2.5085 | 14.6708 | 3.6843 | 0.39777 | 0 | 8.805 | 2.935 | 14.882 | 14.935 | 4.6593 | 1.1446 | 5.804 | 0.02067 | 5.8247
2017-02-19 05:00 | 0 | 0 | 0 | 0.437 | 11.563 | 246.7777 | 12 | 17.1793 | 3.6843 | 0 | 0 | 0 | 17.1793 | 3.6843 | 0.329 | 0 | 0 | 0 | 11.563 | 12 | 4.5096 | 0 | 4.5096 | 0.17043 | 4.68
2017-02-19 06:00 | 0 | 0 | 0 | 1.238 | 10.762 | 246.7777 | 12 | 17.1793 | 3.6843 | 0 | 0 | 0 | 17.1793 | 3.6843 | 0.329 | 0 | 0 | 0 | 10.762 | 12 | 4.1972 | 0 | 4.1972 | 0.48282 | 4.68
2017-02-19 07:00 | 0.002 | 0 | 3.858 | 0 | 8.144 | 250.0956 | 12 | 17.1793 | 3.6843 | 0 | 0 | 0 | 17.1793 | 3.6843 | 0.329 | 0 | 0 | 0 | 8.144 | 8.144 | 3.1762 | 0 | 3.1762 | 0 | 3.1762
2017-02-19 08:00 | 0.011 | 0 | 3.786 | 0 | 8.225 | 253.3515 | 12 | 17.1793 | 3.6843 | 0 | 0 | 0 | 17.1793 | 3.6843 | 0.329 | 0 | 0 | 0 | 8.225 | 8.225 | 3.2077 | 0 | 3.2077 | 0 | 3.2077
2017-02-19 09:00 | 0.016 | 0 | 3.218 | 1.7764e-15 | 8.798 | 256.119 | 12 | 17.1793 | 3.6843 | 0 | 0 | 11.7472 | 5.4322 | 3.6843 | 0.65107 | 70.483 | 0 | 0 | 8.798 | 8.798 | 3.4312 | 0 | 3.4312 | 6.9278e-16 | 3.4312
2017-02-19 10:00 | 0.051 | 0 | 2.677 | 0 | 9.374 | 258.4212 | 12 | 17.1793 | 3.6843 | 0 | 0 | 11.761 | 5.4183 | 3.6843 | 0.65145 | 70.566 | 0 | 0 | 9.374 | 9.374 | 3.6559 | 0 | 3.6559 | 0 | 3.6559
2017-02-19 11:00 | 0.048 | 0 | 2.277 | 0 | 9.771 | 260.3795 | 12 | 17.1793 | 3.6843 | 0 | 0 | 11.7227 | 5.4567 | 3.6843 | 0.6504 | 70.336 | 0 | 0 | 9.771 | 9.771 | 3.8107 | 0 | 3.8107 | 0 | 3.8107
2017-02-19 12:00 | 0.076 | 0 | 2.131 | 0 | 9.945 | 262.2121 | 12 | 17.1793 | 3.6843 | 0 | 0 | 14.4352 | 2.7442 | 3.6843 | 0.72476 | 69.887 | 9.783 | 3.261 | 13.206 | 13.206 | 3.8786 | 1.2718 | 5.1503 | 0 | 5.1503
2017-02-19 13:00 | 0.128 | 0 | 1.426 | 1.7764e-15 | 10.702 | 263.4385 | 12 | 17.1793 | 3.6843 | 0 | 0 | 14.6467 | 2.5327 | 3.6843 | 0.73056 | 69.417 | 10.801 | 3.6003 | 14.3023 | 14.3023 | 4.1738 | 1.4041 | 5.5779 | 6.9278e-16 | 5.5779
2017-02-19 14:00 | 0.139 | 0 | 1.775 | 0 | 10.364 | 264.965 | 12 | 17.1793 | 3.6843 | 0 | 0 | 3.4468 | 13.7325 | 3.6843 | 0.4235 | 0 | 12.098 | 4.0327 | 14.3967 | 14.3967 | 4.042 | 1.5727 | 5.6147 | 0 | 5.6147
2017-02-19 15:00 | 0.09 | 0 | 0 | 1.359 | 10.731 | 264.965 | 12 | 17.1793 | 3.6843 | 0 | 0 | 15.1603 | 2.019 | 3.6843 | 0.74465 | 68.276 | 13.271 | 4.4237 | 15.1547 | 16.5137 | 4.1851 | 1.7252 | 5.9103 | 0.53001 | 6.4403
2017-02-19 16:00 | 0.055 | 0 | 1.427 | 0 | 10.628 | 266.1922 | 12 | 17.1793 | 3.6843 | 0 | 0 | 15.3297 | 1.8497 | 3.6843 | 0.74929 | 67.9 | 14.086 | 4.6953 | 15.3233 | 15.3233 | 4.1449 | 1.8312 | 5.9761 | 0 | 5.9761
2017-02-19 17:00 | 0.039 | 0 | 0 | 1.337 | 10.702 | 266.1922 | 12 | 17.1793 | 3.6843 | 0 | 0 | 11.2822 | 5.8972 | 3.6843 | 0.63832 | 67.693 | 0 | 0 | 10.702 | 12.039 | 4.1738 | 0 | 4.1738 | 0.52143 | 4.6952
2017-02-19 18:00 | 0.018 | 0 | 1.689 | 0 | 10.329 | 267.6447 | 12 | 17.1793 | 3.6843 | 0 | 0 | 11.2505 | 5.9288 | 3.6843 | 0.63745 | 67.503 | 0 | 0 | 10.329 | 10.329 | 4.0283 | 0 | 4.0283 | 0 | 4.0283
2017-02-19 19:00 | 0.003 | 0 | 0 | 0.025 | 11.978 | 267.6447 | 12 | 17.1793 | 3.6843 | 0 | 0 | 11.2203 | 5.959 | 3.6843 | 0.63662 | 67.322 | 0 | 0 | 11.978 | 12.003 | 4.6714 | 0 | 4.6714 | 0.00975 | 4.6812
2017-02-19 20:00 | 0 | 3.203 | 0 | 0 | 18.203 | 263.9203 | 15 | 21.4742 | 4.6053 | 0 | 0 | 0 | 21.4742 | 4.6053 | 0.329 | 0 | 0 | 0 | 18.203 | 18.203 | 7.0992 | 0 | 7.0992 | 0 | 7.0992
2017-02-19 21:00 | 0 | 4.426 | 0 | 0 | 19.426 | 258.7738 | 15 | 21.4742 | 4.6053 | 0 | 0 | 0 | 21.4742 | 4.6053 | 0.329 | 0 | 0 | 0 | 19.426 | 19.426 | 7.5761 | 0 | 7.5761 | 0 | 7.5761
2017-02-19 22:00 | 0 | 3.202 | 0 | 0 | 18.202 | 255.0506 | 15 | 21.4742 | 4.6053 | 0 | 0 | 0 | 21.4742 | 4.6053 | 0.329 | 0 | 0 | 0 | 18.202 | 18.202 | 7.0988 | 0 | 7.0988 | 0 | 7.0988
2017-02-19 23:00 | 0 | 2.034 | 0 | 0 | 17.034 | 252.6854 | 15 | 21.4742 | 4.6053 | 0 | 0 | 0 | 21.4742 | 4.6053 | 0.329 | 0 | 0 | 0 | 17.034 | 17.034 | 6.6433 | 0 | 6.6433 | 0 | 6.6433
2017-02-20 | 0 | 0 | 0 | 0 | 14.789 | 252.6854 | 14.789 | 21.1721 | 4.5405 | 0 | 0 | 2.9202 | 18.2519 | 4.5405 | 0.39396 | 0 | 10.25 | 3.4167 | 18.2057 | 18.2057 | 5.7677 | 1.3325 | 7.1002 | 0 | 7.1002
2017-02-20 01:00 | 0 | 0 | 0 | 0 | 13.433 | 252.6854 | 13.433 | 19.2308 | 4.1242 | 0 | 0 | 2.7652 | 16.4657 | 4.1242 | 0.39672 | 0 | 9.706 | 3.2353 | 16.6683 | 16.6683 | 5.2389 | 1.2618 | 6.5007 | 0 | 6.5007
2017-02-20 02:00 | 0 | 0 | 0 | 0 | 12.189 | 252.6854 | 12.189 | 17.4499 | 3.7423 | 0 | 0 | 2.6732 | 14.7767 | 3.7423 | 0.40115 | 0 | 9.383 | 3.1277 | 15.3167 | 15.3167 | 4.7537 | 1.2198 | 5.9735 | 0 | 5.9735
2017-02-20 03:00 | 0 | 0 | 0 | 0.203 | 11.797 | 252.6854 | 12 | 17.1793 | 3.6843 | 0 | 0 | 2.5647 | 14.6147 | 3.6843 | 0.39931 | 0 | 9.002 | 3.0007 | 14.7977 | 15.0007 | 4.6008 | 1.1703 | 5.7711 | 0.07917 | 5.8503
2017-02-20 04:00 | 0 | 0 | 0 | 0.092 | 11.908 | 252.6854 | 12 | 17.1793 | 3.6843 | 0 | 0 | 2.4448 | 14.7345 | 3.6843 | 0.39603 | 0 | 8.581 | 2.8603 | 14.7683 | 14.8603 | 4.6441 | 1.1155 | 5.7596 | 0.03588 | 5.7955
2017-02-20 05:00 | 0 | 0 | 0 | 0.783 | 11.217 | 252.6854 | 12 | 17.1793 | 3.6843 | 0 | 0 | 0 | 17.1793 | 3.6843 | 0.329 | 0 | 0 | 0 | 11.217 | 12 | 4.3746 | 0 | 4.3746 | 0.30537 | 4.68
2017-02-20 06:00 | 0 | 0 | 0 | 1.247 | 10.753 | 252.6854 | 12 | 17.1793 | 3.6843 | 0 | 0 | 0 | 17.1793 | 3.6843 | 0.329 | 0 | 0 | 0 | 10.753 | 12 | 4.1937 | 0 | 4.1937 | 0.48633 | 4.68
2017-02-20 07:00 | 0.004 | 0 | 3.029 | 0 | 8.975 | 255.2904 | 12 | 17.1793 | 3.6843 | 0 | 0 | 0 | 17.1793 | 3.6843 | 0.329 | 0 | 0 | 0 | 8.975 | 8.975 | 3.5002 | 0 | 3.5002 | 0 | 3.5002
2017-02-20 08:00 | 0.016 | 0 | 0 | 3.555 | 8.461 | 255.2904 | 12 | 17.1793 | 3.6843 | 0 | 0 | 0 | 17.1793 | 3.6843 | 0.329 | 0 | 0 | 0 | 8.461 | 12.016 | 3.2998 | 0 | 3.2998 | 1.3865 | 4.6862
2017-02-20 09:00 | 0.052 | 0 | 2.743 | 0 | 9.309 | 257.6494 | 12 | 17.1793 | 3.6843 | 0 | 0 | 11.9258 | 5.2535 | 3.6843 | 0.65597 | 71.555 | 0 | 0 | 9.309 | 9.309 | 3.6305 | 0 | 3.6305 | 0 | 3.6305
2017-02-20 10:00 | 0.113 | 0 | 2.659 | 0 | 9.454 | 259.9361 | 12 | 17.1793 | 3.6843 | 0 | 0 | 11.9538 | 5.2255 | 3.6843 | 0.65673 | 71.723 | 0 | 0 | 9.454 | 9.454 | 3.6871 | 0 | 3.6871 | 0 | 3.6871
2017-02-20 11:00 | 0.127 | 0 | 2.167 | 0 | 9.96 | 261.7997 | 12 | 17.1793 | 3.6843 | 0 | 0 | 11.8598 | 5.3195 | 3.6843 | 0.65416 | 71.159 | 0 | 0 | 9.96 | 9.96 | 3.8844 | 0 | 3.8844 | 0 | 3.8844
2017-02-20 12:00 | 0.181 | 0 | 1.927 | 0 | 10.254 | 263.4569 | 12 | 17.1793 | 3.6843 | 0 | 0 | 14.5068 | 2.6725 | 3.6843 | 0.72673 | 69.727 | 10.129 | 3.3763 | 13.6303 | 13.6303 | 3.9991 | 1.3168 | 5.3158 | 0 | 5.3158
2017-02-20 13:00 | 0.156 | 0 | 1.849 | 0 | 10.307 | 265.0471 | 12 | 17.1793 | 3.6843 | 0 | 0 | 15.269 | 1.9103 | 3.6843 | 0.74763 | 68.035 | 13.794 | 4.598 | 14.905 | 14.905 | 4.0197 | 1.7932 | 5.813 | 0 | 5.813
2017-02-20 14:00 | 0.12 | 0 | 1.812 | 0 | 10.308 | 266.6054 | 12 | 17.1793 | 3.6843 | 0 | 0 | 4.7252 | 12.4542 | 3.6843 | 0.45855 | 0 | 16.586 | 5.5287 | 15.8367 | 15.8367 | 4.0201 | 2.1562 | 6.1763 | 0 | 6.1763
2017-02-20 15:00 | 0.099 | 0 | 1.6 | 1.7764e-15 | 10.499 | 267.9814 | 12 | 17.1793 | 3.6843 | 0 | 0 | 16.2748 | 0.9045 | 3.6843 | 0.7752 | 65.801 | 18.631 | 6.2103 | 16.7093 | 16.7093 | 4.0946 | 2.422 | 6.5166 | 6.9278e-16 | 6.5166
2017-02-20 16:00 | 0.075 | 0 | 0 | 1.527 | 10.548 | 267.9814 | 12 | 17.1793 | 3.6843 | 0 | 0 | 16.5593 | 0.62 | 3.6843 | 0.783 | 65.169 | 20 | 6.6667 | 17.2147 | 18.7417 | 4.1137 | 2.6 | 6.7137 | 0.59553 | 7.3092
2017-02-20 17:00 | 0.081 | 0 | 1.679 | 0 | 10.402 | 269.4253 | 12 | 17.1793 | 3.6843 | 0 | 0 | 10.8208 | 6.3585 | 3.6843 | 0.62567 | 64.925 | 0 | 0 | 10.402 | 10.402 | 4.0568 | 0 | 4.0568 | 0 | 4.0568
2017-02-20 18:00 | 0.031 | 0 | 0 | 0.666 | 11.365 | 269.4253 | 12 | 17.1793 | 3.6843 | 0 | 0 | 10.8313 | 6.348 | 3.6843 | 0.62596 | 64.988 | 0 | 0 | 11.365 | 12.031 | 4.4323 | 0 | 4.4323 | 0.25974 | 4.6921
2017-02-20 19:00 | 0.005 | 0 | 0 | 0 | 12.977 | 269.4253 | 12.972 | 18.5709 | 3.9827 | 0 | 0 | 10.893 | 7.6779 | 3.9827 | 0.60527 | 65.358 | 0 | 0 | 12.977 | 12.977 | 5.061 | 0 | 5.061 | 0 | 5.061
2017-02-20 20:00 | 0 | 4.866 | 0 | 0 | 19.866 | 263.7672 | 15 | 21.4742 | 4.6053 | 0 | 0 | 0 | 21.4742 | 4.6053 | 0.329 | 0 | 0 | 0 | 19.866 | 19.866 | 7.7477 | 0 | 7.7477 | 0 | 7.7477
2017-02-20 21:00 | 0 | 6.032 | 0 | 0 | 21.032 | 256.7532 | 15 | 21.4742 | 4.6053 | 0 | 0 | 0 | 21.4742 | 4.6053 | 0.329 | 0 | 0 | 0 | 21.032 | 21.032 | 8.2025 | 0 | 8.2025 | 0 | 8.2025
2017-02-20 22:00 | 0 | 4.402 | 0 | 0 | 19.402 | 251.6346 | 15 | 21.4742 | 4.6053 | 0 | 0 | 0 | 21.4742 | 4.6053 | 0.329 | 0 | 0 | 0 | 19.402 | 19.402 | 7.5668 | 0 | 7.5668 | 0 | 7.5668
2017-02-20 23:00 | 0 | 1.932 | 0 | 0 | 16.932 | 249.3881 | 15 | 21.4742 | 4.6053 | 0 | 0 | 0 | 21.4742 | 4.6053 | 0.329 | 0 | 0 | 0 | 16.932 | 16.932 | 6.6035 | 0 | 6.6035 | 0 | 6.6035
2017-02-21 | 0 | 0 | 0 | 0 | 14.782 | 249.3881 | 14.782 | 21.1621 | 4.5384 | 0 | 0 | 3.3533 | 17.8087 | 4.5384 | 0.40363 | 0 | 11.77 | 3.9233 | 18.7053 | 18.7053 | 5.765 | 1.5301 | 7.2951 | 0 | 7.2951
2017-02-21 01:00 | 0 | 0 | 0 | 0 | 13.001 | 249.3881 | 13.001 | 18.6124 | 3.9916 | 0 | 0 | 3.1327 | 15.4797 | 3.9916 | 0.40827 | 0 | 10.996 | 3.6653 | 16.6663 | 16.6663 | 5.0704 | 1.4295 | 6.4999 | 0 | 6.4999
2017-02-21 02:00 | 0 | 0 | 0 | 0 | 12.357 | 249.3881 | 12.357 | 17.6904 | 3.7939 | 0 | 0 | 2.9568 | 14.7336 | 3.7939 | 0.40772 | 0 | 10.378 | 3.4593 | 15.8163 | 15.8163 | 4.8192 | 1.3491 | 6.1684 | 0 | 6.1684
2017-02-21 03:00 | 0 | 0 | 0 | 0 | 12.296 | 249.3881 | 12.296 | 17.6031 | 3.7751 | 0 | 0 | 2.7532 | 14.8499 | 3.7751 | 0.40267 | 0 | 9.664 | 3.2213 | 15.5173 | 15.5173 | 4.7954 | 1.2563 | 6.0518 | 0 | 6.0518
2017-02-21 04:00 | 0 | 0 | 0 | 0.642 | 11.358 | 249.3881 | 12 | 17.1793 | 3.6843 | 0 | 0 | 2.6215 | 14.5578 | 3.6843 | 0.40087 | 0 | 9.201 | 3.067 | 14.425 | 15.067 | 4.4296 | 1.1961 | 5.6258 | 0.25038 | 5.8761
2017-02-21 05:00 | 0 | 0 | 0 | 0.924 | 11.076 | 249.3881 | 12 | 17.1793 | 3.6843 | 0 | 0 | 0 | 17.1793 | 3.6843 | 0.329 | 0 | 0 | 0 | 11.076 | 12 | 4.3196 | 0 | 4.3196 | 0.36036 | 4.68
2017-02-21 06:00 | 0 | 0 | 0.986 | 0 | 11.014 | 250.2361 | 12 | 17.1793 | 3.6843 | 0 | 0 | 0 | 17.1793 | 3.6843 | 0.329 | 0 | 0 | 0 | 11.014 | 11.014 | 4.2955 | 0 | 4.2955 | 0 | 4.2955
2017-02-21 07:00 | 0.003 | 0 | 3.398 | 0 | 8.605 | 253.1584 | 12 | 17.1793 | 3.6843 | 0 | 0 | 0 | 17.1793 | 3.6843 | 0.329 | 0 | 0 | 0 | 8.605 | 8.605 | 3.3559 | 0 | 3.3559 | 0 | 3.3559
2017-02-21 08:00 | 0.017 | 0 | 3.801 | 0 | 8.216 | 256.4272 | 12 | 17.1793 | 3.6843 | 0 | 0 | 0 | 17.1793 | 3.6843 | 0.329 | 0 | 0 | 0 | 8.216 | 8.216 | 3.2042 | 0 | 3.2042 | 0 | 3.2042
2017-02-21 09:00 | 0.056 | 0 | 3.138 | 0 | 8.918 | 259.1259 | 12 | 17.1793 | 3.6843 | 0 | 0 | 11.8962 | 5.2832 | 3.6843 | 0.65515 | 71.377 | 0 | 0 | 8.918 | 8.918 | 3.478 | 0 | 3.478 | 0 | 3.478
2017-02-21 10:00 | 0.093 | 0 | 2.89 | 0 | 9.203 | 261.6113 | 12 | 17.1793 | 3.6843 | 0 | 0 | 11.9278 | 5.2515 | 3.6843 | 0.65602 | 71.567 | 0 | 0 | 9.203 | 9.203 | 3.5892 | 0 | 3.5892 | 0 | 3.5892
2017-02-21 11:00 | 0.131 | 0 | 0 | 2.381 | 9.75 | 261.6113 | 12 | 17.1793 | 3.6843 | 0 | 0 | 11.8455 | 5.3338 | 3.6843 | 0.65376 | 71.073 | 0 | 0 | 9.75 | 12.131 | 3.8025 | 0 | 3.8025 | 0.92859 | 4.7311
2017-02-21 12:00 | 0.157 | 0 | 2.07 | 0 | 10.087 | 263.3915 | 12 | 17.1793 | 3.6843 | 0 | 0 | 14.4795 | 2.6998 | 3.6843 | 0.72598 | 69.788 | 9.997 | 3.3323 | 13.4193 | 13.4193 | 3.9339 | 1.2996 | 5.2335 | 0 | 5.2335
2017-02-21 13:00 | 0.139 | 0 | 1.873 | 0 | 10.266 | 265.0023 | 12 | 17.1793 | 3.6843 | 0 | 0 | 15.16 | 2.0193 | 3.6843 | 0.74464 | 68.277 | 13.27 | 4.4233 | 14.6893 | 14.6893 | 4.0037 | 1.7251 | 5.7288 | 0 | 5.7288
2017-02-21 14:00 | 0.114 | 0 | 1.67 | 0 | 10.444 | 266.4385 | 12 | 17.1793 | 3.6843 | 0 | 0 | 4.5627 | 12.6167 | 3.6843 | 0.45409 | 0 | 16.015 | 5.3383 | 15.7823 | 15.7823 | 4.0732 | 2.0819 | 6.1551 | 0 | 6.1551
2017-02-21 15:00 | 0.134 | 0 | 0 | 1.242 | 10.892 | 266.4385 | 12 | 17.1793 | 3.6843 | 0 | 0 | 16.1375 | 1.0418 | 3.6843 | 0.77144 | 66.106 | 17.971 | 5.9903 | 16.8823 | 18.1243 | 4.2479 | 2.3362 | 6.5841 | 0.48438 | 7.0685
2017-02-21 16:00 | 0.119 | 0 | 0 | 1.286 | 10.833 | 266.4385 | 12 | 17.1793 | 3.6843 | 0 | 0 | 16.377 | 0.80233 | 3.6843 | 0.778 | 65.574 | 19.123 | 6.3743 | 17.2073 | 18.4933 | 4.2249 | 2.486 | 6.7109 | 0.50154 | 7.2124
2017-02-21 17:00 | 0.085 | 0 | 1.775 | 0 | 10.31 | 267.965 | 12 | 17.1793 | 3.6843 | 0 | 0 | 10.902 | 6.2773 | 3.6843 | 0.6279 | 65.412 | 0 | 0 | 10.31 | 10.31 | 4.0209 | 0 | 4.0209 | 0 | 4.0209
2017-02-21 18:00 | 0.032 | 0 | 0 | 0.863 | 11.169 | 267.965 | 12 | 17.1793 | 3.6843 | 0 | 0 | 10.928 | 6.2513 | 3.6843 | 0.62861 | 65.568 | 0 | 0 | 11.169 | 12.032 | 4.3559 | 0 | 4.3559 | 0.33657 | 4.6925
2017-02-21 19:00 | 0.003 | 0 | 0 | 0 | 13.105 | 267.965 | 13.102 | 18.757 | 4.0226 | 0 | 0 | 10.9913 | 7.7656 | 4.0226 | 0.605 | 65.948 | 0 | 0 | 13.105 | 13.105 | 5.111 | 0 | 5.111 | 0 | 5.111
2017-02-21 20:00 | 0 | 3.942 | 0 | 0 | 18.942 | 263.3813 | 15 | 21.4742 | 4.6053 | 0 | 0 | 0 | 21.4742 | 4.6053 | 0.329 | 0 | 0 | 0 | 18.942 | 18.942 | 7.3874 | 0 | 7.3874 | 0 | 7.3874
2017-02-21 21:00 | 0 | 5.286 | 0 | 0 | 20.286 | 257.2348 | 15 | 21.4742 | 4.6053 | 0 | 0 | 0 | 21.4742 | 4.6053 | 0.329 | 0 | 0 | 0 | 20.286 | 20.286 | 7.9115 | 0 | 7.9115 | 0 | 7.9115
2017-02-21 22:00 | 0 | 4.193 | 0 | 0 | 19.193 | 252.3592 | 15 | 21.4742 | 4.6053 | 0 | 0 | 0 | 21.4742 | 4.6053 | 0.329 | 0 | 0 | 0 | 19.193 | 19.193 | 7.4853 | 0 | 7.4853 | 0 | 7.4853
2017-02-21 23:00 | 0 | 2.505 | 0 | 0 | 17.505 | 249.4464 | 15 | 21.4742 | 4.6053 | 0 | 0 | 0 | 21.4742 | 4.6053 | 0.329 | 0 | 0 | 0 | 17.505 | 17.505 | 6.827 | 0 | 6.827 | 0 | 6.827
2017-02-22 | 0 | 0 | 0 | 0 | 14.922 | 249.4464 | 14.922 | 21.3625 | 4.5814 | 0 | 0 | 3.38 | 17.9825 | 4.5814 | 0.40352 | 0 | 11.864 | 3.9547 | 18.8767 | 18.8767 | 5.8196 | 1.5423 | 7.3619 | 0 | 7.3619
2017-02-22 01:00 | 0 | 0 | 0 | 0 | 13.753 | 249.4464 | 13.753 | 19.6889 | 4.2225 | 0 | 0 | 3.1948 | 16.4941 | 4.2225 | 0.40543 | 0 | 11.214 | 3.738 | 17.491 | 17.491 | 5.3637 | 1.4578 | 6.8215 | 0 | 6.8215
2017-02-22 02:00 | 0 | 0 | 0 | 0 | 12.652 | 249.4464 | 12.652 | 18.1127 | 3.8844 | 0 | 0 | 3.015 | 15.0977 | 3.8844 | 0.4074 | 0 | 10.583 | 3.5277 | 16.1797 | 16.1797 | 4.9343 | 1.3758 | 6.3101 | 0 | 6.3101
2017-02-22 03:00 | 0 | 0 | 0 | 0 | 12.699 | 249.4464 | 12.699 | 18.18 | 3.8989 | 0 | 0 | 2.9098 | 15.2702 | 3.8989 | 0.40439 | 0 | 10.213 | 3.4043 | 16.1033 | 16.1033 | 4.9526 | 1.3277 | 6.2803 | 0 | 6.2803
2017-02-22 04:00 | 0 | 0 | 0 | 0 | 12.019 | 249.4464 | 12.019 | 17.2065 | 3.6901 | 0 | 0 | 2.7917 | 14.4149 | 3.6901 | 0.40542 | 0 | 9.799 | 3.2663 | 15.2853 | 15.2853 | 4.6874 | 1.2739 | 5.9613 | 0 | 5.9613
2017-02-22 05:00 | 0 | 0 | 0 | 0.248 | 11.752 | 249.4464 | 12 | 17.1793 | 3.6843 | 0 | 0 | 0 | 17.1793 | 3.6843 | 0.329 | 0 | 0 | 0 | 11.752 | 12 | 4.5833 | 0 | 4.5833 | 0.09672 | 4.68
2017-02-22 06:00 | 0 | 0 | 0 | 0.891 | 11.109 | 249.4464 | 12 | 17.1793 | 3.6843 | 0 | 0 | 0 | 17.1793 | 3.6843 | 0.329 | 0 | 0 | 0 | 11.109 | 12 | 4.3325 | 0 | 4.3325 | 0.34749 | 4.68
2017-02-22 07:00 | 0.005 | 0 | 3.169 | 0 | 8.836 | 252.1717 | 12 | 17.1793 | 3.6843 | 0 | 0 | 0 | 17.1793 | 3.6843 | 0.329 | 0 | 0 | 0 | 8.836 | 8.836 | 3.446 | 0 | 3.446 | 0 | 3.446
2017-02-22 08:00 | 0.043 | 0 | 0 | 3.716 | 8.327 | 252.1717 | 12 | 17.1793 | 3.6843 | 0 | 0 | 0 | 17.1793 | 3.6843 | 0.329 | 0 | 0 | 0 | 8.327 | 12.043 | 3.2475 | 0 | 3.2475 | 1.4492 | 4.6968
2017-02-22 09:00 | 0.069 | 0 | 3.323 | 1.7764e-15 | 8.746 | 255.0295 | 12 | 17.1793 | 3.6843 | 0 | 0 | 11.7062 | 5.4732 | 3.6843 | 0.64994 | 70.237 | 0 | 0 | 8.746 | 8.746 | 3.4109 | 0 | 3.4109 | 6.9278e-16 | 3.4109
2017-02-22 10:00 | 0.105 | 0 | 2.78 | 0 | 9.325 | 257.4203 | 12 | 17.1793 | 3.6843 | 0 | 0 | 11.7368 | 5.4425 | 3.6843 | 0.65078 | 70.421 | 0 | 0 | 9.325 | 9.325 | 3.6368 | 0 | 3.6368 | 0 | 3.6368
2017-02-22 11:00 | 0.149 | 0 | 2.152 | 1.7764e-15 | 9.997 | 259.271 | 12 | 17.1793 | 3.6843 | 0 | 0 | 11.6998 | 5.4795 | 3.6843 | 0.64977 | 70.199 | 0 | 0 | 9.997 | 9.997 | 3.8988 | 0 | 3.8988 | 6.9278e-16 | 3.8988
2017-02-22 12:00 | 0.164 | 0 | 1.508 | 0 | 10.656 | 260.5679 | 12 | 17.1793 | 3.6843 | 0 | 0 | 14.5803 | 2.599 | 3.6843 | 0.72874 | 69.564 | 10.482 | 3.494 | 14.15 | 14.15 | 4.1558 | 1.3627 | 5.5185 | 0 | 5.5185
2017-02-22 13:00 | 0.152 | 0 | 0 | 1.322 | 10.83 | 260.5679 | 12 | 17.1793 | 3.6843 | 0 | 0 | 14.9065 | 2.2728 | 3.6843 | 0.73769 | 68.84 | 12.051 | 4.017 | 14.847 | 16.169 | 4.2237 | 1.5666 | 5.7903 | 0.51558 | 6.3059
2017-02-22 14:00 | 0.14 | 0 | 1.557 | 0 | 10.583 | 261.9069 | 12 | 17.1793 | 3.6843 | 0 | 0 | 3.8595 | 13.3198 | 3.6843 | 0.43481 | 0 | 13.547 | 4.5157 | 15.0987 | 15.0987 | 4.1274 | 1.7611 | 5.8885 | 0 | 5.8885
2017-02-22 15:00 | 0.146 | 0 | 0 | 1.123 | 11.023 | 261.9069 | 12 | 17.1793 | 3.6843 | 0 | 0 | 15.5227 | 1.6567 | 3.6843 | 0.75458 | 67.471 | 15.014 | 5.0047 | 16.0277 | 17.1507 | 4.299 | 1.9518 | 6.2508 | 0.43797 | 6.6888
2017-02-22 16:00 | 0.134 | 0 | 0 | 1.234 | 10.9 | 261.9069 | 12 | 17.1793 | 3.6843 | 0 | 0 | 15.7452 | 1.4342 | 3.6843 | 0.76068 | 66.977 | 16.084 | 5.3613 | 16.2613 | 17.4953 | 4.251 | 2.0909 | 6.3419 | 0.48126 | 6.8232
2017-02-22 17:00 | 0.094 | 0 | 0 | 1.133 | 10.961 | 261.9069 | 12 | 17.1793 | 3.6843 | 0 | 0 | 11.1318 | 6.0475 | 3.6843 | 0.6342 | 66.791 | 0 | 0 | 10.961 | 12.094 | 4.2748 | 0 | 4.2748 | 0.44187 | 4.7167
2017-02-22 18:00 | 0.039 | 0 | 0 | 1.202 | 10.837 | 261.9069 | 12 | 17.1793 | 3.6843 | 0 | 0 | 11.1218 | 6.0575 | 3.6843 | 0.63392 | 66.731 | 0 | 0 | 10.837 | 12.039 | 4.2264 | 0 | 4.2264 | 0.46878 | 4.6952
2017-02-22 19:00 | 0.005 | 0 | 0 | 0 | 12.372 | 261.9069 | 12.367 | 17.7047 | 3.7969 | 0 | 0 | 11.1265 | 6.5782 | 3.7969 | 0.625 | 66.759 | 0 | 0 | 12.372 | 12.372 | 4.8251 | 0 | 4.8251 | 0 | 4.8251
2017-02-22 20:00 | 0 | 3.208 | 0 | 0 | 18.208 | 258.1767 | 15 | 21.4742 | 4.6053 | 0 | 0 | 0 | 21.4742 | 4.6053 | 0.329 | 0 | 0 | 0 | 18.208 | 18.208 | 7.1011 | 0 | 7.1011 | 0 | 7.1011
2017-02-22 21:00 | 0 | 4.748 | 0 | 0 | 19.748 | 252.6558 | 15 | 21.4742 | 4.6053 | 0 | 0 | 0 | 21.4742 | 4.6053 | 0.329 | 0 | 0 | 0 | 19.748 | 19.748 | 7.7017 | 0 | 7.7017 | 0 | 7.7017
2017-02-22 22:00 | 0 | 3.969 | 0 | 0 | 18.969 | 248.0406 | 15 | 21.4742 | 4.6053 | 0 | 0 | 0 | 21.4742 | 4.6053 | 0.329 | 0 | 0 | 0 | 18.969 | 18.969 | 7.3979 | 0 | 7.3979 | 0 | 7.3979
2017-02-22 23:00 | 0 | 2.619 | 0 | 0 | 17.619 | 244.9953 | 15 | 21.4742 | 4.6053 | 0 | 0 | 0 | 21.4742 | 4.6053 | 0.329 | 0 | 0 | 0 | 17.619 | 17.619 | 6.8714 | 0 | 6.8714 | 0 | 6.8714
2017-02-23 | 0 | 0.882 | 0 | 0 | 15.882 | 243.9697 | 15 | 21.4742 | 4.6053 | 0 | 0 | 2.9835 | 18.4907 | 4.6053 | 0.39444 | 0 | 10.472 | 3.4907 | 19.3727 | 19.3727 | 6.194 | 1.3614 | 7.5553 | 0 | 7.5553
2017-02-23 01:00 | 0 | 0 | 0 | 0 | 14.377 | 243.9697 | 14.377 | 20.5823 | 4.414 | 0 | 0 | 2.791 | 17.7913 | 4.414 | 0.39287 | 0 | 9.797 | 3.2657 | 17.6427 | 17.6427 | 5.607 | 1.2736 | 6.8806 | 0 | 6.8806
2017-02-23 02:00 | 0 | 0 | 0 | 0 | 12.984 | 243.9697 | 12.984 | 18.588 | 3.9864 | 0 | 0 | 2.6677 | 15.9204 | 3.9864 | 0.3966 | 0 | 9.364 | 3.1213 | 16.1053 | 16.1053 | 5.0638 | 1.2173 | 6.2811 | 0 | 6.2811
2017-02-23 03:00 | 0 | 0 | 0 | 0 | 12.913 | 243.9697 | 12.913 | 18.4864 | 3.9646 | 0 | 0 | 2.544 | 15.9424 | 3.9646 | 0.39382 | 0 | 8.93 | 2.9767 | 15.8897 | 15.8897 | 5.0361 | 1.1609 | 6.197 | 0 | 6.197
2017-02-23 04:00 | 0 | 0 | 0 | 0 | 12.147 | 243.9697 | 12.147 | 17.3898 | 3.7294 | 0 | 0 | 2.38 | 15.0098 | 3.7294 | 0.39346 | 0 | 8.354 | 2.7847 | 14.9317 | 14.9317 | 4.7373 | 1.086 | 5.8233 | 0 | 5.8233
2017-02-23 05:00 | 0 | 0 | 0 | 0 | 12.231 | 243.9697 | 12.231 | 17.51 | 3.7552 | 0 | 0 | 0 | 17.51 | 3.7552 | 0.329 | 0 | 0 | 0 | 12.231 | 12.231 | 4.7701 | 0 | 4.7701 | 0 | 4.7701
2017-02-23 06:00 | 0 | 0 | 0 | 0.329 | 11.671 | 243.9697 | 12 | 17.1793 | 3.6843 | 0 | 0 | 0 | 17.1793 | 3.6843 | 0.329 | 0 | 0 | 0 | 11.671 | 12 | 4.5517 | 0 | 4.5517 | 0.12831 | 4.68
2017-02-23 07:00 | 0.003 | 0 | 2.837 | 0 | 9.166 | 246.4095 | 12 | 17.1793 | 3.6843 | 0 | 0 | 0 | 17.1793 | 3.6843 | 0.329 | 0 | 0 | 0 | 9.166 | 9.166 | 3.5747 | 0 | 3.5747 | 0 | 3.5747
2017-02-23 08:00 | 0.039 | 0 | 3.34 | 1.7764e-15 | 8.699 | 249.2819 | 12 | 17.1793 | 3.6843 | 0 | 0 | 0 | 17.1793 | 3.6843 | 0.329 | 0 | 0 | 0 | 8.699 | 8.699 | 3.3926 | 0 | 3.3926 | 6.9278e-16 | 3.3926
2017-02-23 09:00 | 0.095 | 0 | 3.074 | 0 | 9.021 | 251.9256 | 12 | 17.1793 | 3.6843 | 0 | 0 | 11.9065 | 5.2728 | 3.6843 | 0.65544 | 71.439 | 0 | 0 | 9.021 | 9.021 | 3.5182 | 0 | 3.5182 | 0 | 3.5182
2017-02-23 10:00 | 0.141 | 0 | 2.222 | 0 | 9.919 | 253.8365 | 12 | 17.1793 | 3.6843 | 0 | 0 | 11.9012 | 5.2782 | 3.6843 | 0.65529 | 71.407 | 0 | 0 | 9.919 | 9.919 | 3.8684 | 0 | 3.8684 | 0 | 3.8684
2017-02-23 11:00 | 0.148 | 0 | 1.838 | 0 | 10.31 | 255.4172 | 12 | 17.1793 | 3.6843 | 0 | 0 | 11.8258 | 5.3535 | 3.6843 | 0.65322 | 70.955 | 0 | 0 | 10.31 | 10.31 | 4.0209 | 0 | 4.0209 | 0 | 4.0209
2017-02-23 12:00 | 0.167 | 0 | 1.67 | 0 | 10.497 | 256.8534 | 12 | 17.1793 | 3.6843 | 0 | 0 | 14.4957 | 2.6837 | 3.6843 | 0.72642 | 69.752 | 10.074 | 3.358 | 13.855 | 13.855 | 4.0938 | 1.3096 | 5.4035 | 0 | 5.4035
2017-02-23 13:00 | 0.16 | 0 | 0 | 1.136 | 11.024 | 256.8534 | 12 | 17.1793 | 3.6843 | 0 | 0 | 15.1293 | 2.05 | 3.6843 | 0.7438 | 68.345 | 13.122 | 4.374 | 15.398 | 16.534 | 4.2994 | 1.7059 | 6.0052 | 0.44304 | 6.4483
2017-02-23 14:00 | 0.134 | 0 | 1.463 | 0 | 10.671 | 258.1116 | 12 | 17.1793 | 3.6843 | 0 | 0 | 4.4998 | 12.6795 | 3.6843 | 0.45237 | 0 | 15.794 | 5.2647 | 15.9357 | 15.9357 | 4.1617 | 2.0532 | 6.2149 | 0 | 6.2149
2017-02-23 15:00 | 0.091 | 0 | 0 | 0.99 | 11.101 | 258.1116 | 12 | 17.1793 | 3.6843 | 0 | 0 | 16.0198 | 1.1595 | 3.6843 | 0.76821 | 66.367 | 17.405 | 5.8017 | 16.9027 | 17.8927 | 4.3294 | 2.2626 | 6.592 | 0.3861 | 6.9781
2017-02-23 16:00 | 0.073 | 0 | 0 | 0.592 | 11.481 | 258.1116 | 12 | 17.1793 | 3.6843 | 0 | 0 | 16.1332 | 1.0462 | 3.6843 | 0.77132 | 66.115 | 17.95 | 5.9833 | 17.4643 | 18.0563 | 4.4776 | 2.3335 | 6.8111 | 0.23088 | 7.042
2017-02-23 17:00 | 0.069 | 0 | 0 | 0.987 | 11.082 | 258.1116 | 12 | 17.1793 | 3.6843 | 0 | 0 | 11.049 | 6.1303 | 3.6843 | 0.63193 | 66.294 | 0 | 0 | 11.082 | 12.069 | 4.322 | 0 | 4.322 | 0.38493 | 4.7069
2017-02-23 18:00 | 0.041 | 0 | 0 | 0.603 | 11.438 | 258.1116 | 12 | 17.1793 | 3.6843 | 0 | 0 | 11.0843 | 6.095 | 3.6843 | 0.6329 | 66.506 | 0 | 0 | 11.438 | 12.041 | 4.4608 | 0 | 4.4608 | 0.23517 | 4.696
2017-02-23 19:00 | 0.004 | 0 | 0 | 0 | 12.651 | 258.1116 | 12.647 | 18.1056 | 3.8829 | 0 | 0 | 11.0977 | 7.0079 | 3.8829 | 0.6177 | 66.586 | 0 | 0 | 12.651 | 12.651 | 4.9339 | 0 | 4.9339 | 0 | 4.9339
2017-02-23 20:00 | 0 | 4.069 | 0 | 0 | 19.069 | 253.3802 | 15 | 21.4742 | 4.6053 | 0 | 0 | 0 | 21.4742 | 4.6053 | 0.329 | 0 | 0 | 0 | 19.069 | 19.069 | 7.4369 | 0 | 7.4369 | 0 | 7.4369
2017-02-23 21:00 | 0 | 5.133 | 0 | 0 | 20.133 | 247.4116 | 15 | 21.4742 | 4.6053 | 0 | 0 | 0 | 21.4742 | 4.6053 | 0.329 | 0 | 0 | 0 | 20.133 | 20.133 | 7.8519 | 0 | 7.8519 | 0 | 7.8519
2017-02-23 22:00 | 0 | 4.421 | 0 | 0 | 19.421 | 242.2709 | 15 | 21.4742 | 4.6053 | 0 | 0 | 0 | 21.4742 | 4.6053 | 0.329 | 0 | 0 | 0 | 19.421 | 19.421 | 7.5742 | 0 | 7.5742 | 0 | 7.5742
2017-02-23 23:00 | 0 | 2.049 | 0 | 0 | 17.049 | 239.8883 | 15 | 21.4742 | 4.6053 | 0 | 0 | 0 | 21.4742 | 4.6053 | 0.329 | 0 | 0 | 0 | 17.049 | 17.049 | 6.6491 | 0 | 6.6491 | 0 | 6.6491
2017-02-24 | 0 | 0 | 0 | 0 | 14.72 | 239.8883 | 14.72 | 21.0733 | 4.5194 | 0 | 0 | 3.126 | 17.9473 | 4.5194 | 0.39887 | 0 | 10.972 | 3.6573 | 18.3773 | 18.3773 | 5.7408 | 1.4264 | 7.1672 | 0 | 7.1672
2017-02-24 01:00 | 0 | 0 | 0 | 0 | 13.121 | 239.8883 | 13.121 | 18.7842 | 4.0284 | 0 | 0 | 3.013 | 15.7712 | 4.0284 | 0.40455 | 0 | 10.576 | 3.5253 | 16.6463 | 16.6463 | 5.1172 | 1.3749 | 6.4921 | 0 | 6.4921
2017-02-24 02:00 | 0 | 0 | 0 | 0 | 12.465 | 239.8883 | 12.465 | 17.845 | 3.827 | 0 | 0 | 2.8172 | 15.0279 | 3.827 | 0.40336 | 0 | 9.888 | 3.296 | 15.761 | 15.761 | 4.8613 | 1.2854 | 6.1468 | 0 | 6.1468
2017-02-24 03:00 | 0 | 0 | 0 | 0 | 12.379 | 239.8883 | 12.379 | 17.7219 | 3.8006 | 0 | 0 | 2.6063 | 15.1156 | 3.8006 | 0.39827 | 0 | 9.148 | 3.0493 | 15.4283 | 15.4283 | 4.8278 | 1.1892 | 6.0171 | 0 | 6.0171
2017-02-24 04:00 | 0 | 0 | 0 | 0.412 | 11.588 | 239.8883 | 12 | 17.1793 | 3.6843 | 0 | 0 | 2.4795 | 14.6998 | 3.6843 | 0.39698 | 0 | 8.703 | 2.901 | 14.489 | 14.901 | 4.5193 | 1.1314 | 5.6507 | 0.16068 | 5.8114
2017-02-24 05:00 | 0 | 0 | 0 | 1.276 | 10.724 | 239.8883 | 12 | 17.1793 | 3.6843 | 0 | 0 | 0 | 17.1793 | 3.6843 | 0.329 | 0 | 0 | 0 | 10.724 | 12 | 4.1824 | 0 | 4.1824 | 0.49764 | 4.68
2017-02-24 06:00 | 0 | 0 | 0 | 1.553 | 10.447 | 239.8883 | 12 | 17.1793 | 3.6843 | 0 | 0 | 0 | 17.1793 | 3.6843 | 0.329 | 0 | 0 | 0 | 10.447 | 12 | 4.0743 | 0 | 4.0743 | 0.60567 | 4.68
2017-02-24 07:00 | 0.004 | 0 | 0 | 3.499 | 8.505 | 239.8883 | 12 | 17.1793 | 3.6843 | 0 | 0 | 0 | 17.1793 | 3.6843 | 0.329 | 0 | 0 | 0 | 8.505 | 12.004 | 3.3169 | 0 | 3.3169 | 1.3646 | 4.6816
2017-02-24 08:00 | 0.039 | 0 | 3.911 | 0 | 8.128 | 243.2518 | 12 | 17.1793 | 3.6843 | 0 | 0 | 0 | 17.1793 | 3.6843 | 0.329 | 0 | 0 | 0 | 8.128 | 8.128 | 3.1699 | 0 | 3.1699 | 0 | 3.1699
2017-02-24 09:00 | 0.077 | 0 | 3.494 | 0 | 8.583 | 246.2566 | 12 | 17.1793 | 3.6843 | 0 | 0 | 11.8433 | 5.336 | 3.6843 | 0.6537 | 71.06 | 0 | 0 | 8.583 | 8.583 | 3.3474 | 0 | 3.3474 | 0 | 3.3474
2017-02-24 10:00 | 0.098 | 0 | 2.804 | 0 | 9.294 | 248.668 | 12 | 17.1793 | 3.6843 | 0 | 0 | 11.8742 | 5.3052 | 3.6843 | 0.65455 | 71.245 | 0 | 0 | 9.294 | 9.294 | 3.6247 | 0 | 3.6247 | 0 | 3.6247
2017-02-24 11:00 | 0.149 | 0 | 2.237 | 0 | 9.912 | 250.5919 | 12 | 17.1793 | 3.6843 | 0 | 0 | 11.7877 | 5.3917 | 3.6843 | 0.65218 | 70.726 | 0 | 0 | 9.912 | 9.912 | 3.8657 | 0 | 3.8657 | 0 | 3.8657
2017-02-24 12:00 | 0.169 | 0 | 2.145 | 0 | 10.024 | 252.4366 | 12 | 17.1793 | 3.6843 | 0 | 0 | 14.6962 | 2.4832 | 3.6843 | 0.73192 | 69.307 | 11.039 | 3.6797 | 13.7037 | 13.7037 | 3.9094 | 1.4351 | 5.3444 | 0 | 5.3444
2017-02-24 13:00 | 0.177 | 0 | 1.485 | 0 | 10.692 | 253.7137 | 12 | 17.1793 | 3.6843 | 0 | 0 | 15.3247 | 1.8547 | 3.6843 | 0.74915 | 67.911 | 14.061 | 4.687 | 15.379 | 15.379 | 4.1699 | 1.8279 | 5.9978 | 0 | 5.9978
2017-02-24 14:00 | 0.173 | 0 | 1.603 | 0 | 10.57 | 255.0922 | 12 | 17.1793 | 3.6843 | 0 | 0 | 4.7003 | 12.479 | 3.6843 | 0.45787 | 0 | 16.498 | 5.4993 | 16.0693 | 16.0693 | 4.1223 | 2.1447 | 6.267 | 0 | 6.267
2017-02-24 15:00 | 0.146 | 0 | 0 | 1.264 | 10.882 | 255.0922 | 12 | 17.1793 | 3.6843 | 0 | 0 | 16.2025 | 0.97683 | 3.6843 | 0.77322 | 65.961 | 18.283 | 6.0943 | 16.9763 | 18.2403 | 4.244 | 2.3768 | 6.6208 | 0.49296 | 7.1137
2017-02-24 16:00 | 0.139 | 0 | 0 | 1.133 | 11.006 | 255.0922 | 12 | 17.1793 | 3.6843 | 0 | 0 | 16.3908 | 0.7885 | 3.6843 | 0.77838 | 65.543 | 19.189 | 6.3963 | 17.4023 | 18.5353 | 4.2923 | 2.4946 | 6.7869 | 0.44187 | 7.2288
2017-02-24 17:00 | 0.107 | 0 | 1.561 | 0 | 10.546 | 256.4347 | 12 | 17.1793 | 3.6843 | 0 | 0 | 10.9217 | 6.2577 | 3.6843 | 0.62844 | 65.53 | 0 | 0 | 10.546 | 10.546 | 4.1129 | 0 | 4.1129 | 0 | 4.1129
2017-02-24 18:00 | 0.04 | 0 | 0 | 1.137 | 10.903 | 256.4347 | 12 | 17.1793 | 3.6843 | 0 | 0 | 10.9668 | 6.2125 | 3.6843 | 0.62967 | 65.801 | 0 | 0 | 10.903 | 12.04 | 4.2522 | 0 | 4.2522 | 0.44343 | 4.6956
2017-02-24 19:00 | 0.004 | 0 | 0 | 0 | 12.879 | 256.4347 | 12.875 | 18.432 | 3.9529 | 0 | 0 | 11.0283 | 7.4037 | 3.9529 | 0.61081 | 66.17 | 0 | 0 | 12.879 | 12.879 | 5.0228 | 0 | 5.0228 | 0 | 5.0228
2017-02-24 20:00 | 0 | 3.814 | 0 | 0 | 18.814 | 251.9998 | 15 | 21.4742 | 4.6053 | 0 | 0 | 0 | 21.4742 | 4.6053 | 0.329 | 0 | 0 | 0 | 18.814 | 18.814 | 7.3375 | 0 | 7.3375 | 0 | 7.3375
2017-02-24 21:00 | 0 | 5.735 | 0 | 0 | 20.735 | 245.3312 | 15 | 21.4742 | 4.6053 | 0 | 0 | 0 | 21.4742 | 4.6053 | 0.329 | 0 | 0 | 0 | 20.735 | 20.735 | 8.0867 | 0 | 8.0867 | 0 | 8.0867
2017-02-24 22:00 | 0 | 4.564 | 0 | 0 | 19.564 | 240.0242 | 15 | 21.4742 | 4.6053 | 0 | 0 | 0 | 21.4742 | 4.6053 | 0.329 | 0 | 0 | 0 | 19.564 | 19.564 | 7.63 | 0 | 7.63 | 0 | 7.63
2017-02-24 23:00 | 0 | 2.977 | 0 | 0 | 17.977 | 236.5626 | 15 | 21.4742 | 4.6053 | 0 | 0 | 0 | 21.4742 | 4.6053 | 0.329 | 0 | 0 | 0 | 17.977 | 17.977 | 7.011 | 0 | 7.011 | 0 | 7.011
2017-02-25 | 0 | 0.234 | 0 | 0 | 15.234 | 236.2905 | 15 | 21.4742 | 4.6053 | 0 | 0 | 3.2368 | 18.2373 | 4.6053 | 0.39999 | 0 | 11.361 | 3.787 | 19.021 | 19.021 | 5.9413 | 1.4769 | 7.4182 | 0 | 7.4182
2017-02-25 01:00 | 0 | 0 | 0 | 0 | 13.875 | 236.2905 | 13.875 | 19.8636 | 4.2599 | 0 | 0 | 3.0253 | 16.8383 | 4.2599 | 0.40074 | 0 | 10.619 | 3.5397 | 17.4147 | 17.4147 | 5.4112 | 1.3805 | 6.7917 | 0 | 6.7917
2017-02-25 02:00 | 0 | 0 | 0 | 0 | 12.833 | 236.2905 | 12.833 | 18.3719 | 3.94 | 0 | 0 | 2.7867 | 15.5852 | 3.94 | 0.40044 | 0 | 9.781 | 3.2603 | 16.0933 | 16.0933 | 5.0049 | 1.2715 | 6.2764 | 0 | 6.2764
2017-02-25 03:00 | 0 | 0 | 0 | 0 | 12.109 | 236.2905 | 12.109 | 17.3354 | 3.7177 | 0 | 0 | 2.6097 | 14.7257 | 3.7177 | 0.3999 | 0 | 9.16 | 3.0533 | 15.1623 | 15.1623 | 4.7225 | 1.1908 | 5.9133 | 0 | 5.9133
2017-02-25 04:00 | 0 | 0 | 0 | 0 | 12.574 | 236.2905 | 12.574 | 18.0011 | 3.8605 | 0 | 0 | 2.4775 | 15.5236 | 3.8605 | 0.39382 | 0 | 8.696 | 2.8987 | 15.4727 | 15.4727 | 4.9039 | 1.1305 | 6.0343 | 0 | 6.0343
2017-02-25 05:00 | 0 | 0 | 0 | 0 | 12.123 | 236.2905 | 12.123 | 17.3554 | 3.722 | 0 | 0 | 0 | 17.3554 | 3.722 | 0.329 | 0 | 0 | 0 | 12.123 | 12.123 | 4.728 | 0 | 4.728 | 0 | 4.728
2017-02-25 06:00 | 0 | 0 | 0 | 0.144 | 11.856 | 236.2905 | 12 | 17.1793 | 3.6843 | 0 | 0 | 0 | 17.1793 | 3.6843 | 0.329 | 0 | 0 | 0 | 11.856 | 12 | 4.6238 | 0 | 4.6238 | 0.05616 | 4.68
2017-02-25 07:00 | 0.002 | 0 | 0 | 3.392 | 8.61 | 236.2905 | 12 | 17.1793 | 3.6843 | 0 | 0 | 0 | 17.1793 | 3.6843 | 0.329 | 0 | 0 | 0 | 8.61 | 12.002 | 3.3579 | 0 | 3.3579 | 1.3229 | 4.6808
2017-02-25 08:00 | 0.031 | 0 | 3.797 | 0 | 8.234 | 239.5559 | 12 | 17.1793 | 3.6843 | 0 | 0 | 0 | 17.1793 | 3.6843 | 0.329 | 0 | 0 | 0 | 8.234 | 8.234 | 3.2113 | 0 | 3.2113 | 0 | 3.2113
2017-02-25 09:00 | 0.064 | 0 | 3.035 | 0 | 9.029 | 242.166 | 12 | 17.1793 | 3.6843 | 0 | 0 | 11.8265 | 5.3528 | 3.6843 | 0.65324 | 70.959 | 0 | 0 | 9.029 | 9.029 | 3.5213 | 0 | 3.5213 | 0 | 3.5213
2017-02-25 10:00 | 0.092 | 0 | 2.845 | 0 | 9.247 | 244.6127 | 12 | 17.1793 | 3.6843 | 0 | 0 | 11.819 | 5.3603 | 3.6843 | 0.65304 | 70.914 | 0 | 0 | 9.247 | 9.247 | 3.6063 | 0 | 3.6063 | 0 | 3.6063
2017-02-25 11:00 | 0.112 | 0 | 2.631 | 0 | 9.481 | 246.8754 | 12 | 17.1793 | 3.6843 | 0 | 0 | 11.7698 | 5.4095 | 3.6843 | 0.65169 | 70.619 | 0 | 0 | 9.481 | 9.481 | 3.6976 | 0 | 3.6976 | 0 | 3.6976
2017-02-25 12:00 | 0.139 | 0 | 2.646 | 0 | 9.493 | 249.151 | 12 | 17.1793 | 3.6843 | 0 | 0 | 14.3627 | 2.8167 | 3.6843 | 0.72278 | 70.048 | 9.435 | 3.145 | 12.638 | 12.638 | 3.7023 | 1.2266 | 4.9288 | 0 | 4.9288
2017-02-25 13:00 | 0.131 | 0 | 2.038 | 0 | 10.093 | 250.9036 | 12 | 17.1793 | 3.6843 | 0 | 0 | 14.5952 | 2.5842 | 3.6843 | 0.72915 | 69.531 | 10.554 | 3.518 | 13.611 | 13.611 | 3.9363 | 1.372 | 5.3083 | 0 | 5.3083
2017-02-25 14:00 | 0.116 | 0 | 2.039 | 1.7764e-15 | 10.077 | 252.6572 | 12 | 17.1793 | 3.6843 | 0 | 0 | 3.445 | 13.7343 | 3.6843 | 0.42345 | 0 | 12.092 | 4.0307 | 14.1077 | 14.1077 | 3.93 | 1.572 | 5.502 | 6.9278e-16 | 5.502
2017-02-25 15:00 | 0.096 | 0 | 1.97 | 0 | 10.126 | 254.3514 | 12 | 17.1793 | 3.6843 | 0 | 0 | 15.2183 | 1.961 | 3.6843 | 0.74624 | 68.147 | 13.55 | 4.5167 | 14.6427 | 14.6427 | 3.9491 | 1.7615 | 5.7106 | 0 | 5.7106
2017-02-25 16:00 | 0.124 | 0 | 2.117 | 0 | 10.007 | 256.172 | 12 | 17.1793 | 3.6843 | 0 | 0 | 15.4243 | 1.755 | 3.6843 | 0.75188 | 67.69 | 14.541 | 4.847 | 14.854 | 14.854 | 3.9027 | 1.8903 | 5.7931 | 0 | 5.7931
2017-02-25 17:00 | 0.053 | 0 | 2.283 | 1.7764e-15 | 9.77 | 258.1354 | 12 | 17.1793 | 3.6843 | 0 | 0 | 11.2202 | 5.9592 | 3.6843 | 0.63662 | 67.321 | 0 | 0 | 9.77 | 9.77 | 3.8103 | 0 | 3.8103 | 6.9278e-16 | 3.8103
2017-02-25 18:00 | 0.01 | 0 | 1.885 | 0 | 10.125 | 259.7565 | 12 | 17.1793 | 3.6843 | 0 | 0 | 11.1645 | 6.0148 | 3.6843 | 0.63509 | 66.987 | 0 | 0 | 10.125 | 10.125 | 3.9487 | 0 | 3.9487 | 0 | 3.9487
2017-02-25 19:00 | 0.003 | 0 | 0 | 0.19 | 11.813 | 259.7565 | 12 | 17.1793 | 3.6843 | 0 | 0 | 11.1367 | 6.0427 | 3.6843 | 0.63433 | 66.82 | 0 | 0 | 11.813 | 12.003 | 4.6071 | 0 | 4.6071 | 0.0741 | 4.6812
2017-02-25 20:00 | 0 | 4.678 | 0 | 0 | 19.678 | 254.3169 | 15 | 21.4742 | 4.6053 | 0 | 0 | 0 | 21.4742 | 4.6053 | 0.329 | 0 | 0 | 0 | 19.678 | 19.678 | 7.6744 | 0 | 7.6744 | 0 | 7.6744
2017-02-25 21:00 | 0 | 0 | 0 | 5.847 | 21.153 | 254.3169 | 27 | 38.6535 | 8.2896 | 0 | 0 | 0 | 38.6535 | 8.2896 | 0.329 | 0 | 0 | 0 | 21.153 | 27 | 8.2497 | 0 | 8.2497 | 2.2803 | 10.53
2017-02-25 22:00 | 0 | 5.205 | 0 | 0 | 20.205 | 248.2646 | 15 | 21.4742 | 4.6053 | 0 | 0 | 0 | 21.4742 | 4.6053 | 0.329 | 0 | 0 | 0 | 20.205 | 20.205 | 7.88 | 0 | 7.88 | 0 | 7.88
2017-02-25 23:00 | 0 | 3.557 | 0 | 0 | 18.557 | 244.1286 | 15 | 21.4742 | 4.6053 | 0 | 0 | 0 | 21.4742 | 4.6053 | 0.329 | 0 | 0 | 0 | 18.557 | 18.557 | 7.2372 | 0 | 7.2372 | 0 | 7.2372
2017-02-26 | 0 | 1.311 | 0 | 0 | 16.311 | 242.6041 | 15 | 21.4742 | 4.6053 | 0 | 0 | 3.019 | 18.4552 | 4.6053 | 0.39522 | 0 | 10.597 | 3.5323 | 19.8433 | 19.8433 | 6.3613 | 1.3776 | 7.7389 | 0 | 7.7389
2017-02-26 01:00 | 0 | 0 | 0 | 0 | 14.275 | 242.6041 | 14.275 | 20.4362 | 4.3827 | 0 | 0 | 2.849 | 17.5872 | 4.3827 | 0.39466 | 0 | 10 | 3.3333 | 17.6083 | 17.6083 | 5.5672 | 1.3 | 6.8673 | 0 | 6.8673
2017-02-26 02:00 | 0 | 0 | 0 | 0 | 12.615 | 242.6041 | 12.615 | 18.0598 | 3.8731 | 0 | 0 | 2.7085 | 15.3513 | 3.8731 | 0.39964 | 0 | 9.507 | 3.169 | 15.784 | 15.784 | 4.9199 | 1.2359 | 6.1558 | 0 | 6.1558
2017-02-26 03:00 | 0 | 0 | 0 | 0 | 12.033 | 242.6041 | 12.033 | 17.2266 | 3.6944 | 0 | 0 | 2.5383 | 14.6882 | 3.6944 | 0.3984 | 0 | 8.909 | 2.9697 | 15.0027 | 15.0027 | 4.6929 | 1.1582 | 5.851 | 0 | 5.851
2017-02-26 04:00 | 0 | 0 | 0 | 0.468 | 11.532 | 242.6041 | 12 | 17.1793 | 3.6843 | 0 | 0 | 2.353 | 14.8263 | 3.6843 | 0.39351 | 0 | 8.259 | 2.753 | 14.285 | 14.753 | 4.4975 | 1.0737 | 5.5712 | 0.18252 | 5.7537
2017-02-26 05:00 | 0 | 0 | 0 | 0.31 | 11.69 | 242.6041 | 12 | 17.1793 | 3.6843 | 0 | 0 | 0 | 17.1793 | 3.6843 | 0.329 | 0 | 0 | 0 | 11.69 | 12 | 4.5591 | 0 | 4.5591 | 0.1209 | 4.68
2017-02-26 06:00 | 0 | 0 | 0 | 0.506 | 11.494 | 242.6041 | 12 | 17.1793 | 3.6843 | 0 | 0 | 0 | 17.1793 | 3.6843 | 0.329 | 0 | 0 | 0 | 11.494 | 12 | 4.4827 | 0 | 4.4827 | 0.19734 | 4.68
2017-02-26 07:00 | 0.002 | 0 | 3.123 | 0 | 8.879 | 245.2899 | 12 | 17.1793 | 3.6843 | 0 | 0 | 0 | 17.1793 | 3.6843 | 0.329 | 0 | 0 | 0 | 8.879 | 8.879 | 3.4628 | 0 | 3.4628 | 0 | 3.4628
2017-02-26 08:00 | 0.022 | 0 | 0 | 3.712 | 8.31 | 245.2899 | 12 | 17.1793 | 3.6843 | 0 | 0 | 0 | 17.1793 | 3.6843 | 0.329 | 0 | 0 | 0 | 8.31 | 12.022 | 3.2409 | 0 | 3.2409 | 1.4477 | 4.6886
2017-02-26 09:00 | 0.052 | 0 | 2.637 | 0 | 9.415 | 247.5577 | 12 | 17.1793 | 3.6843 | 0 | 0 | 11.8622 | 5.3172 | 3.6843 | 0.65422 | 71.173 | 0 | 0 | 9.415 | 9.415 | 3.6719 | 0 | 3.6719 | 0 | 3.6719
2017-02-26 10:00 | 0.071 | 0 | 2.039 | 1.7764e-15 | 10.032 | 249.3113 | 12 | 17.1793 | 3.6843 | 0 | 0 | 11.8625 | 5.3168 | 3.6843 | 0.65423 | 71.175 | 0 | 0 | 10.032 | 10.032 | 3.9125 | 0 | 3.9125 | 6.9278e-16 | 3.9125
2017-02-26 11:00 | 0.097 | 0 | 0 | 1.383 | 10.714 | 249.3113 | 12 | 17.1793 | 3.6843 | 0 | 0 | 11.7845 | 5.3948 | 3.6843 | 0.65209 | 70.707 | 0 | 0 | 10.714 | 12.097 | 4.1785 | 0 | 4.1785 | 0.53937 | 4.7178
2017-02-26 12:00 | 0.104 | 0 | 1.573 | 0 | 10.531 | 250.6641 | 12 | 17.1793 | 3.6843 | 0 | 0 | 14.5905 | 2.5888 | 3.6843 | 0.72902 | 69.542 | 10.53 | 3.51 | 14.041 | 14.041 | 4.1071 | 1.3689 | 5.476 | 0 | 5.476
2017-02-26 13:00 | 0.087 | 0 | 1.442 | 0 | 10.645 | 251.9042 | 12 | 17.1793 | 3.6843 | 0 | 0 | 15.1373 | 2.042 | 3.6843 | 0.74402 | 68.327 | 13.16 | 4.3867 | 15.0317 | 15.0317 | 4.1516 | 1.7108 | 5.8624 | 0 | 5.8624
2017-02-26 14:00 | 0.063 | 0 | 2.272 | 0 | 9.791 | 253.8581 | 12 | 17.1793 | 3.6843 | 0 | 0 | 4.3297 | 12.8497 | 3.6843 | 0.44771 | 0 | 15.197 | 5.0657 | 14.8567 | 14.8567 | 3.8185 | 1.9756 | 5.7941 | 0 | 5.7941
2017-02-26 15:00 | 0.041 | 0 | 1.641 | 1.7764e-15 | 10.4 | 255.2694 | 12 | 17.1793 | 3.6843 | 0 | 0 | 15.8823 | 1.297 | 3.6843 | 0.76444 | 66.672 | 16.744 | 5.5813 | 15.9813 | 15.9813 | 4.056 | 2.1767 | 6.2327 | 6.9278e-16 | 6.2327
2017-02-26 16:00 | 0.047 | 0 | 1.505 | 0 | 10.542 | 256.5637 | 12 | 17.1793 | 3.6843 | 0 | 0 | 16.0927 | 1.0867 | 3.6843 | 0.77021 | 66.205 | 17.756 | 5.9187 | 16.4607 | 16.4607 | 4.1114 | 2.3083 | 6.4197 | 0 | 6.4197
2017-02-26 17:00 | 0.034 | 0 | 2.271 | 1.7764e-15 | 9.763 | 258.5167 | 12 | 17.1793 | 3.6843 | 0 | 0 | 11.001 | 6.1783 | 3.6843 | 0.63061 | 66.006 | 0 | 0 | 9.763 | 9.763 | 3.8076 | 0 | 3.8076 | 6.9278e-16 | 3.8076
2017-02-26 18:00 | 0.011 | 0 | 1.656 | 0 | 10.355 | 259.9409 | 12 | 17.1793 | 3.6843 | 0 | 0 | 11.0225 | 6.1568 | 3.6843 | 0.6312 | 66.135 | 0 | 0 | 10.355 | 10.355 | 4.0385 | 0 | 4.0385 | 0 | 4.0385
2017-02-26 19:00 | 0.002 | 0 | 0 | 0 | 12.036 | 259.9409 | 12.034 | 17.228 | 3.6947 | 0 | 0 | 11.1013 | 6.1267 | 3.6947 | 0.6325 | 66.608 | 0 | 0 | 12.036 | 12.036 | 4.694 | 0 | 4.694 | 0 | 4.694
2017-02-26 20:00 | 0 | 3.922 | 0 | 0 | 18.922 | 255.3804 | 15 | 21.4742 | 4.6053 | 0 | 0 | 0 | 21.4742 | 4.6053 | 0.329 | 0 | 0 | 0 | 18.922 | 18.922 | 7.3796 | 0 | 7.3796 | 0 | 7.3796
2017-02-26 21:00 | 0 | 4.902 | 0 | 0 | 19.902 | 249.6804 | 15 | 21.4742 | 4.6053 | 0 | 0 | 0 | 21.4742 | 4.6053 | 0.329 | 0 | 0 | 0 | 19.902 | 19.902 | 7.7618 | 0 | 7.7618 | 0 | 7.7618
2017-02-26 22:00 | 0 | 4.336 | 0 | 0 | 19.336 | 244.6386 | 15 | 21.4742 | 4.6053 | 0 | 0 | 0 | 21.4742 | 4.6053 | 0.329 | 0 | 0 | 0 | 19.336 | 19.336 | 7.541 | 0 | 7.541 | 0 | 7.541
2017-02-26 23:00 | 0 | 3.217 | 0 | 0 | 18.217 | 240.8979 | 15 | 21.4742 | 4.6053 | 0 | 0 | 0 | 21.4742 | 4.6053 | 0.329 | 0 | 0 | 0 | 18.217 | 18.217 | 7.1046 | 0 | 7.1046 | 0 | 7.1046
2017-02-27 | 0 | 1.055 | 0 | 0 | 16.055 | 239.6711 | 15 | 21.4742 | 4.6053 | 0 | 0 | 2.6238 | 18.8503 | 4.6053 | 0.38655 | 0 | 9.21 | 3.07 | 19.125 | 19.125 | 6.2614 | 1.1973 | 7.4588 | 0 | 7.4588
2017-02-27 01:00 | 0 | 0 | 0 | 0 | 14.375 | 239.6711 | 14.375 | 20.5794 | 4.4134 | 0 | 0 | 2.4603 | 18.1191 | 4.4134 | 0.38531 | 0 | 8.636 | 2.8787 | 17.2537 | 17.2537 | 5.6063 | 1.1227 | 6.7289 | 0 | 6.7289
2017-02-27 02:00 | 0 | 0 | 0 | 0 | 12.836 | 239.6711 | 12.836 | 18.3762 | 3.9409 | 0 | 0 | 2.3402 | 16.036 | 3.9409 | 0.38898 | 0 | 8.214 | 2.738 | 15.574 | 15.574 | 5.006 | 1.0678 | 6.0739 | 0 | 6.0739
2017-02-27 03:00 | 0 | 0 | 0 | 0 | 12.175 | 239.6711 | 12.175 | 17.4299 | 3.738 | 0 | 0 | 2.3777 | 15.0522 | 3.738 | 0.39325 | 0 | 8.346 | 2.782 | 14.957 | 14.957 | 4.7483 | 1.085 | 5.8332 | 0 | 5.8332
2017-02-27 04:00 | 0 | 0 | 0 | 0.149 | 11.851 | 239.6711 | 12 | 17.1793 | 3.6843 | 0 | 0 | 2.3505 | 14.8288 | 3.6843 | 0.39344 | 0 | 8.25 | 2.75 | 14.601 | 14.75 | 4.6219 | 1.0725 | 5.6944 | 0.05811 | 5.7525
2017-02-27 05:00 | 0 | 0 | 0 | 0.156 | 11.844 | 239.6711 | 12 | 17.1793 | 3.6843 | 0 | 0 | 0 | 17.1793 | 3.6843 | 0.329 | 0 | 0 | 0 | 11.844 | 12 | 4.6192 | 0 | 4.6192 | 0.06084 | 4.68
2017-02-27 06:00 | 0 | 0 | 0 | 0.458 | 11.542 | 239.6711 | 12 | 17.1793 | 3.6843 | 0 | 0 | 0 | 17.1793 | 3.6843 | 0.329 | 0 | 0 | 0 | 11.542 | 12 | 4.5014 | 0 | 4.5014 | 0.17862 | 4.68
2017-02-27 07:00 | 0.002 | 0 | 3.099 | 0 | 8.903 | 242.3363 | 12 | 17.1793 | 3.6843 | 0 | 0 | 0 | 17.1793 | 3.6843 | 0.329 | 0 | 0 | 0 | 8.903 | 8.903 | 3.4722 | 0 | 3.4722 | 0 | 3.4722
2017-02-27 08:00 | 0.017 | 0 | 0 | 3.529 | 8.488 | 242.3363 | 12 | 17.1793 | 3.6843 | 0 | 0 | 0 | 17.1793 | 3.6843 | 0.329 | 0 | 0 | 0 | 8.488 | 12.017 | 3.3103 | 0 | 3.3103 | 1.3763 | 4.6866
2017-02-27 09:00 | 0.045 | 0 | 0 | 2.69 | 9.355 | 242.3363 | 12 | 17.1793 | 3.6843 | 0 | 0 | 11.8187 | 5.3607 | 3.6843 | 0.65303 | 70.912 | 0 | 0 | 9.355 | 12.045 | 3.6484 | 0 | 3.6484 | 1.0491 | 4.6975
2017-02-27 10:00 | 0.064 | 0 | 2.472 | 0 | 9.592 | 244.4622 | 12 | 17.1793 | 3.6843 | 0 | 0 | 11.8168 | 5.3625 | 3.6843 | 0.65298 | 70.901 | 0 | 0 | 9.592 | 9.592 | 3.7409 | 0 | 3.7409 | 0 | 3.7409
2017-02-27 11:00 | 0.102 | 0 | 2.197 | 0 | 9.905 | 246.3516 | 12 | 17.1793 | 3.6843 | 0 | 0 | 11.7625 | 5.4168 | 3.6843 | 0.65149 | 70.575 | 0 | 0 | 9.905 | 9.905 | 3.863 | 0 | 3.863 | 0 | 3.863
2017-02-27 12:00 | 0.111 | 0 | 1.683 | 0 | 10.428 | 247.799 | 12 | 17.1793 | 3.6843 | 0 | 0 | 14.5407 | 2.6387 | 3.6843 | 0.72766 | 69.652 | 10.291 | 3.4303 | 13.8583 | 13.8583 | 4.0669 | 1.3378 | 5.4048 | 0 | 5.4048
2017-02-27 13:00 | 0.119 | 0 | 1.533 | 1.7764e-15 | 10.586 | 249.1174 | 12 | 17.1793 | 3.6843 | 0 | 0 | 15.1003 | 2.079 | 3.6843 | 0.743 | 68.409 | 12.983 | 4.3277 | 14.9137 | 14.9137 | 4.1285 | 1.6878 | 5.8163 | 6.9278e-16 | 5.8163
2017-02-27 14:00 | 0.119 | 0 | 0 | 1.851 | 10.268 | 249.1174 | 12 | 17.1793 | 3.6843 | 0 | 0 | 4.2767 | 12.9027 | 3.6843 | 0.44625 | 0 | 15.011 | 5.0037 | 15.2717 | 17.1227 | 4.0045 | 1.9514 | 5.956 | 0.72189 | 6.6778
2017-02-27 15:00 | 0.119 | 0 | 1.734 | 0 | 10.385 | 250.6086 | 12 | 17.1793 | 3.6843 | 0 | 0 | 15.8577 | 1.3217 | 3.6843 | 0.76376 | 66.727 | 16.625 | 5.5417 | 15.9267 | 15.9267 | 4.0502 | 2.1612 | 6.2114 | 0 | 6.2114
2017-02-27 16:00 | 0.054 | 0 | 1.83 | 1.7764e-15 | 10.224 | 252.1824 | 12 | 17.1793 | 3.6843 | 0 | 0 | 16.0763 | 1.103 | 3.6843 | 0.76976 | 66.241 | 17.677 | 5.8923 | 16.1163 | 16.1163 | 3.9874 | 2.298 | 6.2854 | 6.9278e-16 | 6.2854
2017-02-27 17:00 | 0.05 | 0 | 2.108 | 0 | 9.942 | 253.9953 | 12 | 17.1793 | 3.6843 | 0 | 0 | 11.0015 | 6.1778 | 3.6843 | 0.63062 | 66.009 | 0 | 0 | 9.942 | 9.942 | 3.8774 | 0 | 3.8774 | 0 | 3.8774
2017-02-27 18:00 | 0.019 | 0 | 0 | 1.846 | 10.173 | 253.9953 | 12 | 17.1793 | 3.6843 | 0 | 0 | 11.0188 | 6.1605 | 3.6843 | 0.6311 | 66.113 | 0 | 0 | 10.173 | 12.019 | 3.9675 | 0 | 3.9675 | 0.71994 | 4.6874
2017-02-27 19:00 | 0.001 | 0 | 0 | 0.145 | 11.856 | 253.9953 | 12 | 17.1793 | 3.6843 | 0 | 0 | 11.0935 | 6.0858 | 3.6843 | 0.63315 | 66.561 | 0 | 0 | 11.856 | 12.001 | 4.6238 | 0 | 4.6238 | 0.05655 | 4.6804
2017-02-27 20:00 | 0 | 3.286 | 0 | 0 | 18.286 | 250.1744 | 15 | 21.4742 | 4.6053 | 0 | 0 | 0 | 21.4742 | 4.6053 | 0.329 | 0 | 0 | 0 | 18.286 | 18.286 | 7.1315 | 0 | 7.1315 | 0 | 7.1315
2017-02-27 21:00 | 0 | 5.285 | 0 | 0 | 20.285 | 244.029 | 15 | 21.4742 | 4.6053 | 0 | 0 | 0 | 21.4742 | 4.6053 | 0.329 | 0 | 0 | 0 | 20.285 | 20.285 | 7.9112 | 0 | 7.9112 | 0 | 7.9112
2017-02-27 22:00 | 0 | 4.364 | 0 | 0 | 19.364 | 238.9546 | 15 | 21.4742 | 4.6053 | 0 | 0 | 0 | 21.4742 | 4.6053 | 0.329 | 0 | 0 | 0 | 19.364 | 19.364 | 7.552 | 0 | 7.552 | 0 | 7.552
2017-02-27 23:00 | 0 | 3.142 | 0 | 0 | 18.142 | 235.3011 | 15 | 21.4742 | 4.6053 | 0 | 0 | 0 | 21.4742 | 4.6053 | 0.329 | 0 | 0 | 0 | 18.142 | 18.142 | 7.0754 | 0 | 7.0754 | 0 | 7.0754
2017-02-28 | 0 | 0.584 | 0 | 0 | 15.584 | 234.622 | 15 | 21.4742 | 4.6053 | 0 | 0 | 3.2093 | 18.2648 | 4.6053 | 0.39939 | 0 | 11.264 | 3.7547 | 19.3387 | 19.3387 | 6.0778 | 1.4643 | 7.5421 | 0 | 7.5421
2017-02-28 01:00 | 0 | 0 | 0 | 0 | 13.461 | 234.622 | 13.461 | 19.2709 | 4.1328 | 0 | 0 | 3.1847 | 16.0862 | 4.1328 | 0.40684 | 0 | 11.178 | 3.726 | 17.187 | 17.187 | 5.2498 | 1.4531 | 6.7029 | 0 | 6.7029
2017-02-28 02:00 | 0 | 0 | 0 | 0 | 12.369 | 234.622 | 12.369 | 17.7076 | 3.7975 | 0 | 0 | 3.1227 | 14.5849 | 3.7975 | 0.41206 | 0 | 10.96 | 3.6533 | 16.0223 | 16.0223 | 4.8239 | 1.4248 | 6.2487 | 0 | 6.2487
2017-02-28 03:00 | 0 | 0 | 0 | 0.438 | 11.562 | 234.622 | 12 | 17.1793 | 3.6843 | 0 | 0 | 2.9978 | 14.1815 | 3.6843 | 0.41119 | 0 | 10.522 | 3.5073 | 15.0693 | 15.5073 | 4.5092 | 1.3679 | 5.877 | 0.17082 | 6.0479
2017-02-28 04:00 | 0 | 0 | 0 | 0.651 | 11.349 | 234.622 | 12 | 17.1793 | 3.6843 | 0 | 0 | 2.8533 | 14.326 | 3.6843 | 0.40723 | 0 | 10.015 | 3.3383 | 14.6873 | 15.3383 | 4.4261 | 1.3019 | 5.7281 | 0.25389 | 5.982
2017-02-28 05:00 | 0 | 0 | 0 | 1.152 | 10.848 | 234.622 | 12 | 17.1793 | 3.6843 | 0 | 0 | 0 | 17.1793 | 3.6843 | 0.329 | 0 | 0 | 0 | 10.848 | 12 | 4.2307 | 0 | 4.2307 | 0.44928 | 4.68
2017-02-28 06:00 | 0 | 0 | 1.168 | 0 | 10.832 | 235.6265 | 12 | 17.1793 | 3.6843 | 0 | 0 | 0 | 17.1793 | 3.6843 | 0.329 | 0 | 0 | 0 | 10.832 | 10.832 | 4.2245 | 0 | 4.2245 | 0 | 4.2245
2017-02-28 07:00 | 0.004 | 0 | 2.929 | 0 | 9.075 | 238.1454 | 12 | 17.1793 | 3.6843 | 0 | 0 | 0 | 17.1793 | 3.6843 | 0.329 | 0 | 0 | 0 | 9.075 | 9.075 | 3.5393 | 0 | 3.5393 | 0 | 3.5393
2017-02-28 08:00 | 0.022 | 0 | 0 | 3.456 | 8.566 | 238.1454 | 12 | 17.1793 | 3.6843 | 0 | 0 | 0 | 17.1793 | 3.6843 | 0.329 | 0 | 0 | 0 | 8.566 | 12.022 | 3.3407 | 0 | 3.3407 | 1.3478 | 4.6886
2017-02-28 09:00 | 0.088 | 0 | 3.241 | 0 | 8.847 | 240.9327 | 12 | 17.1793 | 3.6843 | 0 | 0 | 11.9052 | 5.2742 | 3.6843 | 0.6554 | 71.431 | 0 | 0 | 8.847 | 8.847 | 3.4503 | 0 | 3.4503 | 0 | 3.4503
2017-02-28 10:00 | 0.095 | 0 | 3.161 | 0 | 8.934 | 243.6512 | 12 | 17.1793 | 3.6843 | 0 | 0 | 11.9273 | 5.252 | 3.6843 | 0.65601 | 71.564 | 0 | 0 | 8.934 | 8.934 | 3.4843 | 0 | 3.4843 | 0 | 3.4843
2017-02-28 11:00 | 0.122 | 0 | 2.29 | 0 | 9.832 | 245.6206 | 12 | 17.1793 | 3.6843 | 0 | 0 | 11.8823 | 5.297 | 3.6843 | 0.65477 | 71.294 | 0 | 0 | 9.832 | 9.832 | 3.8345 | 0 | 3.8345 | 0 | 3.8345
2017-02-28 12:00 | 0.141 | 0 | 1.862 | 1.7764e-15 | 10.279 | 247.2219 | 12 | 17.1793 | 3.6843 | 0 | 0 | 14.3817 | 2.7977 | 3.6843 | 0.7233 | 70.005 | 9.527 | 3.1757 | 13.4547 | 13.4547 | 4.0088 | 1.2385 | 5.2473 | 6.9278e-16 | 5.2473
2017-02-28 13:00 | 0.12 | 0 | 1.547 | 0 | 10.573 | 248.5523 | 12 | 17.1793 | 3.6843 | 0 | 0 | 15.1232 | 2.0562 | 3.6843 | 0.74363 | 68.358 | 13.093 | 4.3643 | 14.9373 | 14.9373 | 4.1235 | 1.7021 | 5.8256 | 0 | 5.8256
2017-02-28 14:00 | 0.109 | 0 | 1.705 | 0 | 10.404 | 250.0186 | 12 | 17.1793 | 3.6843 | 0 | 0 | 4.5003 | 12.679 | 3.6843 | 0.45238 | 0 | 15.796 | 5.2653 | 15.6693 | 15.6693 | 4.0576 | 2.0535 | 6.111 | 0 | 6.111
2017-02-28 15:00 | 0.105 | 0 | 0 | 1.182 | 10.923 | 250.0186 | 12 | 17.1793 | 3.6843 | 0 | 0 | 16.0602 | 1.1192 | 3.6843 | 0.76932 | 66.278 | 17.598 | 5.866 | 16.789 | 17.971 | 4.26 | 2.2877 | 6.5477 | 0.46098 | 7.0087
2017-02-28 16:00 | 0.088 | 0 | 0 | 1.114 | 10.974 | 250.0186 | 12 | 17.1793 | 3.6843 | 0 | 0 | 16.3243 | 0.855 | 3.6843 | 0.77656 | 65.691 | 18.869 | 6.2897 | 17.2637 | 18.3777 | 4.2799 | 2.453 | 6.7328 | 0.43446 | 7.1673
2017-02-28 17:00 | 0.063 | 0 | 0 | 1.18 | 10.883 | 250.0186 | 12 | 17.1793 | 3.6843 | 0 | 0 | 10.8925 | 6.2868 | 3.6843 | 0.62764 | 65.355 | 0 | 0 | 10.883 | 12.063 | 4.2444 | 0 | 4.2444 | 0.4602 | 4.7046
2017-02-28 18:00 | 0.026 | 0 | 0 | 1.07 | 10.956 | 250.0186 | 12 | 17.1793 | 3.6843 | 0 | 0 | 10.882 | 6.2973 | 3.6843 | 0.62735 | 65.292 | 0 | 0 | 10.956 | 12.026 | 4.2728 | 0 | 4.2728 | 0.4173 | 4.6901
2017-02-28 19:00 | 0.005 | 0 | 0 | 0 | 12.353 | 250.0186 | 12.348 | 17.6775 | 3.7911 | 0 | 0 | 10.9575 | 6.72 | 3.7911 | 0.62095 | 65.745 | 0 | 0 | 12.353 | 12.353 | 4.8177 | 0 | 4.8177 | 0 | 4.8177
2017-02-28 20:00 | 0 | 3.64 | 0 | 0 | 18.64 | 245.786 | 15 | 21.4742 | 4.6053 | 0 | 0 | 0 | 21.4742 | 4.6053 | 0.329 | 0 | 0 | 0 | 18.64 | 18.64 | 7.2696 | 0 | 7.2696 | 0 | 7.2696
2017-02-28 21:00 | 0 | 5.149 | 0 | 0 | 20.149 | 239.7988 | 15 | 21.4742 | 4.6053 | 0 | 0 | 0 | 21.4742 | 4.6053 | 0.329 | 0 | 0 | 0 | 20.149 | 20.149 | 7.8581 | 0 | 7.8581 | 0 | 7.8581
2017-02-28 22:00 | 0 | 4.435 | 0 | 0 | 19.435 | 234.6419 | 15 | 21.4742 | 4.6053 | 0 | 0 | 0 | 21.4742 | 4.6053 | 0.329 | 0 | 0 | 0 | 19.435 | 19.435 | 7.5796 | 0 | 7.5796 | 0 | 7.5796
2017-02-28 23:00 | 0 | 2.272 | 0 | 0 | 17.272 | 232 | 15 | 21.4742 | 4.6053 | 0 | 0 | 0 | 21.4742 | 4.6053 | 0.329 | 0 | 0 | 0 | 17.272 | 17.272 | 6.7361 | 0 | 6.7361 | 0 | 6.7361
2017-03-01 | 0 | 0 | 0 | 0 | 14.839 | 232 | 14.839 | 21.2437 | 4.5559 | 0 | 0 | 3.2592 | 17.9845 | 4.5559 | 0.40126 | 0 | 11.44 | 3.8133 | 18.6523 | 18.6523 | 5.7872 | 1.4872 | 7.2744 | 0 | 7.2744
2017-03-01 01:00 | 0 | 0 | 0 | 0 | 12.27 | 232 | 12.27 | 17.5659 | 3.7672 | 0 | 0 | 3.1023 | 14.4635 | 3.7672 | 0.41218 | 0 | 10.889 | 3.6297 | 15.8997 | 15.8997 | 4.7853 | 1.4156 | 6.2009 | 0 | 6.2009
2017-03-01 02:00 | 0 | 0 | 0 | 0.47 | 11.53 | 232 | 12 | 17.1793 | 3.6843 | 0 | 0 | 2.9577 | 14.2217 | 3.6843 | 0.41009 | 0 | 10.381 | 3.4603 | 14.9903 | 15.4603 | 4.4967 | 1.3495 | 5.8462 | 0.1833 | 6.0295
2017-03-01 03:00 | 0 | 0 | 0 | 1.772 | 10.228 | 232 | 12 | 17.1793 | 3.6843 | 0 | 0 | 2.8685 | 14.3108 | 3.6843 | 0.40764 | 0 | 10.068 | 3.356 | 13.584 | 15.356 | 3.9889 | 1.3088 | 5.2978 | 0.69108 | 5.9888
2017-03-01 04:00 | 0 | 0 | 0 | 2.172 | 9.828 | 232 | 12 | 17.1793 | 3.6843 | 0 | 0 | 2.908 | 14.2713 | 3.6843 | 0.40873 | 0 | 10.207 | 3.4023 | 13.2303 | 15.4023 | 3.8329 | 1.3269 | 5.1598 | 0.84708 | 6.0069
2017-03-01 05:00 | 0 | 0 | 0 | 2.311 | 9.689 | 232 | 12 | 17.1793 | 3.6843 | 0 | 0 | 0 | 17.1793 | 3.6843 | 0.329 | 0 | 0 | 0 | 9.689 | 12 | 3.7787 | 0 | 3.7787 | 0.90129 | 4.68
2017-03-01 06:00 | 0 | 0 | 0 | 2.096 | 9.904 | 232 | 12 | 17.1793 | 3.6843 | 0 | 0 | 0 | 17.1793 | 3.6843 | 0.329 | 0 | 0 | 0 | 9.904 | 12 | 3.8626 | 0 | 3.8626 | 0.81744 | 4.68
2017-03-01 07:00 | 0.004 | 0 | 2.882 | 0 | 9.122 | 234.4785 | 12 | 17.1793 | 3.6843 | 0 | 0 | 0 | 17.1793 | 3.6843 | 0.329 | 0 | 0 | 0 | 9.122 | 9.122 | 3.5576 | 0 | 3.5576 | 0 | 3.5576
2017-03-01 08:00 | 0.042 | 0 | 3.955 | 0 | 8.087 | 237.8798 | 12 | 17.1793 | 3.6843 | 0 | 0 | 0 | 17.1793 | 3.6843 | 0.329 | 0 | 0 | 0 | 8.087 | 8.087 | 3.1539 | 0 | 3.1539 | 0 | 3.1539
2017-03-01 09:00 | 0.094 | 0 | 3.911 | 0 | 8.183 | 241.2433 | 12 | 17.1793 | 3.6843 | 0 | 0 | 11.8402 | 5.3392 | 3.6843 | 0.65362 | 71.041 | 0 | 0 | 8.183 | 8.183 | 3.1914 | 0 | 3.1914 | 0 | 3.1914
2017-03-01 10:00 | 0.124 | 0 | 0 | 3.75 | 8.374 | 241.2433 | 12 | 17.1793 | 3.6843 | 0 | 0 | 11.9025 | 5.2768 | 3.6843 | 0.65533 | 71.415 | 0 | 0 | 8.374 | 12.124 | 3.2659 | 0 | 3.2659 | 1.4625 | 4.7284
2017-03-01 11:00 | 0.15 | 0 | 0 | 3.664 | 8.486 | 241.2433 | 12 | 17.1793 | 3.6843 | 0 | 0 | 11.7967 | 5.3827 | 3.6843 | 0.65243 | 70.78 | 0 | 0 | 8.486 | 12.15 | 3.3095 | 0 | 3.3095 | 1.429 | 4.7385
2017-03-01 12:00 | 0.138 | 0 | 0 | 3.06 | 9.078 | 241.2433 | 12 | 17.1793 | 3.6843 | 0 | 0 | 14.7887 | 2.3907 | 3.6843 | 0.73446 | 69.101 | 11.484 | 3.828 | 12.906 | 15.966 | 3.5404 | 1.4929 | 5.0333 | 1.1934 | 6.2267
2017-03-01 13:00 | 0.145 | 0 | 2.7 | 0 | 9.445 | 243.5653 | 12 | 17.1793 | 3.6843 | 0 | 0 | 15.5403 | 1.639 | 3.6843 | 0.75506 | 67.432 | 15.099 | 5.033 | 14.478 | 14.478 | 3.6835 | 1.9629 | 5.6464 | 0 | 5.6464
2017-03-01 14:00 | 0.156 | 0 | 0 | 2.534 | 9.622 | 243.5653 | 12 | 17.1793 | 3.6843 | 0 | 0 | 4.9903 | 12.189 | 3.6843 | 0.46582 | 0 | 17.516 | 5.8387 | 15.4607 | 17.9947 | 3.7526 | 2.2771 | 6.0297 | 0.98826 | 7.0179
2017-03-01 15:00 | 0.142 | 0 | 0 | 2.35 | 9.792 | 243.5653 | 12 | 17.1793 | 3.6843 | 0 | 0 | 16.3992 | 0.78016 | 3.6843 | 0.77861 | 65.524 | 19.23 | 6.41 | 16.202 | 18.552 | 3.8189 | 2.4999 | 6.3188 | 0.9165 | 7.2353
2017-03-01 16:00 | 0.092 | 0 | 2.48 | 0 | 9.612 | 245.6981 | 12 | 17.1793 | 3.6843 | 0 | 0 | 16.5973 | 0.582 | 3.6843 | 0.78404 | 65.085 | 20.182 | 6.7273 | 16.3393 | 16.3393 | 3.7487 | 2.6237 | 6.3723 | 0 | 6.3723
2017-03-01 17:00 | 0.056 | 0 | 2.447 | 0 | 9.609 | 247.8025 | 12 | 17.1793 | 3.6843 | 0 | 0 | 10.8265 | 6.3528 | 3.6843 | 0.62583 | 64.959 | 0 | 0 | 9.609 | 9.609 | 3.7475 | 0 | 3.7475 | 0 | 3.7475
2017-03-01 18:00 | 0.017 | 0 | 1.3221 | 0.31687 | 10.378 | 248.9395 | 12 | 17.1793 | 3.6843 | 0 | 0 | 10.8288 | 6.3505 | 3.6843 | 0.62589 | 64.973 | 0 | 0 | 10.378 | 10.6949 | 4.0474 | 0 | 4.0474 | 0.12358 | 4.171
2017-03-01 19:00 | 0.002 | 0 | 0 | 0 | 13.775 | 248.9395 | 13.773 | 19.7176 | 4.2286 | 0 | 0 | 10.8552 | 8.8624 | 4.2286 | 0.5883 | 65.131 | 0 | 0 | 13.775 | 13.775 | 5.3723 | 0 | 5.3723 | 0 | 5.3723
2017-03-01 20:00 | 0 | 4.558 | 0 | 0 | 19.558 | 243.6395 | 15 | 21.4742 | 4.6053 | 0 | 0 | 0 | 21.4742 | 4.6053 | 0.329 | 0 | 0 | 0 | 19.558 | 19.558 | 7.6276 | 0 | 7.6276 | 0 | 7.6276
2017-03-01 21:00 | 0 | 4.792 | 0 | 0 | 19.792 | 238.0674 | 15 | 21.4742 | 4.6053 | 0 | 0 | 0 | 21.4742 | 4.6053 | 0.329 | 0 | 0 | 0 | 19.792 | 19.792 | 7.7189 | 0 | 7.7189 | 0 | 7.7189
2017-03-01 22:00 | 0 | 3.841 | 0 | 0 | 18.841 | 233.6012 | 15 | 21.4742 | 4.6053 | 0 | 0 | 0 | 21.4742 | 4.6053 | 0.329 | 0 | 0 | 0 | 18.841 | 18.841 | 7.348 | 0 | 7.348 | 0 | 7.348
2017-03-01 23:00 | 0 | 1.377 | 0 | 0 | 16.377 | 232 | 15 | 21.4742 | 4.6053 | 0 | 0 | 0 | 21.4742 | 4.6053 | 0.329 | 0 | 0 | 0 | 16.377 | 16.377 | 6.387 | 0 | 6.387 | 0 | 6.387
2017-03-02 | 0 | 0 | 0 | 0 | 13.518 | 232 | 13.518 | 19.3525 | 4.1503 | 0 | 0 | 3.2422 | 16.1104 | 4.1503 | 0.40791 | 0 | 11.38 | 3.7933 | 17.3113 | 17.3113 | 5.272 | 1.4794 | 6.7514 | 0 | 6.7514
2017-03-02 01:00 | 0 | 0 | 0 | 0.594 | 11.406 | 232 | 12 | 17.1793 | 3.6843 | 0 | 0 | 2.989 | 14.1903 | 3.6843 | 0.41095 | 0 | 10.491 | 3.497 | 14.903 | 15.497 | 4.4483 | 1.3638 | 5.8122 | 0.23166 | 6.0438
2017-03-02 02:00 | 0 | 0 | 0 | 0.714 | 11.286 | 232 | 12 | 17.1793 | 3.6843 | 0 | 0 | 2.7918 | 14.3875 | 3.6843 | 0.40554 | 0 | 9.8 | 3.2667 | 14.5527 | 15.2667 | 4.4015 | 1.274 | 5.6755 | 0.27846 | 5.954
2017-03-02 03:00 | 0 | 0 | 0 | 1.195 | 10.805 | 232 | 12 | 17.1793 | 3.6843 | 0 | 0 | 2.635 | 14.5443 | 3.6843 | 0.40124 | 0 | 9.249 | 3.083 | 13.888 | 15.083 | 4.2139 | 1.2024 | 5.4163 | 0.46605 | 5.8824
2017-03-02 04:00 | 0 | 0 | 0 | 1.328 | 10.672 | 232 | 12 | 17.1793 | 3.6843 | 0 | 0 | 2.5347 | 14.6447 | 3.6843 | 0.39849 | 0 | 8.896 | 2.9653 | 13.6373 | 14.9653 | 4.1621 | 1.1565 | 5.3186 | 0.51792 | 5.8365
2017-03-02 05:00 | 0 | 0 | 0 | 1.691 | 10.309 | 232 | 12 | 17.1793 | 3.6843 | 0 | 0 | 0 | 17.1793 | 3.6843 | 0.329 | 0 | 0 | 0 | 10.309 | 12 | 4.0205 | 0 | 4.0205 | 0.65949 | 4.68
2017-03-02 06:00 | 0 | 0 | 0 | 1.988 | 10.012 | 232 | 12 | 17.1793 | 3.6843 | 0 | 0 | 0 | 17.1793 | 3.6843 | 0.329 | 0 | 0 | 0 | 10.012 | 12 | 3.9047 | 0 | 3.9047 | 0.77532 | 4.68
2017-03-02 07:00 | 0.003 | 0 | 0 | 3.389 | 8.614 | 232 | 12 | 17.1793 | 3.6843 | 0 | 0 | 0 | 17.1793 | 3.6843 | 0.329 | 0 | 0 | 0 | 8.614 | 12.003 | 3.3595 | 0 | 3.3595 | 1.3217 | 4.6812
2017-03-02 08:00 | 0.031 | 0 | 0 | 3.85 | 8.181 | 232 | 12 | 17.1793 | 3.6843 | 0 | 0 | 0 | 17.1793 | 3.6843 | 0.329 | 0 | 0 | 0 | 8.181 | 12.031 | 3.1906 | 0 | 3.1906 | 1.5015 | 4.6921
2017-03-02 09:00 | 0.093 | 0 | 4.181 | 0 | 7.912 | 235.5957 | 12 | 17.1793 | 3.6843 | 0 | 0 | 11.857 | 5.3223 | 3.6843 | 0.65408 | 71.142 | 0 | 0 | 7.912 | 7.912 | 3.0857 | 0 | 3.0857 | 0 | 3.0857
2017-03-02 10:00 | 0.136 | 0 | 4.214 | 0 | 7.922 | 239.2197 | 12 | 17.1793 | 3.6843 | 0 | 0 | 11.8943 | 5.285 | 3.6843 | 0.6551 | 71.366 | 0 | 0 | 7.922 | 7.922 | 3.0896 | 0 | 3.0896 | 0 | 3.0896
2017-03-02 11:00 | 0.159 | 0 | 3.771 | 0 | 8.388 | 242.4628 | 12 | 17.1793 | 3.6843 | 0 | 0 | 11.839 | 5.3403 | 3.6843 | 0.65359 | 71.034 | 0 | 0 | 8.388 | 8.388 | 3.2713 | 0 | 3.2713 | 0 | 3.2713
2017-03-02 12:00 | 0.172 | 0 | 0 | 3.457 | 8.715 | 242.4628 | 12 | 17.1793 | 3.6843 | 0 | 0 | 14.3437 | 2.8357 | 3.6843 | 0.72226 | 70.09 | 9.343 | 3.1143 | 11.8293 | 15.2863 | 3.3988 | 1.2146 | 4.6134 | 1.3482 | 5.9617
2017-03-02 13:00 | 0.154 | 0 | 0 | 3.055 | 9.099 | 242.4628 | 12 | 17.1793 | 3.6843 | 0 | 0 | 14.862 | 2.3173 | 3.6843 | 0.73647 | 68.939 | 11.836 | 3.9453 | 13.0443 | 16.0993 | 3.5486 | 1.5387 | 5.0873 | 1.1915 | 6.2787
2017-03-02 14:00 | 0.137 | 0 | 2.518 | 0 | 9.619 | 244.6282 | 12 | 17.1793 | 3.6843 | 0 | 0 | 4.114 | 13.0653 | 3.6843 | 0.44179 | 0 | 14.44 | 4.8133 | 14.4323 | 14.4323 | 3.7514 | 1.8772 | 5.6286 | 0 | 5.6286
2017-03-02 15:00 | 0.148 | 0 | 2.919 | 0 | 9.229 | 247.1386 | 12 | 17.1793 | 3.6843 | 0 | 0 | 15.8765 | 1.3028 | 3.6843 | 0.76428 | 66.685 | 16.715 | 5.5717 | 14.8007 | 14.8007 | 3.5993 | 2.173 | 5.7723 | 0 | 5.7723
2017-03-02 16:00 | 0.131 | 0 | 2.948 | 0 | 9.183 | 249.6739 | 12 | 17.1793 | 3.6843 | 0 | 0 | 16.2408 | 0.9385 | 3.6843 | 0.77427 | 65.876 | 18.467 | 6.1557 | 15.3387 | 15.3387 | 3.5814 | 2.4007 | 5.9821 | 0 | 5.9821
2017-03-02 17:00 | 0.052 | 0 | 3.157 | 1.7764e-15 | 8.895 | 252.3889 | 12 | 17.1793 | 3.6843 | 0 | 0 | 10.9125 | 6.2668 | 3.6843 | 0.62818 | 65.475 | 0 | 0 | 8.895 | 8.895 | 3.4691 | 0 | 3.4691 | 6.9278e-16 | 3.4691
2017-03-02 18:00 | 0.024 | 0 | 0 | 2.254 | 9.77 | 252.3889 | 12 | 17.1793 | 3.6843 | 0 | 0 | 10.908 | 6.2713 | 3.6843 | 0.62806 | 65.448 | 0 | 0 | 9.77 | 12.024 | 3.8103 | 0 | 3.8103 | 0.87906 | 4.6894
2017-03-02 19:00 | 0.004 | 0 | 0 | 0 | 13.378 | 252.3889 | 13.374 | 19.1464 | 4.1061 | 0 | 0 | 10.9415 | 8.2049 | 4.1061 | 0.59816 | 65.649 | 0 | 0 | 13.378 | 13.378 | 5.2174 | 0 | 5.2174 | 0 | 5.2174
2017-03-02 20:00 | 0 | 3.835 | 0 | 0 | 18.835 | 247.9296 | 15 | 21.4742 | 4.6053 | 0 | 0 | 0 | 21.4742 | 4.6053 | 0.329 | 0 | 0 | 0 | 18.835 | 18.835 | 7.3457 | 0 | 7.3457 | 0 | 7.3457
2017-03-02 21:00 | 0 | 4.513 | 0 | 0 | 19.513 | 242.6819 | 15 | 21.4742 | 4.6053 | 0 | 0 | 0 | 21.4742 | 4.6053 | 0.329 | 0 | 0 | 0 | 19.513 | 19.513 | 7.6101 | 0 | 7.6101 | 0 | 7.6101
2017-03-02 22:00 | 0 | 3.283 | 0 | 0 | 18.283 | 238.8645 | 15 | 21.4742 | 4.6053 | 0 | 0 | 0 | 21.4742 | 4.6053 | 0.329 | 0 | 0 | 0 | 18.283 | 18.283 | 7.1304 | 0 | 7.1304 | 0 | 7.1304
2017-03-02 23:00 | 0 | 1.005 | 0 | 0 | 16.005 | 237.6959 | 15 | 21.4742 | 4.6053 | 0 | 0 | 0 | 21.4742 | 4.6053 | 0.329 | 0 | 0 | 0 | 16.005 | 16.005 | 6.242 | 0 | 6.242 | 0 | 6.242
2017-03-03 | 0 | 0 | 0 | 0 | 13.767 | 237.6959 | 13.767 | 19.709 | 4.2268 | 0 | 0 | 2.7773 | 16.9317 | 4.2268 | 0.39537 | 0 | 9.748 | 3.2493 | 17.0163 | 17.0163 | 5.3691 | 1.2672 | 6.6364 | 0 | 6.6364
2017-03-03 01:00 | 0 | 0 | 0 | 0.366 | 11.634 | 237.6959 | 12 | 17.1793 | 3.6843 | 0 | 0 | 2.464 | 14.7153 | 3.6843 | 0.39655 | 0 | 8.649 | 2.883 | 14.517 | 14.883 | 4.5373 | 1.1244 | 5.6616 | 0.14274 | 5.8044
2017-03-03 02:00 | 0 | 0 | 0 | 1.338 | 10.662 | 237.6959 | 12 | 17.1793 | 3.6843 | 0 | 0 | 2.215 | 14.9643 | 3.6843 | 0.38973 | 0 | 7.775 | 2.5917 | 13.2537 | 14.5917 | 4.1582 | 1.0108 | 5.1689 | 0.52182 | 5.6908
2017-03-03 03:00 | 0 | 0 | 0 | 1.829 | 10.171 | 237.6959 | 12 | 17.1793 | 3.6843 | 0 | 0 | 2.024 | 15.1553 | 3.6843 | 0.38449 | 0 | 7.104 | 2.368 | 12.539 | 14.368 | 3.9667 | 0.92352 | 4.8902 | 0.71331 | 5.6035
2017-03-03 04:00 | 0 | 0 | 0 | 1.787 | 10.213 | 237.6959 | 12 | 17.1793 | 3.6843 | 0 | 0 | 1.936 | 15.2433 | 3.6843 | 0.38208 | 0 | 6.795 | 2.265 | 12.478 | 14.265 | 3.9831 | 0.88335 | 4.8664 | 0.69693 | 5.5634
2017-03-03 05:00 | 0 | 0 | 0 | 2.009 | 9.991 | 237.6959 | 12 | 17.1793 | 3.6843 | 0 | 0 | 0 | 17.1793 | 3.6843 | 0.329 | 0 | 0 | 0 | 9.991 | 12 | 3.8965 | 0 | 3.8965 | 0.78351 | 4.68
2017-03-03 06:00 | 0 | 0 | 0 | 2.343 | 9.657 | 237.6959 | 12 | 17.1793 | 3.6843 | 0 | 0 | 0 | 17.1793 | 3.6843 | 0.329 | 0 | 0 | 0 | 9.657 | 12 | 3.7662 | 0 | 3.7662 | 0.91377 | 4.68
2017-03-03 07:00 | 0.002 | 0 | 0 | 3.454 | 8.548 | 237.6959 | 12 | 17.1793 | 3.6843 | 0 | 0 | 0 | 17.1793 | 3.6843 | 0.329 | 0 | 0 | 0 | 8.548 | 12.002 | 3.3337 | 0 | 3.3337 | 1.3471 | 4.6808
2017-03-03 08:00 | 0.012 | 0 | 0 | 4.515 | 7.497 | 237.6959 | 12 | 17.1793 | 3.6843 | 0 | 0 | 0 | 17.1793 | 3.6843 | 0.329 | 0 | 0 | 0 | 7.497 | 12.012 | 2.9238 | 0 | 2.9238 | 1.7609 | 4.6847
2017-03-03 09:00 | 0.021 | 0 | 4.384 | 0 | 7.637 | 241.4661 | 12 | 17.1793 | 3.6843 | 0 | 0 | 12.0873 | 5.092 | 3.6843 | 0.66039 | 72.524 | 0 | 0 | 7.637 | 7.637 | 2.9784 | 0 | 2.9784 | 0 | 2.9784
2017-03-03 10:00 | 0.087 | 0 | 3.968 | 0 | 8.119 | 244.8786 | 12 | 17.1793 | 3.6843 | 0 | 0 | 12.1023 | 5.077 | 3.6843 | 0.66081 | 72.614 | 0 | 0 | 8.119 | 8.119 | 3.1664 | 0 | 3.1664 | 0 | 3.1664
2017-03-03 11:00 | 0.1 | 0 | 3.811 | 0 | 8.289 | 248.156 | 12 | 17.1793 | 3.6843 | 0 | 0 | 12.0063 | 5.173 | 3.6843 | 0.65817 | 72.038 | 0 | 0 | 8.289 | 8.289 | 3.2327 | 0 | 3.2327 | 0 | 3.2327
2017-03-03 12:00 | 0.121 | 0 | 0 | 3.052 | 9.069 | 248.156 | 12 | 17.1793 | 3.6843 | 0 | 0 | 14.2167 | 2.9627 | 3.6843 | 0.71877 | 70.372 | 8.733 | 2.911 | 11.98 | 15.032 | 3.5369 | 1.1353 | 4.6722 | 1.1903 | 5.8625
2017-03-03 13:00 | 0.118 | 0 | 2.75 | 1.7764e-15 | 9.368 | 250.521 | 12 | 17.1793 | 3.6843 | 0 | 0 | 14.9405 | 2.2388 | 3.6843 | 0.73862 | 68.764 | 12.214 | 4.0713 | 13.4393 | 13.4393 | 3.6535 | 1.5878 | 5.2413 | 6.9278e-16 | 5.2413
2017-03-03 14:00 | 0.123 | 0 | 2.267 | 0 | 9.856 | 252.4707 | 12 | 17.1793 | 3.6843 | 0 | 0 | 4.2263 | 12.953 | 3.6843 | 0.44487 | 0 | 14.835 | 4.945 | 14.801 | 14.801 | 3.8438 | 1.9285 | 5.7724 | 0 | 5.7724
2017-03-03 15:00 | 0.131 | 0 | 2.428 | 0 | 9.703 | 254.5587 | 12 | 17.1793 | 3.6843 | 0 | 0 | 15.9502 | 1.2292 | 3.6843 | 0.7663 | 66.522 | 17.07 | 5.69 | 15.393 | 15.393 | 3.7842 | 2.2191 | 6.0033 | 0 | 6.0033
2017-03-03 16:00 | 0.136 | 0 | 2.696 | 0 | 9.44 | 256.8773 | 12 | 17.1793 | 3.6843 | 0 | 0 | 16.2945 | 0.88483 | 3.6843 | 0.77574 | 65.757 | 18.726 | 6.242 | 15.682 | 15.682 | 3.6816 | 2.4344 | 6.116 | 0 | 6.116
2017-03-03 17:00 | 0.097 | 0 | 2.589 | 0 | 9.508 | 259.1038 | 12 | 17.1793 | 3.6843 | 0 | 0 | 10.8873 | 6.292 | 3.6843 | 0.62749 | 65.324 | 0 | 0 | 9.508 | 9.508 | 3.7081 | 0 | 3.7081 | 0 | 3.7081
2017-03-03 18:00 | 0.031 | 0 | 0 | 1.807 | 10.224 | 259.1038 | 12 | 17.1793 | 3.6843 | 0 | 0 | 10.8538 | 6.3255 | 3.6843 | 0.62658 | 65.123 | 0 | 0 | 10.224 | 12.031 | 3.9874 | 0 | 3.9874 | 0.70473 | 4.6921
2017-03-03 19:00 | 0.003 | 0 | 0 | 0 | 13.577 | 259.1038 | 13.574 | 19.4327 | 4.1675 | 0 | 0 | 10.8618 | 8.5709 | 4.1675 | 0.59226 | 65.171 | 0 | 0 | 13.577 | 13.577 | 5.295 | 0 | 5.295 | 0 | 5.295
2017-03-03 20:00 | 0 | 4.456 | 0 | 0 | 19.456 | 253.9224 | 15 | 21.4742 | 4.6053 | 0 | 0 | 0 | 21.4742 | 4.6053 | 0.329 | 0 | 0 | 0 | 19.456 | 19.456 | 7.5878 | 0 | 7.5878 | 0 | 7.5878
2017-03-03 21:00 | 0 | 4.871 | 0 | 0 | 19.871 | 248.2585 | 15 | 21.4742 | 4.6053 | 0 | 0 | 0 | 21.4742 | 4.6053 | 0.329 | 0 | 0 | 0 | 19.871 | 19.871 | 7.7497 | 0 | 7.7497 | 0 | 7.7497
2017-03-03 22:00 | 0 | 3.837 | 0 | 0 | 18.837 | 243.7969 | 15 | 21.4742 | 4.6053 | 0 | 0 | 0 | 21.4742 | 4.6053 | 0.329 | 0 | 0 | 0 | 18.837 | 18.837 | 7.3464 | 0 | 7.3464 | 0 | 7.3464
2017-03-03 23:00 | 0 | 2.209 | 0 | 0 | 17.209 | 241.2283 | 15 | 21.4742 | 4.6053 | 0 | 0 | 0 | 21.4742 | 4.6053 | 0.329 | 0 | 0 | 0 | 17.209 | 17.209 | 6.7115 | 0 | 6.7115 | 0 | 6.7115
2017-03-04 | 0 | 0 | 0 | 0 | 13.561 | 241.2283 | 13.561 | 19.4141 | 4.1635 | 0 | 0 | 3.5452 | 15.8689 | 4.1635 | 0.41501 | 0 | 12.443 | 4.1477 | 17.7087 | 17.7087 | 5.2888 | 1.6176 | 6.9064 | 0 | 6.9064
2017-03-04 01:00 | 0 | 0 | 0 | 0.675 | 11.325 | 241.2283 | 12 | 17.1793 | 3.6843 | 0 | 0 | 3.349 | 13.8303 | 3.6843 | 0.42082 | 0 | 11.755 | 3.9183 | 15.2433 | 15.9183 | 4.4168 | 1.5281 | 5.9449 | 0.26325 | 6.2081
2017-03-04 02:00 | 0 | 0 | 0 | 1.261 | 10.739 | 241.2283 | 12 | 17.1793 | 3.6843 | 0 | 0 | 3.1713 | 14.008 | 3.6843 | 0.41595 | 0 | 11.132 | 3.7107 | 14.4497 | 15.7107 | 4.1882 | 1.4472 | 5.6354 | 0.49179 | 6.1272
2017-03-04 03:00 | 0 | 0 | 0 | 1.223 | 10.777 | 241.2283 | 12 | 17.1793 | 3.6843 | 0 | 0 | 2.9947 | 14.1847 | 3.6843 | 0.4111 | 0 | 10.511 | 3.5037 | 14.2807 | 15.5037 | 4.203 | 1.3664 | 5.5695 | 0.47697 | 6.0464
2017-03-04 04:00 | 0 | 0 | 0 | 1.223 | 10.777 | 241.2283 | 12 | 17.1793 | 3.6843 | 0 | 0 | 2.8283 | 14.351 | 3.6843 | 0.40654 | 0 | 9.927 | 3.309 | 14.086 | 15.309 | 4.203 | 1.2905 | 5.4935 | 0.47697 | 5.9705
2017-03-04 05:00 | 0 | 0 | 0 | 1.666 | 10.334 | 241.2283 | 12 | 17.1793 | 3.6843 | 0 | 0 | 0 | 17.1793 | 3.6843 | 0.329 | 0 | 0 | 0 | 10.334 | 12 | 4.0303 | 0 | 4.0303 | 0.64974 | 4.68
2017-03-04 06:00 | 0 | 0 | 0 | 1.855 | 10.145 | 241.2283 | 12 | 17.1793 | 3.6843 | 0 | 0 | 0 | 17.1793 | 3.6843 | 0.329 | 0 | 0 | 0 | 10.145 | 12 | 3.9566 | 0 | 3.9566 | 0.72345 | 4.68
2017-03-04 07:00 | 0.003 | 0 | 0 | 3.655 | 8.348 | 241.2283 | 12 | 17.1793 | 3.6843 | 0 | 0 | 0 | 17.1793 | 3.6843 | 0.329 | 0 | 0 | 0 | 8.348 | 12.003 | 3.2557 | 0 | 3.2557 | 1.4255 | 4.6812
2017-03-04 08:00 | 0.014 | 0 | 4.342 | 0 | 7.672 | 244.9624 | 12 | 17.1793 | 3.6843 | 0 | 0 | 0 | 17.1793 | 3.6843 | 0.329 | 0 | 0 | 0 | 7.672 | 7.672 | 2.9921 | 0 | 2.9921 | 0 | 2.9921
2017-03-04 09:00 | 0.028 | 0 | 4.303 | 0 | 7.725 | 248.663 | 12 | 17.1793 | 3.6843 | 0 | 0 | 11.8087 | 5.3707 | 3.6843 | 0.65275 | 70.852 | 0 | 0 | 7.725 | 7.725 | 3.0128 | 0 | 3.0128 | 0 | 3.0128
2017-03-04 10:00 | 0.072 | 0 | 4.207 | 0 | 7.865 | 252.281 | 12 | 17.1793 | 3.6843 | 0 | 0 | 11.8413 | 5.338 | 3.6843 | 0.65365 | 71.048 | 0 | 0 | 7.865 | 7.865 | 3.0673 | 0 | 3.0673 | 0 | 3.0673
2017-03-04 11:00 | 0.099 | 0 | 3.899 | 0 | 8.2 | 255.6341 | 12 | 17.1793 | 3.6843 | 0 | 0 | 11.7477 | 5.4317 | 3.6843 | 0.65108 | 70.486 | 0 | 0 | 8.2 | 8.2 | 3.198 | 0 | 3.198 | 0 | 3.198
2017-03-04 12:00 | 0.108 | 0 | 0 | 3.235 | 8.873 | 255.6341 | 12 | 17.1793 | 3.6843 | 0 | 0 | 14.7488 | 2.4305 | 3.6843 | 0.73336 | 69.19 | 11.293 | 3.7643 | 12.6373 | 15.8723 | 3.4605 | 1.4681 | 4.9286 | 1.2617 | 6.1902
2017-03-04 13:00 | 0.088 | 0 | 2.832 | 0 | 9.256 | 258.0696 | 12 | 17.1793 | 3.6843 | 0 | 0 | 15.4067 | 1.7727 | 3.6843 | 0.7514 | 67.729 | 14.456 | 4.8187 | 14.0747 | 14.0747 | 3.6098 | 1.8793 | 5.4891 | 0 | 5.4891
2017-03-04 14:00 | 0.088 | 0 | 2.548 | 1.7764e-15 | 9.54 | 260.2609 | 12 | 17.1793 | 3.6843 | 0 | 0 | 4.8558 | 12.3235 | 3.6843 | 0.46213 | 0 | 17.044 | 5.6813 | 15.2213 | 15.2213 | 3.7206 | 2.2157 | 5.9363 | 6.9278e-16 | 5.9363
2017-03-04 15:00 | 0.09 | 0 | 0 | 3.147 | 8.943 | 260.2609 | 12 | 17.1793 | 3.6843 | 0 | 0 | 16.2987 | 0.88066 | 3.6843 | 0.77586 | 65.748 | 18.746 | 6.2487 | 15.1917 | 18.3387 | 3.4878 | 2.437 | 5.9248 | 1.2273 | 7.1521
2017-03-04 16:00 | 0.07 | 0 | 2.666 | 1.7764e-15 | 9.404 | 262.5537 | 12 | 17.1793 | 3.6843 | 0 | 0 | 16.5267 | 0.65266 | 3.6843 | 0.78211 | 65.241 | 19.843 | 6.6143 | 16.0183 | 16.0183 | 3.6676 | 2.5796 | 6.2472 | 6.9278e-16 | 6.2472
2017-03-04 17:00 | 0.065 | 0 | 0 | 3.115 | 8.95 | 262.5537 | 12 | 17.1793 | 3.6843 | 0 | 0 | 10.8145 | 6.3648 | 3.6843 | 0.6255 | 64.887 | 0 | 0 | 8.95 | 12.065 | 3.4905 | 0 | 3.4905 | 1.2149 | 4.7054
2017-03-04 18:00 | 0.024 | 0 | 0 | 2.201 | 9.823 | 262.5537 | 12 | 17.1793 | 3.6843 | 0 | 0 | 10.7953 | 6.384 | 3.6843 | 0.62497 | 64.772 | 0 | 0 | 9.823 | 12.024 | 3.831 | 0 | 3.831 | 0.85839 | 4.6894
2017-03-04 19:00 | 0.002 | 0 | 0 | 0 | 13.403 | 262.5537 | 13.401 | 19.185 | 4.1144 | 0 | 0 | 10.8262 | 8.3589 | 4.1144 | 0.59479 | 64.957 | 0 | 0 | 13.403 | 13.403 | 5.2272 | 0 | 5.2272 | 0 | 5.2272
2017-03-04 20:00 | 0 | 4.323 | 0 | 0 | 19.323 | 257.5269 | 15 | 21.4742 | 4.6053 | 0 | 0 | 0 | 21.4742 | 4.6053 | 0.329 | 0 | 0 | 0 | 19.323 | 19.323 | 7.536 | 0 | 7.536 | 0 | 7.536
2017-03-04 21:00 | 0 | 5.429 | 0 | 0 | 20.429 | 251.2141 | 15 | 21.4742 | 4.6053 | 0 | 0 | 0 | 21.4742 | 4.6053 | 0.329 | 0 | 0 | 0 | 20.429 | 20.429 | 7.9673 | 0 | 7.9673 | 0 | 7.9673
2017-03-04 22:00 | 0 | 4.78 | 0 | 0 | 19.78 | 245.656 | 15 | 21.4742 | 4.6053 | 0 | 0 | 0 | 21.4742 | 4.6053 | 0.329 | 0 | 0 | 0 | 19.78 | 19.78 | 7.7142 | 0 | 7.7142 | 0 | 7.7142
2017-03-04 23:00 | 0 | 2.44 | 0 | 0 | 17.44 | 242.8188 | 15 | 21.4742 | 4.6053 | 0 | 0 | 0 | 21.4742 | 4.6053 | 0.329 | 0 | 0 | 0 | 17.44 | 17.44 | 6.8016 | 0 | 6.8016 | 0 | 6.8016
2017-03-05 | 0 | 0 | 0 | 0 | 13.727 | 242.8188 | 13.727 | 19.6517 | 4.2145 | 0 | 0 | 3.7807 | 15.8711 | 4.2145 | 0.41961 | 0 | 13.27 | 4.4233 | 18.1503 | 18.1503 | 5.3535 | 1.7251 | 7.0786 | 0 | 7.0786
2017-03-05 01:00 | 0 | 0 | 0 | 0 | 12.255 | 242.8188 | 12.255 | 17.5444 | 3.7625 | 0 | 0 | 3.6053 | 13.9391 | 3.7625 | 0.42579 | 0 | 12.655 | 4.2183 | 16.4733 | 16.4733 | 4.7795 | 1.6451 | 6.4246 | 0 | 6.4246
2017-03-05 02:00 | 0 | 0 | 0 | 0.738 | 11.262 | 242.8188 | 12 | 17.1793 | 3.6843 | 0 | 0 | 3.45 | 13.7293 | 3.6843 | 0.42359 | 0 | 12.109 | 4.0363 | 15.2983 | 16.0363 | 4.3922 | 1.5742 | 5.9664 | 0.28782 | 6.2542
2017-03-05 03:00 | 0 | 0 | 0 | 1.104 | 10.896 | 242.8188 | 12 | 17.1793 | 3.6843 | 0 | 0 | 3.289 | 13.8903 | 3.6843 | 0.41917 | 0 | 11.544 | 3.848 | 14.744 | 15.848 | 4.2494 | 1.5007 | 5.7502 | 0.43056 | 6.1807
2017-03-05 04:00 | 0 | 0 | 0 | 1.12 | 10.88 | 242.8188 | 12 | 17.1793 | 3.6843 | 0 | 0 | 3.1195 | 14.0598 | 3.6843 | 0.41453 | 0 | 10.949 | 3.6497 | 14.5297 | 15.6497 | 4.2432 | 1.4234 | 5.6666 | 0.4368 | 6.1034
2017-03-05 05:00 | 0 | 0 | 0 | 1.812 | 10.188 | 242.8188 | 12 | 17.1793 | 3.6843 | 0 | 0 | 0 | 17.1793 | 3.6843 | 0.329 | 0 | 0 | 0 | 10.188 | 12 | 3.9733 | 0 | 3.9733 | 0.70668 | 4.68
2017-03-05 06:00 | 0 | 0 | 0 | 1.601 | 10.399 | 242.8188 | 12 | 17.1793 | 3.6843 | 0 | 0 | 0 | 17.1793 | 3.6843 | 0.329 | 0 | 0 | 0 | 10.399 | 12 | 4.0556 | 0 | 4.0556 | 0.62439 | 4.68
2017-03-05 07:00 | 0.001 | 0 | 0 | 3.16 | 8.841 | 242.8188 | 12 | 17.1793 | 3.6843 | 0 | 0 | 0 | 17.1793 | 3.6843 | 0.329 | 0 | 0 | 0 | 8.841 | 12.001 | 3.448 | 0 | 3.448 | 1.2324 | 4.6804
2017-03-05 08:00 | 0.011 | 0 | 0 | 3.75 | 8.261 | 242.8188 | 12 | 17.1793 | 3.6843 | 0 | 0 | 0 | 17.1793 | 3.6843 | 0.329 | 0 | 0 | 0 | 8.261 | 12.011 | 3.2218 | 0 | 3.2218 | 1.4625 | 4.6843
2017-03-05 09:00 | 0.025 | 0 | 3.903 | 0 | 8.122 | 246.1754 | 12 | 17.1793 | 3.6843 | 0 | 0 | 11.6625 | 5.5168 | 3.6843 | 0.64875 | 69.975 | 0 | 0 | 8.122 | 8.122 | 3.1676 | 0 | 3.1676 | 0 | 3.1676
2017-03-05 10:00 | 0.028 | 0 | 4.081 | 0 | 7.947 | 249.685 | 12 | 17.1793 | 3.6843 | 0 | 0 | 11.6767 | 5.5027 | 3.6843 | 0.64914 | 70.06 | 0 | 0 | 7.947 | 7.947 | 3.0993 | 0 | 3.0993 | 0 | 3.0993
2017-03-05 11:00 | 0.045 | 0 | 4.138 | 0 | 7.907 | 253.2437 | 12 | 17.1793 | 3.6843 | 0 | 0 | 11.613 | 5.5663 | 3.6843 | 0.64739 | 69.678 | 0 | 0 | 7.907 | 7.907 | 3.0837 | 0 | 3.0837 | 0 | 3.0837
2017-03-05 12:00 | 0.081 | 0 | 3.084 | 0 | 8.997 | 255.896 | 12 | 17.1793 | 3.6843 | 0 | 0 | 14.8983 | 2.281 | 3.6843 | 0.73746 | 68.858 | 12.012 | 4.004 | 13.001 | 13.001 | 3.5088 | 1.5616 | 5.0704 | 0 | 5.0704
2017-03-05 13:00 | 0.097 | 0 | 2.587 | 0 | 9.51 | 258.1208 | 12 | 17.1793 | 3.6843 | 0 | 0 | 15.271 | 1.9083 | 3.6843 | 0.74768 | 68.03 | 13.804 | 4.6013 | 14.1113 | 14.1113 | 3.7089 | 1.7945 | 5.5034 | 0 | 5.5034
2017-03-05 14:00 | 0.039 | 0 | 0 | 2.783 | 9.256 | 258.1208 | 12 | 17.1793 | 3.6843 | 0 | 0 | 4.4705 | 12.7088 | 3.6843 | 0.45157 | 0 | 15.692 | 5.2307 | 14.4867 | 17.2697 | 3.6098 | 2.04 | 5.6498 | 1.0854 | 6.7352
2017-03-05 15:00 | 0.049 | 0 | 0 | 2.331 | 9.718 | 258.1208 | 12 | 17.1793 | 3.6843 | 0 | 0 | 15.9748 | 1.2045 | 3.6843 | 0.76698 | 66.467 | 17.189 | 5.7297 | 15.4477 | 17.7787 | 3.79 | 2.2346 | 6.0246 | 0.90909 | 6.9337
2017-03-05 16:00 | 0.048 | 0 | 0 | 2.43 | 9.618 | 258.1208 | 12 | 17.1793 | 3.6843 | 0 | 0 | 16.249 | 0.93033 | 3.6843 | 0.77449 | 65.858 | 18.507 | 6.169 | 15.787 | 18.217 | 3.751 | 2.4059 | 6.1569 | 0.9477 | 7.1046
2017-03-05 17:00 | 0.035 | 0 | 0 | 2.22 | 9.815 | 258.1208 | 12 | 17.1793 | 3.6843 | 0 | 0 | 10.9065 | 6.2728 | 3.6843 | 0.62802 | 65.439 | 0 | 0 | 9.815 | 12.035 | 3.8279 | 0 | 3.8279 | 0.8658 | 4.6936
2017-03-05 18:00 | 0.011 | 0 | 0 | 1.763 | 10.248 | 258.1208 | 12 | 17.1793 | 3.6843 | 0 | 0 | 10.8787 | 6.3007 | 3.6843 | 0.62726 | 65.272 | 0 | 0 | 10.248 | 12.011 | 3.9967 | 0 | 3.9967 | 0.68757 | 4.6843
2017-03-05 19:00 | 0.002 | 0 | 0 | 0 | 14.293 | 258.1208 | 14.291 | 20.4592 | 4.3876 | 0 | 0 | 10.8907 | 9.5685 | 4.3876 | 0.57972 | 65.344 | 0 | 0 | 14.293 | 14.293 | 5.5743 | 0 | 5.5743 | 0 | 5.5743
2017-03-05 20:00 | 0 | 5.291 | 0 | 0 | 20.291 | 251.9684 | 15 | 21.4742 | 4.6053 | 0 | 0 | 0 | 21.4742 | 4.6053 | 0.329 | 0 | 0 | 0 | 20.291 | 20.291 | 7.9135 | 0 | 7.9135 | 0 | 7.9135
2017-03-05 21:00 | 0 | 0 | 0 | 5.83 | 21.17 | 251.9684 | 27 | 38.6535 | 8.2896 | 0 | 0 | 0 | 38.6535 | 8.2896 | 0.329 | 0 | 0 | 0 | 21.17 | 27 | 8.2563 | 0 | 8.2563 | 2.2737 | 10.53
2017-03-05 22:00 | 0 | 4.674 | 0 | 0 | 19.674 | 246.5336 | 15 | 21.4742 | 4.6053 | 0 | 0 | 0 | 21.4742 | 4.6053 | 0.329 | 0 | 0 | 0 | 19.674 | 19.674 | 7.6729 | 0 | 7.6729 | 0 | 7.6729
2017-03-05 23:00 | 0 | 2.182 | 0 | 0 | 17.182 | 243.9964 | 15 | 21.4742 | 4.6053 | 0 | 0 | 0 | 21.4742 | 4.6053 | 0.329 | 0 | 0 | 0 | 17.182 | 17.182 | 6.701 | 0 | 6.701 | 0 | 6.701
2017-03-06 | 0 | 0 | 0 | 0 | 14.198 | 243.9964 | 14.198 | 20.326 | 4.3591 | 0 | 0 | 3.4735 | 16.8525 | 4.3591 | 0.40949 | 0 | 12.192 | 4.064 | 18.262 | 18.262 | 5.5372 | 1.585 | 7.1222 | 0 | 7.1222
2017-03-06 01:00 | 0 | 0 | 0 | 0 | 12.232 | 243.9964 | 12.232 | 17.5115 | 3.7555 | 0 | 0 | 3.353 | 14.1585 | 3.7555 | 0.41918 | 0 | 11.769 | 3.923 | 16.155 | 16.155 | 4.7705 | 1.53 | 6.3005 | 0 | 6.3005
2017-03-06 02:00 | 0 | 0 | 0 | 0.787 | 11.213 | 243.9964 | 12 | 17.1793 | 3.6843 | 0 | 0 | 3.036 | 14.1433 | 3.6843 | 0.41224 | 0 | 10.656 | 3.552 | 14.765 | 15.552 | 4.3731 | 1.3853 | 5.7584 | 0.30693 | 6.0653
2017-03-06 03:00 | 0 | 0 | 0 | 0.874 | 11.126 | 243.9964 | 12 | 17.1793 | 3.6843 | 0 | 0 | 2.8272 | 14.3522 | 3.6843 | 0.40651 | 0 | 9.923 | 3.3077 | 14.4337 | 15.3077 | 4.3391 | 1.29 | 5.6291 | 0.34086 | 5.97
2017-03-06 04:00 | 0 | 0 | 0 | 0.932 | 11.068 | 243.9964 | 12 | 17.1793 | 3.6843 | 0 | 0 | 2.7385 | 14.4408 | 3.6843 | 0.40408 | 0 | 9.612 | 3.204 | 14.272 | 15.204 | 4.3165 | 1.2496 | 5.5661 | 0.36348 | 5.9296
2017-03-06 05:00 | 0 | 0 | 0 | 1.182 | 10.818 | 243.9964 | 12 | 17.1793 | 3.6843 | 0 | 0 | 0 | 17.1793 | 3.6843 | 0.329 | 0 | 0 | 0 | 10.818 | 12 | 4.219 | 0 | 4.219 | 0.46098 | 4.68
2017-03-06 06:00 | 0 | 0 | 0 | 1.323 | 10.677 | 243.9964 | 12 | 17.1793 | 3.6843 | 0 | 0 | 0 | 17.1793 | 3.6843 | 0.329 | 0 | 0 | 0 | 10.677 | 12 | 4.164 | 0 | 4.164 | 0.51597 | 4.68
2017-03-06 07:00 | 0.001 | 0 | 2.875 | 0 | 9.126 | 246.4689 | 12 | 17.1793 | 3.6843 | 0 | 0 | 0 | 17.1793 | 3.6843 | 0.329 | 0 | 0 | 0 | 9.126 | 9.126 | 3.5591 | 0 | 3.5591 | 0 | 3.5591
2017-03-06 08:00 | 0.008 | 0 | 0 | 3.647 | 8.361 | 246.4689 | 12 | 17.1793 | 3.6843 | 0 | 0 | 0 | 17.1793 | 3.6843 | 0.329 | 0 | 0 | 0 | 8.361 | 12.008 | 3.2608 | 0 | 3.2608 | 1.4223 | 4.6831
2017-03-06 09:00 | 0.023 | 0 | 0 | 3.741 | 8.282 | 246.4689 | 12 | 17.1793 | 3.6843 | 0 | 0 | 11.7665 | 5.4128 | 3.6843 | 0.6516 | 70.599 | 0 | 0 | 8.282 | 12.023 | 3.23 | 0 | 3.23 | 1.459 | 4.689
2017-03-06 10:00 | 0.038 | 0 | 3.763 | 0 | 8.275 | 249.705 | 12 | 17.1793 | 3.6843 | 0 | 0 | 11.7667 | 5.4127 | 3.6843 | 0.6516 | 70.6 | 0 | 0 | 8.275 | 8.275 | 3.2273 | 0 | 3.2273 | 0 | 3.2273
2017-03-06 11:00 | 0.042 | 0 | 0 | 3.678 | 8.364 | 249.705 | 12 | 17.1793 | 3.6843 | 0 | 0 | 11.682 | 5.4973 | 3.6843 | 0.64928 | 70.092 | 0 | 0 | 8.364 | 12.042 | 3.262 | 0 | 3.262 | 1.4344 | 4.6964
2017-03-06 12:00 | 0.041 | 0 | 3.012 | 0 | 9.029 | 252.2954 | 12 | 17.1793 | 3.6843 | 0 | 0 | 14.8002 | 2.3792 | 3.6843 | 0.73477 | 69.076 | 11.539 | 3.8463 | 12.8753 | 12.8753 | 3.5213 | 1.5001 | 5.0214 | 0 | 5.0214
2017-03-06 13:00 | 0.059 | 0 | 0 | 3.155 | 8.904 | 252.2954 | 12 | 17.1793 | 3.6843 | 0 | 0 | 15.253 | 1.9263 | 3.6843 | 0.74719 | 68.07 | 13.717 | 4.5723 | 13.4763 | 16.6313 | 3.4726 | 1.7832 | 5.2558 | 1.2305 | 6.4862
2017-03-06 14:00 | 0.101 | 0 | 2.85 | 0 | 9.251 | 254.7464 | 12 | 17.1793 | 3.6843 | 0 | 0 | 4.3933 | 12.786 | 3.6843 | 0.44945 | 0 | 15.421 | 5.1403 | 14.3913 | 14.3913 | 3.6079 | 2.0047 | 5.6126 | 0 | 5.6126
2017-03-06 15:00 | 0.127 | 0 | 2.734 | 0 | 9.393 | 257.0976 | 12 | 17.1793 | 3.6843 | 0 | 0 | 15.7668 | 1.4125 | 3.6843 | 0.76127 | 66.929 | 16.188 | 5.396 | 14.789 | 14.789 | 3.6633 | 2.1044 | 5.7677 | 0 | 5.7677
2017-03-06 16:00 | 0.097 | 0 | 2.617 | 1.7764e-15 | 9.48 | 259.3482 | 12 | 17.1793 | 3.6843 | 0 | 0 | 15.7802 | 1.3992 | 3.6843 | 0.76164 | 66.899 | 16.252 | 5.4173 | 14.8973 | 14.8973 | 3.6972 | 2.1128 | 5.81 | 6.9278e-16 | 5.81
2017-03-06 17:00 | 0.075 | 0 | 2.473 | 0 | 9.602 | 261.475 | 12 | 17.1793 | 3.6843 | 0 | 0 | 11.1977 | 5.9817 | 3.6843 | 0.636 | 67.186 | 0 | 0 | 9.602 | 9.602 | 3.7448 | 0 | 3.7448 | 0 | 3.7448
2017-03-06 18:00 | 0.026 | 0 | 0 | 1.542 | 10.484 | 261.475 | 12 | 17.1793 | 3.6843 | 0 | 0 | 11.2475 | 5.9318 | 3.6843 | 0.63737 | 67.485 | 0 | 0 | 10.484 | 12.026 | 4.0888 | 0 | 4.0888 | 0.60138 | 4.6901
2017-03-06 19:00 | 0.001 | 0 | 0 | 0 | 13.357 | 261.475 | 13.356 | 19.1206 | 4.1006 | 0 | 0 | 11.2883 | 7.8323 | 4.1006 | 0.60707 | 67.73 | 0 | 0 | 13.357 | 13.357 | 5.2092 | 0 | 5.2092 | 0 | 5.2092
2017-03-06 20:00 | 0 | 4.04 | 0 | 0 | 19.04 | 256.7773 | 15 | 21.4742 | 4.6053 | 0 | 0 | 0 | 21.4742 | 4.6053 | 0.329 | 0 | 0 | 0 | 19.04 | 19.04 | 7.4256 | 0 | 7.4256 | 0 | 7.4256
2017-03-06 21:00 | 0 | 5.029 | 0 | 0 | 20.029 | 250.9296 | 15 | 21.4742 | 4.6053 | 0 | 0 | 0 | 21.4742 | 4.6053 | 0.329 | 0 | 0 | 0 | 20.029 | 20.029 | 7.8113 | 0 | 7.8113 | 0 | 7.8113
2017-03-06 22:00 | 0 | 4.539 | 0 | 0 | 19.539 | 245.6517 | 15 | 21.4742 | 4.6053 | 0 | 0 | 0 | 21.4742 | 4.6053 | 0.329 | 0 | 0 | 0 | 19.539 | 19.539 | 7.6202 | 0 | 7.6202 | 0 | 7.6202
2017-03-06 23:00 | 0 | 2.326 | 0 | 0 | 17.326 | 242.9471 | 15 | 21.4742 | 4.6053 | 0 | 0 | 0 | 21.4742 | 4.6053 | 0.329 | 0 | 0 | 0 | 17.326 | 17.326 | 6.7571 | 0 | 6.7571 | 0 | 6.7571
2017-03-07 | 0 | 0 | 0 | 0 | 14.428 | 242.9471 | 14.428 | 20.6553 | 4.4297 | 0 | 0 | 2.8447 | 17.8106 | 4.4297 | 0.39387 | 0 | 9.985 | 3.3283 | 17.7563 | 17.7563 | 5.6269 | 1.298 | 6.925 | 0 | 6.925
2017-03-07 01:00 | 0 | 0 | 0 | 0 | 12.601 | 242.9471 | 12.601 | 18.0397 | 3.8688 | 0 | 0 | 2.6553 | 15.3844 | 3.8688 | 0.39833 | 0 | 9.32 | 3.1067 | 15.7077 | 15.7077 | 4.9144 | 1.2116 | 6.126 | 0 | 6.126
2017-03-07 02:00 | 0 | 0 | 0 | 0.309 | 11.691 | 242.9471 | 12 | 17.1793 | 3.6843 | 0 | 0 | 2.4198 | 14.7595 | 3.6843 | 0.39534 | 0 | 8.494 | 2.8313 | 14.5223 | 14.8313 | 4.5595 | 1.1042 | 5.6637 | 0.12051 | 5.7842
2017-03-07 03:00 | 0 | 0 | 0 | 0.476 | 11.524 | 242.9471 | 12 | 17.1793 | 3.6843 | 0 | 0 | 2.2093 | 14.97 | 3.6843 | 0.38957 | 0 | 7.755 | 2.585 | 14.109 | 14.585 | 4.4944 | 1.0082 | 5.5025 | 0.18564 | 5.6881
2017-03-07 04:00 | 0 | 0 | 0 | 0.627 | 11.373 | 242.9471 | 12 | 17.1793 | 3.6843 | 0 | 0 | 1.878 | 15.3013 | 3.6843 | 0.38049 | 0 | 6.592 | 2.1973 | 13.5703 | 14.1973 | 4.4355 | 0.85696 | 5.2924 | 0.24453 | 5.537
2017-03-07 05:00 | 0 | 0 | 0 | 1.028 | 10.972 | 242.9471 | 12 | 17.1793 | 3.6843 | 0 | 0 | 0 | 17.1793 | 3.6843 | 0.329 | 0 | 0 | 0 | 10.972 | 12 | 4.2791 | 0 | 4.2791 | 0.40092 | 4.68
2017-03-07 06:00 | 0 | 0 | 0 | 1.707 | 10.293 | 242.9471 | 12 | 17.1793 | 3.6843 | 0 | 0 | 0 | 17.1793 | 3.6843 | 0.329 | 0 | 0 | 0 | 10.293 | 12 | 4.0143 | 0 | 4.0143 | 0.66573 | 4.68
2017-03-07 07:00 | 0.003 | 0 | 0 | 3.483 | 8.52 | 242.9471 | 12 | 17.1793 | 3.6843 | 0 | 0 | 0 | 17.1793 | 3.6843 | 0.329 | 0 | 0 | 0 | 8.52 | 12.003 | 3.3228 | 0 | 3.3228 | 1.3584 | 4.6812
2017-03-07 08:00 | 0.021 | 0 | 0 | 3.938 | 8.083 | 242.9471 | 12 | 17.1793 | 3.6843 | 0 | 0 | 0 | 17.1793 | 3.6843 | 0.329 | 0 | 0 | 0 | 8.083 | 12.021 | 3.1524 | 0 | 3.1524 | 1.5358 | 4.6882
2017-03-07 09:00 | 0.063 | 0 | 0 | 4.456 | 7.607 | 242.9471 | 12 | 17.1793 | 3.6843 | 0 | 0 | 12.0677 | 5.1117 | 3.6843 | 0.65986 | 72.406 | 0 | 0 | 7.607 | 12.063 | 2.9667 | 0 | 2.9667 | 1.7378 | 4.7046
2017-03-07 10:00 | 0.077 | 0 | 0 | 4.631 | 7.446 | 242.9471 | 12 | 17.1793 | 3.6843 | 0 | 0 | 12.0637 | 5.1157 | 3.6843 | 0.65975 | 72.382 | 0 | 0 | 7.446 | 12.077 | 2.9039 | 0 | 2.9039 | 1.8061 | 4.71
2017-03-07 11:00 | 0.065 | 0 | 4.361 | 1.7764e-15 | 7.704 | 246.6975 | 12 | 17.1793 | 3.6843 | 0 | 0 | 12.0065 | 5.1728 | 3.6843 | 0.65818 | 72.039 | 0 | 0 | 7.704 | 7.704 | 3.0046 | 0 | 3.0046 | 6.9278e-16 | 3.0046
2017-03-07 12:00 | 0.125 | 0 | 0 | 3.569 | 8.556 | 246.6975 | 12 | 17.1793 | 3.6843 | 0 | 0 | 13.8402 | 3.3392 | 3.6843 | 0.70845 | 71.208 | 6.922 | 2.3073 | 10.8633 | 14.4323 | 3.3368 | 0.89986 | 4.2367 | 1.3919 | 5.6286
2017-03-07 13:00 | 0.113 | 0 | 2.659 | 0 | 9.454 | 248.9843 | 12 | 17.1793 | 3.6843 | 0 | 0 | 14.2538 | 2.9255 | 3.6843 | 0.71979 | 70.289 | 8.912 | 2.9707 | 12.4247 | 12.4247 | 3.6871 | 1.1586 | 4.8456 | 0 | 4.8456
2017-03-07 14:00 | 0.14 | 0 | 2.139 | 0 | 10.001 | 250.8238 | 12 | 17.1793 | 3.6843 | 0 | 0 | 3.269 | 13.9103 | 3.6843 | 0.41863 | 0 | 11.474 | 3.8247 | 13.8257 | 13.8257 | 3.9004 | 1.4916 | 5.392 | 0 | 5.392
2017-03-07 15:00 | 0.15 | 0 | 0.7538 | 1.5242 | 9.872 | 251.4721 | 12 | 17.1793 | 3.6843 | 0 | 0 | 15.0055 | 2.1738 | 3.6843 | 0.7404 | 68.62 | 12.527 | 4.1757 | 14.0477 | 15.5719 | 3.8501 | 1.6285 | 5.4786 | 0.59444 | 6.073
2017-03-07 16:00 | 0.115 | 0 | 0 | 2.692 | 9.423 | 251.4721 | 12 | 17.1793 | 3.6843 | 0 | 0 | 15.1167 | 2.0627 | 3.6843 | 0.74345 | 68.373 | 13.062 | 4.354 | 13.777 | 16.469 | 3.675 | 1.6981 | 5.373 | 1.0499 | 6.4229
2017-03-07 17:00 | 0.1 | 0 | 0 | 2.769 | 9.331 | 251.4721 | 12 | 17.1793 | 3.6843 | 0 | 0 | 11.3293 | 5.85 | 3.6843 | 0.63961 | 67.976 | 0 | 0 | 9.331 | 12.1 | 3.6391 | 0 | 3.6391 | 1.0799 | 4.719
2017-03-07 18:00 | 0.037 | 0 | 0 | 2.036 | 10.001 | 251.4721 | 12 | 17.1793 | 3.6843 | 0 | 0 | 11.2893 | 5.89 | 3.6843 | 0.63852 | 67.736 | 0 | 0 | 10.001 | 12.037 | 3.9004 | 0 | 3.9004 | 0.79404 | 4.6944
2017-03-07 19:00 | 0.001 | 0 | 0 | 0 | 13.912 | 251.4721 | 13.911 | 19.9151 | 4.271 | 0 | 0 | 11.3022 | 8.613 | 4.271 | 0.5963 | 67.813 | 0 | 0 | 13.912 | 13.912 | 5.4257 | 0 | 5.4257 | 0 | 5.4257
2017-03-07 20:00 | 0 | 4.883 | 0 | 0 | 19.883 | 245.7942 | 15 | 21.4742 | 4.6053 | 0 | 0 | 0 | 21.4742 | 4.6053 | 0.329 | 0 | 0 | 0 | 19.883 | 19.883 | 7.7544 | 0 | 7.7544 | 0 | 7.7544
2017-03-07 21:00 | 0 | 5.563 | 0 | 0 | 20.563 | 239.3256 | 15 | 21.4742 | 4.6053 | 0 | 0 | 0 | 21.4742 | 4.6053 | 0.329 | 0 | 0 | 0 | 20.563 | 20.563 | 8.0196 | 0 | 8.0196 | 0 | 8.0196
2017-03-07 22:00 | 0 | 4.721 | 0 | 0 | 19.721 | 233.836 | 15 | 21.4742 | 4.6053 | 0 | 0 | 0 | 21.4742 | 4.6053 | 0.329 | 0 | 0 | 0 | 19.721 | 19.721 | 7.6912 | 0 | 7.6912 | 0 | 7.6912
2017-03-07 23:00 | 0 | 1.579 | 0 | 0 | 16.579 | 232 | 15 | 21.4742 | 4.6053 | 0 | 0 | 0 | 21.4742 | 4.6053 | 0.329 | 0 | 0 | 0 | 16.579 | 16.579 | 6.4658 | 0 | 6.4658 | 0 | 6.4658
2017-03-08 | 0 | 0 | 0 | 0 | 13.79 | 232 | 13.79 | 19.7419 | 4.2338 | 0 | 0 | 2.6752 | 17.0667 | 4.2338 | 0.39282 | 0 | 9.39 | 3.13 | 16.92 | 16.92 | 5.3781 | 1.2207 | 6.5988 | 0 | 6.5988
2017-03-08 01:00 | 0 | 0 | 0 | 0.067 | 11.933 | 232 | 12 | 17.1793 | 3.6843 | 0 | 0 | 2.5695 | 14.6098 | 3.6843 | 0.39945 | 0 | 9.019 | 3.0063 | 14.9393 | 15.0063 | 4.6539 | 1.1725 | 5.8263 | 0.02613 | 5.8525
2017-03-08 02:00 | 0 | 0 | 0 | 0.012 | 11.988 | 232 | 12 | 17.1793 | 3.6843 | 0 | 0 | 2.5162 | 14.6632 | 3.6843 | 0.39798 | 0 | 8.832 | 2.944 | 14.932 | 14.944 | 4.6753 | 1.1482 | 5.8235 | 0.00468 | 5.8282
2017-03-08 03:00 | 0 | 0 | 0 | 0.415 | 11.585 | 232 | 12 | 17.1793 | 3.6843 | 0 | 0 | 2.4163 | 14.763 | 3.6843 | 0.39525 | 0 | 8.482 | 2.8273 | 14.4123 | 14.8273 | 4.5182 | 1.1027 | 5.6208 | 0.16185 | 5.7827
2017-03-08 04:00 | 0 | 0 | 0 | 0.772 | 11.228 | 232 | 12 | 17.1793 | 3.6843 | 0 | 0 | 2.3475 | 14.8318 | 3.6843 | 0.39336 | 0 | 8.24 | 2.7467 | 13.9747 | 14.7467 | 4.3789 | 1.0712 | 5.4501 | 0.30108 | 5.7512
2017-03-08 05:00 | 0 | 0 | 0 | 1.565 | 10.435 | 232 | 12 | 17.1793 | 3.6843 | 0 | 0 | 0 | 17.1793 | 3.6843 | 0.329 | 0 | 0 | 0 | 10.435 | 12 | 4.0697 | 0 | 4.0697 | 0.61035 | 4.68
2017-03-08 06:00 | 0 | 0 | 0 | 2.176 | 9.824 | 232 | 12 | 17.1793 | 3.6843 | 0 | 0 | 0 | 17.1793 | 3.6843 | 0.329 | 0 | 0 | 0 | 9.824 | 12 | 3.8314 | 0 | 3.8314 | 0.84864 | 4.68
2017-03-08 07:00 | 0.004 | 0 | 0 | 3.404 | 8.6 | 232 | 12 | 17.1793 | 3.6843 | 0 | 0 | 0 | 17.1793 | 3.6843 | 0.329 | 0 | 0 | 0 | 8.6 | 12.004 | 3.354 | 0 | 3.354 | 1.3276 | 4.6816
2017-03-08 08:00 | 0.03 | 0 | 1.4106 | 2.9434 | 7.676 | 233.2131 | 12 | 17.1793 | 3.6843 | 0 | 0 | 0 | 17.1793 | 3.6843 | 0.329 | 0 | 0 | 0 | 7.676 | 10.6194 | 2.9936 | 0 | 2.9936 | 1.1479 | 4.1416
2017-03-08 09:00 | 0.083 | 0 | 4.382 | 0 | 7.701 | 236.9817 | 12 | 17.1793 | 3.6843 | 0 | 0 | 11.922 | 5.2573 | 3.6843 | 0.65586 | 71.532 | 0 | 0 | 7.701 | 7.701 | 3.0034 | 0 | 3.0034 | 0 | 3.0034
2017-03-08 10:00 | 0.133 | 0 | 0 | 4.403 | 7.73 | 236.9817 | 12 | 17.1793 | 3.6843 | 0 | 0 | 11.9392 | 5.2402 | 3.6843 | 0.65633 | 71.635 | 0 | 0 | 7.73 | 12.133 | 3.0147 | 0 | 3.0147 | 1.7172 | 4.7319
2017-03-08 11:00 | 0.158 | 0 | 0 | 4.478 | 7.68 | 236.9817 | 12 | 17.1793 | 3.6843 | 0 | 0 | 11.837 | 5.3423 | 3.6843 | 0.65353 | 71.022 | 0 | 0 | 7.68 | 12.158 | 2.9952 | 0 | 2.9952 | 1.7464 | 4.7416
2017-03-08 12:00 | 0.168 | 0 | 0 | 3.569 | 8.599 | 236.9817 | 12 | 17.1793 | 3.6843 | 0 | 0 | 14.5852 | 2.5942 | 3.6843 | 0.72888 | 69.553 | 10.505 | 3.5017 | 12.1007 | 15.6697 | 3.3536 | 1.3657 | 4.7193 | 1.3919 | 6.1112
2017-03-08 13:00 | 0.18 | 0 | 2.874 | 0 | 9.306 | 239.4533 | 12 | 17.1793 | 3.6843 | 0 | 0 | 15.2372 | 1.9422 | 3.6843 | 0.74675 | 68.105 | 13.641 | 4.547 | 13.853 | 13.853 | 3.6293 | 1.7733 | 5.4027 | 0 | 5.4027
2017-03-08 14:00 | 0.163 | 0 | 2.839 | 0 | 9.324 | 241.8948 | 12 | 17.1793 | 3.6843 | 0 | 0 | 4.5985 | 12.5808 | 3.6843 | 0.45508 | 0 | 16.141 | 5.3803 | 14.7043 | 14.7043 | 3.6364 | 2.0983 | 5.7347 | 0 | 5.7347
2017-03-08 15:00 | 0.156 | 0 | 2.316 | 1.7764e-15 | 9.84 | 243.8866 | 12 | 17.1793 | 3.6843 | 0 | 0 | 16.103 | 1.0763 | 3.6843 | 0.77049 | 66.182 | 17.805 | 5.935 | 15.775 | 15.775 | 3.8376 | 2.3146 | 6.1523 | 6.9278e-16 | 6.1523
2017-03-08 16:00 | 0.131 | 0 | 2.568 | 0 | 9.563 | 246.0951 | 12 | 17.1793 | 3.6843 | 0 | 0 | 16.3458 | 0.8335 | 3.6843 | 0.77715 | 65.643 | 18.973 | 6.3243 | 15.8873 | 15.8873 | 3.7296 | 2.4665 | 6.1961 | 0 | 6.1961
2017-03-08 17:00 | 0.09 | 0 | 2.559 | 0 | 9.531 | 248.2958 | 12 | 17.1793 | 3.6843 | 0 | 0 | 10.881 | 6.2983 | 3.6843 | 0.62732 | 65.286 | 0 | 0 | 9.531 | 9.531 | 3.7171 | 0 | 3.7171 | 0 | 3.7171
2017-03-08 18:00 | 0.024 | 0 | 2.187 | 0 | 9.837 | 250.1766 | 12 | 17.1793 | 3.6843 | 0 | 0 | 10.8933 | 6.286 | 3.6843 | 0.62766 | 65.36 | 0 | 0 | 9.837 | 9.837 | 3.8364 | 0 | 3.8364 | 0 | 3.8364
2017-03-08 19:00 | 0.002 | 0 | 0 | 0 | 13.161 | 250.1766 | 13.159 | 18.8386 | 4.0401 | 0 | 0 | 10.9495 | 7.8891 | 4.0401 | 0.60276 | 65.697 | 0 | 0 | 13.161 | 13.161 | 5.1328 | 0 | 5.1328 | 0 | 5.1328
2017-03-08 20:00 | 0 | 3.463 | 0 | 0 | 18.463 | 246.1499 | 15 | 21.4742 | 4.6053 | 0 | 0 | 0 | 21.4742 | 4.6053 | 0.329 | 0 | 0 | 0 | 18.463 | 18.463 | 7.2006 | 0 | 7.2006 | 0 | 7.2006
2017-03-08 21:00 | 0 | 4.234 | 0 | 0 | 19.234 | 241.2266 | 15 | 21.4742 | 4.6053 | 0 | 0 | 0 | 21.4742 | 4.6053 | 0.329 | 0 | 0 | 0 | 19.234 | 19.234 | 7.5013 | 0 | 7.5013 | 0 | 7.5013
2017-03-08 22:00 | 0 | 3.433 | 0 | 0 | 18.433 | 237.2348 | 15 | 21.4742 | 4.6053 | 0 | 0 | 0 | 21.4742 | 4.6053 | 0.329 | 0 | 0 | 0 | 18.433 | 18.433 | 7.1889 | 0 | 7.1889 | 0 | 7.1889
2017-03-08 23:00 | 0 | 0.751 | 0 | 0 | 15.751 | 236.3615 | 15 | 21.4742 | 4.6053 | 0 | 0 | 0 | 21.4742 | 4.6053 | 0.329 | 0 | 0 | 0 | 15.751 | 15.751 | 6.1429 | 0 | 6.1429 | 0 | 6.1429
2017-03-09 | 0 | 0 | 0 | 0 | 13.147 | 236.3615 | 13.147 | 18.8214 | 4.0364 | 0 | 0 | 3.3822 | 15.4392 | 4.0364 | 0.41364 | 0 | 11.872 | 3.9573 | 17.1043 | 17.1043 | 5.1273 | 1.5434 | 6.6707 | 0 | 6.6707
2017-03-09 01:00 | 0 | 0 | 0 | 0.272 | 11.728 | 236.3615 | 12 | 17.1793 | 3.6843 | 0 | 0 | 3.2122 | 13.9672 | 3.6843 | 0.41707 | 0 | 11.275 | 3.7583 | 15.4863 | 15.7583 | 4.5739 | 1.4658 | 6.0397 | 0.10608 | 6.1457
2017-03-09 02:00 | 0 | 0 | 0 | 0.993 | 11.007 | 236.3615 | 12 | 17.1793 | 3.6843 | 0 | 0 | 3.0755 | 14.1038 | 3.6843 | 0.41332 | 0 | 10.795 | 3.5983 | 14.6053 | 15.5983 | 4.2927 | 1.4034 | 5.6961 | 0.38727 | 6.0834
2017-03-09 03:00 | 0 | 0 | 0 | 1.08 | 10.92 | 236.3615 | 12 | 17.1793 | 3.6843 | 0 | 0 | 2.9287 | 14.2507 | 3.6843 | 0.40929 | 0 | 10.28 | 3.4267 | 14.3467 | 15.4267 | 4.2588 | 1.3364 | 5.5952 | 0.4212 | 6.0164
2017-03-09 04:00 | 0 | 0 | 0 | 0.658 | 11.342 | 236.3615 | 12 | 17.1793 | 3.6843 | 0 | 0 | 2.8085 | 14.3708 | 3.6843 | 0.406 | 0 | 9.858 | 3.286 | 14.628 | 15.286 | 4.4234 | 1.2815 | 5.7049 | 0.25662 | 5.9615
2017-03-09 05:00 | 0 | 0 | 0 | 1.118 | 10.882 | 236.3615 | 12 | 17.1793 | 3.6843 | 0 | 0 | 0 | 17.1793 | 3.6843 | 0.329 | 0 | 0 | 0 | 10.882 | 12 | 4.244 | 0 | 4.244 | 0.43602 | 4.68
2017-03-09 06:00 | 0 | 0 | 0 | 1.651 | 10.349 | 236.3615 | 12 | 17.1793 | 3.6843 | 0 | 0 | 0 | 17.1793 | 3.6843 | 0.329 | 0 | 0 | 0 | 10.349 | 12 | 4.0361 | 0 | 4.0361 | 0.64389 | 4.68
2017-03-09 07:00 | 0.002 | 0 | 0 | 3.225 | 8.777 | 236.3615 | 12 | 17.1793 | 3.6843 | 0 | 0 | 0 | 17.1793 | 3.6843 | 0.329 | 0 | 0 | 0 | 8.777 | 12.002 | 3.423 | 0 | 3.423 | 1.2578 | 4.6808
2017-03-09 08:00 | 0.033 | 0 | 0 | 4.541 | 7.492 | 236.3615 | 12 | 17.1793 | 3.6843 | 0 | 0 | 0 | 17.1793 | 3.6843 | 0.329 | 0 | 0 | 0 | 7.492 | 12.033 | 2.9219 | 0 | 2.9219 | 1.771 | 4.6929
2017-03-09 09:00 | 0.08 | 0 | 0 | 4.708 | 7.372 | 236.3615 | 12 | 17.1793 | 3.6843 | 0 | 0 | 11.7707 | 5.4087 | 3.6843 | 0.65171 | 70.624 | 0 | 0 | 7.372 | 12.08 | 2.8751 | 0 | 2.8751 | 1.8361 | 4.7112
2017-03-09 10:00 | 0.126 | 0 | 0 | 4.963 | 7.163 | 236.3615 | 12 | 17.1793 | 3.6843 | 0 | 0 | 11.8205 | 5.3588 | 3.6843 | 0.65308 | 70.923 | 0 | 0 | 7.163 | 12.126 | 2.7936 | 0 | 2.7936 | 1.9356 | 4.7291
2017-03-09 11:00 | 0.156 | 0 | 0 | 4.87 | 7.286 | 236.3615 | 12 | 17.1793 | 3.6843 | 0 | 0 | 11.7113 | 5.468 | 3.6843 | 0.65009 | 70.268 | 0 | 0 | 7.286 | 12.156 | 2.8415 | 0 | 2.8415 | 1.8993 | 4.7408
2017-03-09 12:00 | 0.169 | 0 | 4.004 | 1.7764e-15 | 8.165 | 239.805 | 12 | 17.1793 | 3.6843 | 0 | 0 | 14.7945 | 2.3848 | 3.6843 | 0.73462 | 69.088 | 11.512 | 3.8373 | 12.0023 | 12.0023 | 3.1843 | 1.4966 | 4.6809 | 6.9278e-16 | 4.6809
2017-03-09 13:00 | 0.186 | 0 | 0 | 3.538 | 8.648 | 239.805 | 12 | 17.1793 | 3.6843 | 0 | 0 | 15.4427 | 1.7367 | 3.6843 | 0.75239 | 67.649 | 14.629 | 4.8763 | 13.5243 | 17.0623 | 3.3727 | 1.9018 | 5.2745 | 1.3798 | 6.6543
2017-03-09 14:00 | 0.165 | 0 | 2.815 | 0 | 9.35 | 242.2259 | 12 | 17.1793 | 3.6843 | 0 | 0 | 4.9088 | 12.2705 | 3.6843 | 0.46358 | 0 | 17.23 | 5.7433 | 15.0933 | 15.0933 | 3.6465 | 2.2399 | 5.8864 | 0 | 5.8864
2017-03-09 15:00 | 0.155 | 0 | 2.884 | 0 | 9.271 | 244.7061 | 12 | 17.1793 | 3.6843 | 0 | 0 | 16.3573 | 0.822 | 3.6843 | 0.77746 | 65.617 | 19.028 | 6.3427 | 15.6137 | 15.6137 | 3.6157 | 2.4736 | 6.0893 | 0 | 6.0893
2017-03-09 16:00 | 0.129 | 0 | 2.556 | 0 | 9.573 | 246.9043 | 12 | 17.1793 | 3.6843 | 0 | 0 | 16.5912 | 0.58816 | 3.6843 | 0.78387 | 65.098 | 20.153 | 6.7177 | 16.2907 | 16.2907 | 3.7335 | 2.6199 | 6.3534 | 0 | 6.3534
2017-03-09 17:00 | 0.054 | 0 | 2.769 | 0 | 9.285 | 249.2856 | 12 | 17.1793 | 3.6843 | 0 | 0 | 10.7927 | 6.3867 | 3.6843 | 0.6249 | 64.756 | 0 | 0 | 9.285 | 9.285 | 3.6212 | 0 | 3.6212 | 0 | 3.6212
2017-03-09 18:00 | 0.017 | 0 | 2.015 | 1.7764e-15 | 10.002 | 251.0185 | 12 | 17.1793 | 3.6843 | 0 | 0 | 10.7772 | 6.4022 | 3.6843 | 0.62447 | 64.663 | 0 | 0 | 10.002 | 10.002 | 3.9008 | 0 | 3.9008 | 6.9278e-16 | 3.9008
2017-03-09 19:00 | 0.001 | 0 | 0 | 0 | 13.319 | 251.0185 | 13.318 | 19.0662 | 4.0889 | 0 | 0 | 10.799 | 8.2672 | 4.0889 | 0.59577 | 64.794 | 0 | 0 | 13.319 | 13.319 | 5.1944 | 0 | 5.1944 | 0 | 5.1944
2017-03-09 20:00 | 0 | 4.116 | 0 | 0 | 19.116 | 246.2325 | 15 | 21.4742 | 4.6053 | 0 | 0 | 0 | 21.4742 | 4.6053 | 0.329 | 0 | 0 | 0 | 19.116 | 19.116 | 7.4552 | 0 | 7.4552 | 0 | 7.4552
2017-03-09 21:00 | 0 | 4.484 | 0 | 0 | 19.484 | 241.0185 | 15 | 21.4742 | 4.6053 | 0 | 0 | 0 | 21.4742 | 4.6053 | 0.329 | 0 | 0 | 0 | 19.484 | 19.484 | 7.5988 | 0 | 7.5988 | 0 | 7.5988
2017-03-09 22:00 | 0 | 3.699 | 0 | 0 | 18.699 | 236.7173 | 15 | 21.4742 | 4.6053 | 0 | 0 | 0 | 21.4742 | 4.6053 | 0.329 | 0 | 0 | 0 | 18.699 | 18.699 | 7.2926 | 0 | 7.2926 | 0 | 7.2926
2017-03-09 23:00 | 0 | 1.195 | 0 | 0 | 16.195 | 235.3278 | 15 | 21.4742 | 4.6053 | 0 | 0 | 0 | 21.4742 | 4.6053 | 0.329 | 0 | 0 | 0 | 16.195 | 16.195 | 6.3161 | 0 | 6.3161 | 0 | 6.3161
2017-03-10 | 0 | 0 | 0 | 0 | 14.304 | 235.3278 | 14.304 | 20.4778 | 4.3916 | 0 | 0 | 3.6935 | 16.7843 | 4.3916 | 0.41395 | 0 | 12.964 | 4.3213 | 18.6253 | 18.6253 | 5.5786 | 1.6853 | 7.2639 | 0 | 7.2639
2017-03-10 01:00 | 0 | 0 | 0 | 0 | 12.312 | 235.3278 | 12.312 | 17.626 | 3.78 | 0 | 0 | 3.4612 | 14.1648 | 3.78 | 0.42149 | 0 | 12.148 | 4.0493 | 16.3613 | 16.3613 | 4.8017 | 1.5792 | 6.3809 | 0 | 6.3809
2017-03-10 02:00 | 0 | 0 | 0 | 0.017 | 11.983 | 235.3278 | 12 | 17.1793 | 3.6843 | 0 | 0 | 3.2597 | 13.9197 | 3.6843 | 0.41837 | 0 | 11.442 | 3.814 | 15.797 | 15.814 | 4.6734 | 1.4875 | 6.1608 | 0.00663 | 6.1675
2017-03-10 03:00 | 0 | 0 | 0 | 0.294 | 11.706 | 235.3278 | 12 | 17.1793 | 3.6843 | 0 | 0 | 3.0395 | 14.1398 | 3.6843 | 0.41233 | 0 | 10.668 | 3.556 | 15.262 | 15.556 | 4.5653 | 1.3868 | 5.9522 | 0.11466 | 6.0668
2017-03-10 04:00 | 0 | 0 | 0 | 0.846 | 11.154 | 235.3278 | 12 | 17.1793 | 3.6843 | 0 | 0 | 2.8833 | 14.296 | 3.6843 | 0.40805 | 0 | 10.121 | 3.3737 | 14.5277 | 15.3737 | 4.3501 | 1.3157 | 5.6658 | 0.32994 | 5.9957
2017-03-10 05:00 | 0 | 0 | 0 | 1.407 | 10.593 | 235.3278 | 12 | 17.1793 | 3.6843 | 0 | 0 | 0 | 17.1793 | 3.6843 | 0.329 | 0 | 0 | 0 | 10.593 | 12 | 4.1313 | 0 | 4.1313 | 0.54873 | 4.68
2017-03-10 06:00 | 0 | 0 | 2.114 | 0 | 9.886 | 237.1458 | 12 | 17.1793 | 3.6843 | 0 | 0 | 0 | 17.1793 | 3.6843 | 0.329 | 0 | 0 | 0 | 9.886 | 9.886 | 3.8555 | 0 | 3.8555 | 0 | 3.8555
2017-03-10 07:00 | 0.003 | 0 | 0 | 3.523 | 8.48 | 237.1458 | 12 | 17.1793 | 3.6843 | 0 | 0 | 0 | 17.1793 | 3.6843 | 0.329 | 0 | 0 | 0 | 8.48 | 12.003 | 3.3072 | 0 | 3.3072 | 1.374 | 4.6812
2017-03-10 08:00 | 0.042 | 0 | 0 | 4.6 | 7.442 | 237.1458 | 12 | 17.1793 | 3.6843 | 0 | 0 | 0 | 17.1793 | 3.6843 | 0.329 | 0 | 0 | 0 | 7.442 | 12.042 | 2.9024 | 0 | 2.9024 | 1.794 | 4.6964
2017-03-10 09:00 | 0.07 | 0 | 0 | 4.516 | 7.554 | 237.1458 | 12 | 17.1793 | 3.6843 | 0 | 0 | 11.8072 | 5.3722 | 3.6843 | 0.65271 | 70.843 | 0 | 0 | 7.554 | 12.07 | 2.9461 | 0 | 2.9461 | 1.7612 | 4.7073
2017-03-10 10:00 | 0.117 | 0 | 0 | 4.475 | 7.642 | 237.1458 | 12 | 17.1793 | 3.6843 | 0 | 0 | 11.8245 | 5.3548 | 3.6843 | 0.65319 | 70.947 | 0 | 0 | 7.642 | 12.117 | 2.9804 | 0 | 2.9804 | 1.7452 | 4.7256
2017-03-10 11:00 | 0.112 | 0 | 4.266 | 0 | 7.846 | 240.8146 | 12 | 17.1793 | 3.6843 | 0 | 0 | 11.6922 | 5.4872 | 3.6843 | 0.64956 | 70.153 | 0 | 0 | 7.846 | 7.846 | 3.0599 | 0 | 3.0599 | 0 | 3.0599
2017-03-10 12:00 | 0.151 | 0 | 3.939 | 1.7764e-15 | 8.212 | 244.2021 | 12 | 17.1793 | 3.6843 | 0 | 0 | 14.8335 | 2.3458 | 3.6843 | 0.73569 | 69.002 | 11.699 | 3.8997 | 12.1117 | 12.1117 | 3.2027 | 1.5209 | 4.7236 | 6.9278e-16 | 4.7236
2017-03-10 13:00 | 0.146 | 0 | 0 | 3.299 | 8.847 | 244.2021 | 12 | 17.1793 | 3.6843 | 0 | 0 | 15.3692 | 1.8102 | 3.6843 | 0.75037 | 67.812 | 14.276 | 4.7587 | 13.6057 | 16.9047 | 3.4503 | 1.8559 | 5.3062 | 1.2866 | 6.5928
2017-03-10 14:00 | 0.098 | 0 | 2.98 | 0 | 9.118 | 246.7649 | 12 | 17.1793 | 3.6843 | 0 | 0 | 4.6458 | 12.5335 | 3.6843 | 0.45637 | 0 | 16.307 | 5.4357 | 14.5537 | 14.5537 | 3.556 | 2.1199 | 5.6759 | 0 | 5.6759
2017-03-10 15:00 | 0.075 | 0 | 2.554 | 1.7764e-15 | 9.521 | 248.9614 | 12 | 17.1793 | 3.6843 | 0 | 0 | 16.0035 | 1.1758 | 3.6843 | 0.76776 | 66.403 | 17.327 | 5.7757 | 15.2967 | 15.2967 | 3.7132 | 2.2525 | 5.9657 | 6.9278e-16 | 5.9657
2017-03-10 16:00 | 0.061 | 0 | 2.598 | 0 | 9.463 | 251.1957 | 12 | 17.1793 | 3.6843 | 0 | 0 | 16.0778 | 1.1015 | 3.6843 | 0.7698 | 66.238 | 17.684 | 5.8947 | 15.3577 | 15.3577 | 3.6906 | 2.2989 | 5.9895 | 0 | 5.9895
2017-03-10 17:00 | 0.028 | 0 | 2.839 | 0 | 9.189 | 253.6372 | 12 | 17.1793 | 3.6843 | 0 | 0 | 11.0228 | 6.1565 | 3.6843 | 0.63121 | 66.137 | 0 | 0 | 9.189 | 9.189 | 3.5837 | 0 | 3.5837 | 0 | 3.5837
2017-03-10 18:00 | 0.008 | 0 | 0 | 1.405 | 10.603 | 253.6372 | 12 | 17.1793 | 3.6843 | 0 | 0 | 11.0355 | 6.1438 | 3.6843 | 0.63156 | 66.213 | 0 | 0 | 10.603 | 12.008 | 4.1352 | 0 | 4.1352 | 0.54795 | 4.6831
2017-03-10 19:00 | 0.001 | 0 | 0 | 0 | 13.872 | 253.6372 | 13.871 | 19.8579 | 4.2587 | 0 | 0 | 11.1198 | 8.738 | 4.2587 | 0.59275 | 66.719 | 0 | 0 | 13.872 | 13.872 | 5.4101 | 0 | 5.4101 | 0 | 5.4101
2017-03-10 20:00 | 0 | 5.166 | 0 | 0 | 20.166 | 247.6302 | 15 | 21.4742 | 4.6053 | 0 | 0 | 0 | 21.4742 | 4.6053 | 0.329 | 0 | 0 | 0 | 20.166 | 20.166 | 7.8647 | 0 | 7.8647 | 0 | 7.8647
2017-03-10 21:00 | 0 | 5.771 | 0 | 0 | 20.771 | 240.9198 | 15 | 21.4742 | 4.6053 | 0 | 0 | 0 | 21.4742 | 4.6053 | 0.329 | 0 | 0 | 0 | 20.771 | 20.771 | 8.1007 | 0 | 8.1007 | 0 | 8.1007
2017-03-10 22:00 | 0 | 5.29 | 0 | 0 | 20.29 | 234.7686 | 15 | 21.4742 | 4.6053 | 0 | 0 | 0 | 21.4742 | 4.6053 | 0.329 | 0 | 0 | 0 | 20.29 | 20.29 | 7.9131 | 0 | 7.9131 | 0 | 7.9131
2017-03-10 23:00 | 0 | 2.381 | 0 | 0 | 17.381 | 232 | 15 | 21.4742 | 4.6053 | 0 | 0 | 0 | 21.4742 | 4.6053 | 0.329 | 0 | 0 | 0 | 17.381 | 17.381 | 6.7786 | 0 | 6.7786 | 0 | 6.7786
2017-03-11 | 0 | 0 | 0 | 0 | 14.408 | 232 | 14.408 | 20.6267 | 4.4236 | 0 | 0 | 2.9812 | 17.6455 | 4.4236 | 0.39707 | 0 | 10.464 | 3.488 | 17.896 | 17.896 | 5.6191 | 1.3603 | 6.9794 | 0 | 6.9794
2017-03-11 01:00 | 0 | 0 | 0 | 0 | 12.715 | 232 | 12.715 | 18.2029 | 3.9038 | 0 | 0 | 2.9107 | 15.2923 | 3.9038 | 0.40431 | 0 | 10.216 | 3.4053 | 16.1203 | 16.1203 | 4.9588 | 1.3281 | 6.2869 | 0 | 6.2869
2017-03-11 02:00 | 0 | 0 | 0 | 0.181 | 11.819 | 232 | 12 | 17.1793 | 3.6843 | 0 | 0 | 2.8367 | 14.3427 | 3.6843 | 0.40677 | 0 | 9.957 | 3.319 | 15.138 | 15.319 | 4.6094 | 1.2944 | 5.9038 | 0.07059 | 5.9744
2017-03-11 03:00 | 0 | 0 | 0 | 1.037 | 10.963 | 232 | 12 | 17.1793 | 3.6843 | 0 | 0 | 2.7157 | 14.4637 | 3.6843 | 0.40345 | 0 | 9.532 | 3.1773 | 14.1403 | 15.1773 | 4.2756 | 1.2392 | 5.5147 | 0.40443 | 5.9192
2017-03-11 04:00 | 0 | 0 | 0 | 1.195 | 10.805 | 232 | 12 | 17.1793 | 3.6843 | 0 | 0 | 2.584 | 14.5953 | 3.6843 | 0.39984 | 0 | 9.07 | 3.0233 | 13.8283 | 15.0233 | 4.2139 | 1.1791 | 5.393 | 0.46605 | 5.8591
2017-03-11 05:00 | 0 | 0 | 0 | 2.217 | 9.783 | 232 | 12 | 17.1793 | 3.6843 | 0 | 0 | 0 | 17.1793 | 3.6843 | 0.329 | 0 | 0 | 0 | 9.783 | 12 | 3.8154 | 0 | 3.8154 | 0.86463 | 4.68
2017-03-11 06:00 | 0 | 0 | 0.11964 | 2.5424 | 9.338 | 232.1029 | 12 | 17.1793 | 3.6843 | 0 | 0 | 0 | 17.1793 | 3.6843 | 0.329 | 0 | 0 | 0 | 9.338 | 11.8804 | 3.6418 | 0 | 3.6418 | 0.99152 | 4.6333
2017-03-11 07:00 | 0.001 | 0 | 0 | 3.848 | 8.153 | 232.1029 | 12 | 17.1793 | 3.6843 | 0 | 0 | 0 | 17.1793 | 3.6843 | 0.329 | 0 | 0 | 0 | 8.153 | 12.001 | 3.1797 | 0 | 3.1797 | 1.5007 | 4.6804
2017-03-11 08:00 | 0.012 | 0 | 0 | 4.269 | 7.743 | 232.1029 | 12 | 17.1793 | 3.6843 | 0 | 0 | 0 | 17.1793 | 3.6843 | 0.329 | 0 | 0 | 0 | 7.743 | 12.012 | 3.0198 | 0 | 3.0198 | 1.6649 | 4.6847
2017-03-11 09:00 | 0.04 | 0 | 4.038 | 0 | 8.002 | 235.5756 | 12 | 17.1793 | 3.6843 | 0 | 0 | 11.8867 | 5.2927 | 3.6843 | 0.65489 | 71.32 | 0 | 0 | 8.002 | 8.002 | 3.1208 | 0 | 3.1208 | 0 | 3.1208
2017-03-11 10:00 | 0.04 | 0 | 4.258 | 1.7764e-15 | 7.782 | 239.2375 | 12 | 17.1793 | 3.6843 | 0 | 0 | 11.8985 | 5.2808 | 3.6843 | 0.65522 | 71.391 | 0 | 0 | 7.782 | 7.782 | 3.035 | 0 | 3.035 | 6.9278e-16 | 3.035
2017-03-11 11:00 | 0.069 | 0 | 0 | 3.728 | 8.341 | 239.2375 | 12 | 17.1793 | 3.6843 | 0 | 0 | 11.8015 | 5.3778 | 3.6843 | 0.65256 | 70.809 | 0 | 0 | 8.341 | 12.069 | 3.253 | 0 | 3.253 | 1.4539 | 4.7069
2017-03-11 12:00 | 0.09 | 0 | 2.977 | 1.7764e-15 | 9.113 | 241.7977 | 12 | 17.1793 | 3.6843 | 0 | 0 | 14.6348 | 2.5445 | 3.6843 | 0.73024 | 69.443 | 10.744 | 3.5813 | 12.6943 | 12.6943 | 3.5541 | 1.3967 | 4.9508 | 6.9278e-16 | 4.9508
2017-03-11 13:00 | 0.095 | 0 | 0 | 2.406 | 9.689 | 241.7977 | 12 | 17.1793 | 3.6843 | 0 | 0 | 15.2232 | 1.9562 | 3.6843 | 0.74637 | 68.137 | 13.573 | 4.5243 | 14.2133 | 16.6193 | 3.7787 | 1.7645 | 5.5432 | 0.93834 | 6.4815
2017-03-11 14:00 | 0.115 | 0 | 2.295 | 0 | 9.82 | 243.7714 | 12 | 17.1793 | 3.6843 | 0 | 0 | 4.6268 | 12.5525 | 3.6843 | 0.45585 | 0 | 16.24 | 5.4133 | 15.2333 | 15.2333 | 3.8298 | 2.1112 | 5.941 | 0 | 5.941
2017-03-11 15:00 | 0.112 | 0 | 2.472 | 0 | 9.64 | 245.8973 | 12 | 17.1793 | 3.6843 | 0 | 0 | 16.1438 | 1.0355 | 3.6843 | 0.77161 | 66.092 | 18.001 | 6.0003 | 15.6403 | 15.6403 | 3.7596 | 2.3401 | 6.0997 | 0 | 6.0997
2017-03-11 16:00 | 0.076 | 0 | 2.943 | 0 | 9.133 | 248.4283 | 12 | 17.1793 | 3.6843 | 0 | 0 | 16.3768 | 0.8025 | 3.6843 | 0.778 | 65.574 | 19.122 | 6.374 | 15.507 | 15.507 | 3.5619 | 2.4859 | 6.0477 | 0 | 6.0477
2017-03-11 17:00 | 0.062 | 0 | 0 | 3.533 | 8.529 | 248.4283 | 12 | 17.1793 | 3.6843 | 0 | 0 | 10.8615 | 6.3178 | 3.6843 | 0.62679 | 65.169 | 0 | 0 | 8.529 | 12.062 | 3.3263 | 0 | 3.3263 | 1.3779 | 4.7042
2017-03-11 18:00 | 0.023 | 0 | 2.482 | 0 | 9.541 | 250.5628 | 12 | 17.1793 | 3.6843 | 0 | 0 | 10.832 | 6.3473 | 3.6843 | 0.62598 | 64.992 | 0 | 0 | 9.541 | 9.541 | 3.721 | 0 | 3.721 | 0 | 3.721
2017-03-11 19:00 | 0.002 | 0 | 0 | 0 | 13.263 | 250.5628 | 13.261 | 18.9846 | 4.0714 | 0 | 0 | 10.8528 | 8.1318 | 4.0714 | 0.59825 | 65.117 | 0 | 0 | 13.263 | 13.263 | 5.1726 | 0 | 5.1726 | 0 | 5.1726
2017-03-11 20:00 | 0 | 4.953 | 0 | 0 | 19.953 | 244.8035 | 15 | 21.4742 | 4.6053 | 0 | 0 | 0 | 21.4742 | 4.6053 | 0.329 | 0 | 0 | 0 | 19.953 | 19.953 | 7.7817 | 0 | 7.7817 | 0 | 7.7817
2017-03-11 21:00 | 0 | 4.914 | 0 | 0 | 19.914 | 239.0895 | 15 | 21.4742 | 4.6053 | 0 | 0 | 0 | 21.4742 | 4.6053 | 0.329 | 0 | 0 | 0 | 19.914 | 19.914 | 7.7665 | 0 | 7.7665 | 0 | 7.7665
2017-03-11 22:00 | 0 | 4.454 | 0 | 0 | 19.454 | 233.9105 | 15 | 21.4742 | 4.6053 | 0 | 0 | 0 | 21.4742 | 4.6053 | 0.329 | 0 | 0 | 0 | 19.454 | 19.454 | 7.5871 | 0 | 7.5871 | 0 | 7.5871
2017-03-11 23:00 | 0 | 1.643 | 0 | 0 | 16.643 | 232 | 15 | 21.4742 | 4.6053 | 0 | 0 | 0 | 21.4742 | 4.6053 | 0.329 | 0 | 0 | 0 | 16.643 | 16.643 | 6.4908 | 0 | 6.4908 | 0 | 6.4908
2017-03-12 | 0 | 0 | 0 | 0 | 13.609 | 232 | 13.609 | 19.4828 | 4.1783 | 0 | 0 | 3.5237 | 15.9591 | 4.1783 | 0.41419 | 0 | 12.368 | 4.1227 | 17.7317 | 17.7317 | 5.3075 | 1.6078 | 6.9154 | 0 | 6.9154
2017-03-12 01:00 | 0 | 0 | 0 | 0.507 | 11.493 | 232 | 12 | 17.1793 | 3.6843 | 0 | 0 | 3.326 | 13.8533 | 3.6843 | 0.42019 | 0 | 11.674 | 3.8913 | 15.3843 | 15.8913 | 4.4823 | 1.5176 | 5.9999 | 0.19773 | 6.1976
2017-03-12 02:00 | 0 | 0 | 0 | 1.373 | 10.627 | 232 | 12 | 17.1793 | 3.6843 | 0 | 0 | 3.1212 | 14.0582 | 3.6843 | 0.41457 | 0 | 10.955 | 3.6517 | 14.2787 | 15.6517 | 4.1445 | 1.4242 | 5.5687 | 0.53547 | 6.1042
2017-03-12 03:00 | 0 | 0 | 0 | 1.207 | 10.793 | 232 | 12 | 17.1793 | 3.6843 | 0 | 0 | 2.9683 | 14.211 | 3.6843 | 0.41038 | 0 | 10.419 | 3.473 | 14.266 | 15.473 | 4.2093 | 1.3545 | 5.5637 | 0.47073 | 6.0345
2017-03-12 04:00 | 0 | 0 | 0 | 1.003 | 10.997 | 232 | 12 | 17.1793 | 3.6843 | 0 | 0 | 2.8745 | 14.3048 | 3.6843 | 0.40781 | 0 | 10.09 | 3.3633 | 14.3603 | 15.3633 | 4.2888 | 1.3117 | 5.6005 | 0.39117 | 5.9917
2017-03-12 05:00 | 0 | 0 | 0 | 1.7 | 10.3 | 232 | 12 | 17.1793 | 3.6843 | 0 | 0 | 0 | 17.1793 | 3.6843 | 0.329 | 0 | 0 | 0 | 10.3 | 12 | 4.017 | 0 | 4.017 | 0.663 | 4.68
2017-03-12 06:00 | 0 | 0 | 0.12549 | 2.0045 | 9.87 | 232.1079 | 12 | 17.1793 | 3.6843 | 0 | 0 | 0 | 17.1793 | 3.6843 | 0.329 | 0 | 0 | 0 | 9.87 | 11.8745 | 3.8493 | 0 | 3.8493 | 0.78176 | 4.6311
2017-03-12 07:00 | 0.003 | 0 | 0 | 3.585 | 8.418 | 232.1079 | 12 | 17.1793 | 3.6843 | 0 | 0 | 0 | 17.1793 | 3.6843 | 0.329 | 0 | 0 | 0 | 8.418 | 12.003 | 3.283 | 0 | 3.283 | 1.3982 | 4.6812
2017-03-12 08:00 | 0.028 | 0 | 0 | 4.007 | 8.021 | 232.1079 | 12 | 17.1793 | 3.6843 | 0 | 0 | 0 | 17.1793 | 3.6843 | 0.329 | 0 | 0 | 0 | 8.021 | 12.028 | 3.1282 | 0 | 3.1282 | 1.5627 | 4.6909
2017-03-12 09:00 | 0.075 | 0 | 4.05 | 0 | 8.025 | 235.5909 | 12 | 17.1793 | 3.6843 | 0 | 0 | 11.903 | 5.2763 | 3.6843 | 0.65534 | 71.418 | 0 | 0 | 8.025 | 8.025 | 3.1298 | 0 | 3.1298 | 0 | 3.1298
2017-03-12 10:00 | 0.108 | 0 | 4.028 | 0 | 8.08 | 239.055 | 12 | 17.1793 | 3.6843 | 0 | 0 | 11.9273 | 5.252 | 3.6843 | 0.65601 | 71.564 | 0 | 0 | 8.08 | 8.08 | 3.1512 | 0 | 3.1512 | 0 | 3.1512
2017-03-12 11:00 | 0.145 | 0 | 3.966 | 0 | 8.179 | 242.4658 | 12 | 17.1793 | 3.6843 | 0 | 0 | 11.896 | 5.2833 | 3.6843 | 0.65515 | 71.376 | 0 | 0 | 8.179 | 8.179 | 3.1898 | 0 | 3.1898 | 0 | 3.1898
2017-03-12 12:00 | 0.132 | 0 | 0 | 3.322 | 8.81 | 242.4658 | 12 | 17.1793 | 3.6843 | 0 | 0 | 14.218 | 2.9613 | 3.6843 | 0.71881 | 70.369 | 8.739 | 2.913 | 11.723 | 15.045 | 3.4359 | 1.1361 | 4.572 | 1.2956 | 5.8676
2017-03-12 13:00 | 0.123 | 0 | 0 | 2.481 | 9.642 | 242.4658 | 12 | 17.1793 | 3.6843 | 0 | 0 | 14.8857 | 2.2937 | 3.6843 | 0.73712 | 68.886 | 11.95 | 3.9833 | 13.6253 | 16.1063 | 3.7604 | 1.5535 | 5.3139 | 0.96759 | 6.2815
2017-03-12 14:00 | 0.127 | 0 | 2.008 | 0 | 10.119 | 244.1926 | 12 | 17.1793 | 3.6843 | 0 | 0 | 4.1587 | 13.0207 | 3.6843 | 0.44302 | 0 | 14.597 | 4.8657 | 14.9847 | 14.9847 | 3.9464 | 1.8976 | 5.844 | 0 | 5.844
2017-03-12 15:00 | 0.078 | 0 | 0 | 1.662 | 10.416 | 244.1926 | 12 | 17.1793 | 3.6843 | 0 | 0 | 15.7412 | 1.4382 | 3.6843 | 0.76057 | 66.986 | 16.065 | 5.355 | 15.771 | 17.433 | 4.0622 | 2.0884 | 6.1507 | 0.64818 | 6.7989
2017-03-12 16:00 | 0.046 | 0 | 2.204 | 0 | 9.842 | 246.0881 | 12 | 17.1793 | 3.6843 | 0 | 0 | 15.8797 | 1.2997 | 3.6843 | 0.76437 | 66.678 | 16.731 | 5.577 | 15.419 | 15.419 | 3.8384 | 2.175 | 6.0134 | 0 | 6.0134
2017-03-12 17:00 | 0.036 | 0 | 2.738 | 0 | 9.298 | 248.4428 | 12 | 17.1793 | 3.6843 | 0 | 0 | 11.1068 | 6.0725 | 3.6843 | 0.63351 | 66.641 | 0 | 0 | 9.298 | 9.298 | 3.6262 | 0 | 3.6262 | 0 | 3.6262
2017-03-12 18:00 | 0.021 | 0 | 0 | 2.074 | 9.947 | 248.4428 | 12 | 17.1793 | 3.6843 | 0 | 0 | 11.1222 | 6.0572 | 3.6843 | 0.63393 | 66.733 | 0 | 0 | 9.947 | 12.021 | 3.8793 | 0 | 3.8793 | 0.80886 | 4.6882
2017-03-12 19:00 | 0.001 | 0 | 0 | 0 | 13.364 | 248.4428 | 13.363 | 19.1306 | 4.1027 | 0 | 0 | 11.1528 | 7.9778 | 4.1027 | 0.60359 | 66.917 | 0 | 0 | 13.364 | 13.364 | 5.212 | 0 | 5.212 | 0 | 5.212
2017-03-12 20:00 | 0 | 3.874 | 0 | 0 | 18.874 | 243.9381 | 15 | 21.4742 | 4.6053 | 0 | 0 | 0 | 21.4742 | 4.6053 | 0.329 | 0 | 0 | 0 | 18.874 | 18.874 | 7.3609 | 0 | 7.3609 | 0 | 7.3609
2017-03-12 21:00 | 0 | 4.445 | 0 | 0 | 19.445 | 238.7695 | 15 | 21.4742 | 4.6053 | 0 | 0 | 0 | 21.4742 | 4.6053 | 0.329 | 0 | 0 | 0 | 19.445 | 19.445 | 7.5836 | 0 | 7.5836 | 0 | 7.5836
2017-03-12 22:00 | 0 | 2.921 | 0 | 0 | 17.921 | 235.373 | 15 | 21.4742 | 4.6053 | 0 | 0 | 0 | 21.4742 | 4.6053 | 0.329 | 0 | 0 | 0 | 17.921 | 17.921 | 6.9892 | 0 | 6.9892 | 0 | 6.9892
2017-03-12 23:00 | 0 | 0.348 | 0 | 0 | 15.348 | 234.9683 | 15 | 21.4742 | 4.6053 | 0 | 0 | 0 | 21.4742 | 4.6053 | 0.329 | 0 | 0 | 0 | 15.348 | 15.348 | 5.9857 | 0 | 5.9857 | 0 | 5.9857
2017-03-13 | 0 | 0 | 0 | 0 | 13.761 | 234.9683 | 13.761 | 19.7004 | 4.2249 | 0 | 0 | 2.88 | 16.8204 | 4.2249 | 0.39786 | 0 | 10.109 | 3.3697 | 17.1307 | 17.1307 | 5.3668 | 1.3142 | 6.681 | 0 | 6.681
2017-03-13 01:00 | 0 | 0 | 0 | 0.229 | 11.771 | 234.9683 | 12 | 17.1793 | 3.6843 | 0 | 0 | 2.6737 | 14.5057 | 3.6843 | 0.4023 | 0 | 9.385 | 3.1283 | 14.8993 | 15.1283 | 4.5907 | 1.2201 | 5.8107 | 0.08931 | 5.9001
2017-03-13 02:00 | 0 | 0 | 0 | 0.758 | 11.242 | 234.9683 | 12 | 17.1793 | 3.6843 | 0 | 0 | 2.5013 | 14.678 | 3.6843 | 0.39758 | 0 | 8.78 | 2.9267 | 14.1687 | 14.9267 | 4.3844 | 1.1414 | 5.5258 | 0.29562 | 5.8214
2017-03-13 03:00 | 0 | 0 | 0 | 1.147 | 10.853 | 234.9683 | 12 | 17.1793 | 3.6843 | 0 | 0 | 2.3447 | 14.8347 | 3.6843 | 0.39328 | 0 | 8.23 | 2.7433 | 13.5963 | 14.7433 | 4.2327 | 1.0699 | 5.3026 | 0.44733 | 5.7499
2017-03-13 04:00 | 0 | 0 | 0 | 1.055 | 10.945 | 234.9683 | 12 | 17.1793 | 3.6843 | 0 | 0 | 2.3093 | 14.87 | 3.6843 | 0.39231 | 0 | 8.106 | 2.702 | 13.647 | 14.702 | 4.2686 | 1.0538 | 5.3223 | 0.41145 | 5.7338
2017-03-13 05:00 | 0 | 0 | 0 | 1.073 | 10.927 | 234.9683 | 12 | 17.1793 | 3.6843 | 0 | 0 | 0 | 17.1793 | 3.6843 | 0.329 | 0 | 0 | 0 | 10.927 | 12 | 4.2615 | 0 | 4.2615 | 0.41847 | 4.68
2017-03-13 06:00 | 0 | 0 | 0 | 1.667 | 10.333 | 234.9683 | 12 | 17.1793 | 3.6843 | 0 | 0 | 0 | 17.1793 | 3.6843 | 0.329 | 0 | 0 | 0 | 10.333 | 12 | 4.0299 | 0 | 4.0299 | 0.65013 | 4.68
2017-03-13 07:00 | 0.001 | 0 | 0 | 3.116 | 8.885 | 234.9683 | 12 | 17.1793 | 3.6843 | 0 | 0 | 0 | 17.1793 | 3.6843 | 0.329 | 0 | 0 | 0 | 8.885 | 12.001 | 3.4651 | 0 | 3.4651 | 1.2152 | 4.6804
2017-03-13 08:00 | 0.006 | 0 | 0 | 3.731 | 8.275 | 234.9683 | 12 | 17.1793 | 3.6843 | 0 | 0 | 0 | 17.1793 | 3.6843 | 0.329 | 0 | 0 | 0 | 8.275 | 12.006 | 3.2273 | 0 | 3.2273 | 1.4551 | 4.6823
2017-03-13 09:00 | 0.03 | 0 | 3.68 | 1.7764e-15 | 8.35 | 238.1331 | 12 | 17.1793 | 3.6843 | 0 | 0 | 11.8657 | 5.3137 | 3.6843 | 0.65432 | 71.194 | 0 | 0 | 8.35 | 8.35 | 3.2565 | 0 | 3.2565 | 6.9278e-16 | 3.2565
2017-03-13 10:00 | 0.064 | 0 | 0 | 3.69 | 8.374 | 238.1331 | 12 | 17.1793 | 3.6843 | 0 | 0 | 11.8882 | 5.2912 | 3.6843 | 0.65493 | 71.329 | 0 | 0 | 8.374 | 12.064 | 3.2659 | 0 | 3.2659 | 1.4391 | 4.705
2017-03-13 11:00 | 0.086 | 0 | 0 | 3.554 | 8.532 | 238.1331 | 12 | 17.1793 | 3.6843 | 0 | 0 | 11.8077 | 5.3717 | 3.6843 | 0.65273 | 70.846 | 0 | 0 | 8.532 | 12.086 | 3.3275 | 0 | 3.3275 | 1.3861 | 4.7135
2017-03-13 12:00 | 0.129 | 0 | 0 | 3.144 | 8.985 | 238.1331 | 12 | 17.1793 | 3.6843 | 0 | 0 | 14.603 | 2.5763 | 3.6843 | 0.72937 | 69.514 | 10.591 | 3.5303 | 12.5153 | 15.6593 | 3.5042 | 1.3768 | 4.881 | 1.2262 | 6.1071
2017-03-13 13:00 | 0.174 | 0 | 0 | 3.063 | 9.111 | 238.1331 | 12 | 17.1793 | 3.6843 | 0 | 0 | 15.2782 | 1.9012 | 3.6843 | 0.74788 | 68.014 | 13.838 | 4.6127 | 13.7237 | 16.7867 | 3.5533 | 1.7989 | 5.3522 | 1.1946 | 6.5468
2017-03-13 14:00 | 0.136 | 0 | 2.516 | 0 | 9.62 | 240.2969 | 12 | 17.1793 | 3.6843 | 0 | 0 | 4.7835 | 12.3958 | 3.6843 | 0.46015 | 0 | 16.79 | 5.5967 | 15.2167 | 15.2167 | 3.7518 | 2.1827 | 5.9345 | 0 | 5.9345
2017-03-13 15:00 | 0.117 | 0 | 2.329 | 1.7764e-15 | 9.788 | 242.2998 | 12 | 17.1793 | 3.6843 | 0 | 0 | 16.366 | 0.81333 | 3.6843 | 0.7777 | 65.598 | 19.069 | 6.3563 | 16.1443 | 16.1443 | 3.8173 | 2.479 | 6.2963 | 6.9278e-16 | 6.2963
2017-03-13 16:00 | 0.101 | 0 | 2.5 | 0 | 9.601 | 244.4498 | 12 | 17.1793 | 3.6843 | 0 | 0 | 16.6832 | 0.49616 | 3.6843 | 0.7864 | 64.894 | 20.595 | 6.865 | 16.466 | 16.466 | 3.7444 | 2.6774 | 6.4217 | 0 | 6.4217
2017-03-13 17:00 | 0.059 | 0 | 2.511 | 0 | 9.548 | 246.6093 | 12 | 17.1793 | 3.6843 | 0 | 0 | 10.7463 | 6.433 | 3.6843 | 0.62363 | 64.478 | 0 | 0 | 9.548 | 9.548 | 3.7237 | 0 | 3.7237 | 0 | 3.7237
2017-03-13 18:00 | 0.021 | 0 | 0 | 1.617 | 10.404 | 246.6093 | 12 | 17.1793 | 3.6843 | 0 | 0 | 10.7187 | 6.4607 | 3.6843 | 0.62287 | 64.312 | 0 | 0 | 10.404 | 12.021 | 4.0576 | 0 | 4.0576 | 0.63063 | 4.6882
2017-03-13 19:00 | 0.001 | 0 | 0 | 0 | 13.847 | 246.6093 | 13.846 | 19.8221 | 4.251 | 0 | 0 | 10.7317 | 9.0904 | 4.251 | 0.584 | 64.39 | 0 | 0 | 13.847 | 13.847 | 5.4003 | 0 | 5.4003 | 0 | 5.4003
2017-03-13 20:00 | 0 | 4.495 | 0 | 0 | 19.495 | 241.3826 | 15 | 21.4742 | 4.6053 | 0 | 0 | 0 | 21.4742 | 4.6053 | 0.329 | 0 | 0 | 0 | 19.495 | 19.495 | 7.6031 | 0 | 7.6031 | 0 | 7.6031
2017-03-13 21:00 | 0 | 4.8 | 0 | 0 | 19.8 | 235.8012 | 15 | 21.4742 | 4.6053 | 0 | 0 | 0 | 21.4742 | 4.6053 | 0.329 | 0 | 0 | 0 | 19.8 | 19.8 | 7.722 | 0 | 7.722 | 0 | 7.722
2017-03-13 22:00 | 0 | 2.821 | 0 | 0 | 17.821 | 232.5209 | 15 | 21.4742 | 4.6053 | 0 | 0 | 0 | 21.4742 | 4.6053 | 0.329 | 0 | 0 | 0 | 17.821 | 17.821 | 6.9502 | 0 | 6.9502 | 0 | 6.9502
2017-03-13 23:00 | 0 | 0.448 | 0 | 0 | 15.448 | 232 | 15 | 21.4742 | 4.6053 | 0 | 0 | 0 | 21.4742 | 4.6053 | 0.329 | 0 | 0 | 0 | 15.448 | 15.448 | 6.0247 | 0 | 6.0247 | 0 | 6.0247
2017-03-14 | 0 | 0 | 0 | 0 | 13.181 | 232 | 13.181 | 18.8701 | 4.0469 | 0 | 0 | 3.7723 | 15.0977 | 4.0469 | 0.42316 | 0 | 13.241 | 4.4137 | 17.5947 | 17.5947 | 5.1406 | 1.7213 | 6.8619 | 0 | 6.8619
2017-03-14 01:00 | 0 | 0 | 0 | 0.961 | 11.039 | 232 | 12 | 17.1793 | 3.6843 | 0 | 0 | 3.4643 | 13.715 | 3.6843 | 0.42398 | 0 | 12.16 | 4.0533 | 15.0923 | 16.0533 | 4.3052 | 1.5808 | 5.886 | 0.37479 | 6.2608
2017-03-14 02:00 | 0 | 0 | 0 | 0.534 | 11.466 | 232 | 12 | 17.1793 | 3.6843 | 0 | 0 | 3.213 | 13.9663 | 3.6843 | 0.41709 | 0 | 11.278 | 3.7593 | 15.2253 | 15.7593 | 4.4717 | 1.4661 | 5.9379 | 0.20826 | 6.1461
2017-03-14 03:00 | 0 | 0 | 0 | 1.176 | 10.824 | 232 | 12 | 17.1793 | 3.6843 | 0 | 0 | 2.9955 | 14.1838 | 3.6843 | 0.41113 | 0 | 10.514 | 3.5047 | 14.3287 | 15.5047 | 4.2214 | 1.3668 | 5.5882 | 0.45864 | 6.0468
2017-03-14 04:00 | 0 | 0 | 0 | 1.224 | 10.776 | 232 | 12 | 17.1793 | 3.6843 | 0 | 0 | 2.8093 | 14.37 | 3.6843 | 0.40602 | 0 | 9.861 | 3.287 | 14.063 | 15.287 | 4.2026 | 1.2819 | 5.4846 | 0.47736 | 5.9619
2017-03-14 05:00 | 0 | 0 | 0 | 1.711 | 10.289 | 232 | 12 | 17.1793 | 3.6843 | 0 | 0 | 0 | 17.1793 | 3.6843 | 0.329 | 0 | 0 | 0 | 10.289 | 12 | 4.0127 | 0 | 4.0127 | 0.66729 | 4.68
2017-03-14 06:00 | 0 | 0 | 0 | 1.629 | 10.371 | 232 | 12 | 17.1793 | 3.6843 | 0 | 0 | 0 | 17.1793 | 3.6843 | 0.329 | 0 | 0 | 0 | 10.371 | 12 | 4.0447 | 0 | 4.0447 | 0.63531 | 4.68
2017-03-14 07:00 | 0.003 | 0 | 2.689 | 0 | 9.314 | 234.3125 | 12 | 17.1793 | 3.6843 | 0 | 0 | 0 | 17.1793 | 3.6843 | 0.329 | 0 | 0 | 0 | 9.314 | 9.314 | 3.6325 | 0 | 3.6325 | 0 | 3.6325
2017-03-14 08:00 | 0.026 | 0 | 0 | 3.46 | 8.566 | 234.3125 | 12 | 17.1793 | 3.6843 | 0 | 0 | 0 | 17.1793 | 3.6843 | 0.329 | 0 | 0 | 0 | 8.566 | 12.026 | 3.3407 | 0 | 3.3407 | 1.3494 | 4.6901
2017-03-14 09:00 | 0.075 | 0 | 0 | 3.626 | 8.449 | 234.3125 | 12 | 17.1793 | 3.6843 | 0 | 0 | 11.8502 | 5.3292 | 3.6843 | 0.65389 | 71.101 | 0 | 0 | 8.449 | 12.075 | 3.2951 | 0 | 3.2951 | 1.4141 | 4.7092
2017-03-14 10:00 | 0.103 | 0 | 4.15 | 0 | 7.953 | 237.8815 | 12 | 17.1793 | 3.6843 | 0 | 0 | 11.8743 | 5.305 | 3.6843 | 0.65455 | 71.246 | 0 | 0 | 7.953 | 7.953 | 3.1017 | 0 | 3.1017 | 0 | 3.1017
2017-03-14 11:00 | 0.145 | 0 | 0 | 4.449 | 7.696 | 237.8815 | 12 | 17.1793 | 3.6843 | 0 | 0 | 11.7437 | 5.4357 | 3.6843 | 0.65097 | 70.462 | 0 | 0 | 7.696 | 12.145 | 3.0014 | 0 | 3.0014 | 1.7351 | 4.7366
2017-03-14 12:00 | 0.132 | 0 | 3.966 | 0 | 8.166 | 241.2923 | 12 | 17.1793 | 3.6843 | 0 | 0 | 14.9985 | 2.1808 | 3.6843 | 0.74021 | 68.636 | 12.493 | 4.1643 | 12.3303 | 12.3303 | 3.1847 | 1.6241 | 4.8088 | 0 | 4.8088
2017-03-14 13:00 | 0.118 | 0 | 3.248 | 0 | 8.87 | 244.0856 | 12 | 17.1793 | 3.6843 | 0 | 0 | 15.8747 | 1.3047 | 3.6843 | 0.76423 | 66.69 | 16.706 | 5.5687 | 14.4387 | 14.4387 | 3.4593 | 2.1718 | 5.6311 | 0 | 5.6311
2017-03-14 14:00 | 0.108 | 0 | 2.685 | 0 | 9.423 | 246.3947 | 12 | 17.1793 | 3.6843 | 0 | 0 | 5.6455 | 11.5338 | 3.6843 | 0.48378 | 0 | 19.816 | 6.6053 | 16.0283 | 16.0283 | 3.675 | 2.5761 | 6.2511 | 0 | 6.2511
2017-03-14 15:00 | 0.101 | 0 | 2.475 | 0 | 9.626 | 248.5232 | 12 | 17.1793 | 3.6843 | 0 | 0 | 16.9697 | 0.20966 | 3.6843 | 0.79425 | 64.257 | 21.973 | 7.3243 | 16.9503 | 16.9503 | 3.7541 | 2.8565 | 6.6106 | 0 | 6.6106
2017-03-14 16:00 | 0.066 | 0 | 2.56 | 0 | 9.506 | 250.7248 | 12 | 17.1793 | 3.6843 | 0.078502 | 0.0088106 | 17.2578 | 3.5527e-15 | 3.6931 | 0.8 | 63.618 | 23.359 | 7.7863 | 17.2923 | 17.2923 | 3.7073 | 3.0367 | 6.744 | 0 | 6.744
2017-03-14 17:00 | 0.048 | 0 | 3.014 | 0 | 9.034 | 253.3168 | 12 | 17.1793 | 3.6843 | 0 | 0 | 10.5527 | 6.6267 | 3.6843 | 0.61832 | 63.316 | 0 | 0 | 9.034 | 9.034 | 3.5233 | 0 | 3.5233 | 0 | 3.5233
2017-03-14 18:00 | 0.023 | 0 | 2.523 | 0 | 9.5 | 255.4866 | 12 | 17.1793 | 3.6843 | 0 | 0 | 10.5633 | 6.616 | 3.6843 | 0.61861 | 63.38 | 0 | 0 | 9.5 | 9.5 | 3.705 | 0 | 3.705 | 0 | 3.705
2017-03-14 19:00 | 0.001 | 0 | 0 | 0 | 12.997 | 255.4866 | 12.996 | 18.6052 | 3.9901 | 0 | 0 | 10.6288 | 7.9764 | 3.9901 | 0.59807 | 63.773 | 0 | 0 | 12.997 | 12.997 | 5.0688 | 0 | 5.0688 | 0 | 5.0688
2017-03-14 20:00 | 0 | 4.072 | 0 | 0 | 19.072 | 250.7517 | 15 | 21.4742 | 4.6053 | 0 | 0 | 0 | 21.4742 | 4.6053 | 0.329 | 0 | 0 | 0 | 19.072 | 19.072 | 7.4381 | 0 | 7.4381 | 0 | 7.4381
2017-03-14 21:00 | 0 | 5.72 | 0 | 0 | 20.72 | 244.1006 | 15 | 21.4742 | 4.6053 | 0 | 0 | 0 | 21.4742 | 4.6053 | 0.329 | 0 | 0 | 0 | 20.72 | 20.72 | 8.0808 | 0 | 8.0808 | 0 | 8.0808
2017-03-14 22:00 | 0 | 4.477 | 0 | 0 | 19.477 | 238.8947 | 15 | 21.4742 | 4.6053 | 0 | 0 | 0 | 21.4742 | 4.6053 | 0.329 | 0 | 0 | 0 | 19.477 | 19.477 | 7.596 | 0 | 7.596 | 0 | 7.596
2017-03-14 23:00 | 0 | 1.61 | 0 | 0 | 16.61 | 237.0226 | 15 | 21.4742 | 4.6053 | 0 | 0 | 0 | 21.4742 | 4.6053 | 0.329 | 0 | 0 | 0 | 16.61 | 16.61 | 6.4779 | 0 | 6.4779 | 0 | 6.4779
2017-03-15 | 0 | 0 | 0 | 0 | 13.927 | 237.0226 | 13.927 | 19.938 | 4.2759 | 0 | 0 | 3.8623 | 16.0757 | 4.2759 | 0.42024 | 0 | 13.557 | 4.519 | 18.446 | 18.446 | 5.4315 | 1.7624 | 7.1939 | 0 | 7.1939
2017-03-15 01:00 | 0 | 0 | 0 | 0.043 | 11.957 | 237.0226 | 12 | 17.1793 | 3.6843 | 0 | 0 | 3.6553 | 13.524 | 3.6843 | 0.42922 | 0 | 12.83 | 4.2767 | 16.2337 | 16.2767 | 4.6632 | 1.6679 | 6.3311 | 0.01677 | 6.3479
2017-03-15 02:00 | 0 | 0 | 0 | 0.573 | 11.427 | 237.0226 | 12 | 17.1793 | 3.6843 | 0 | 0 | 3.4448 | 13.7345 | 3.6843 | 0.42345 | 0 | 12.091 | 4.0303 | 15.4573 | 16.0303 | 4.4565 | 1.5718 | 6.0284 | 0.22347 | 6.2518
2017-03-15 03:00 | 0 | 0 | 0 | 0.753 | 11.247 | 237.0226 | 12 | 17.1793 | 3.6843 | 0 | 0 | 3.3085 | 13.8708 | 3.6843 | 0.41971 | 0 | 11.613 | 3.871 | 15.118 | 15.871 | 4.3863 | 1.5097 | 5.896 | 0.29367 | 6.1897
2017-03-15 04:00 | 0 | 0 | 0 | 0.834 | 11.166 | 237.0226 | 12 | 17.1793 | 3.6843 | 0 | 0 | 3.1008 | 14.0785 | 3.6843 | 0.41401 | 0 | 10.884 | 3.628 | 14.794 | 15.628 | 4.3547 | 1.4149 | 5.7697 | 0.32526 | 6.0949
2017-03-15 05:00 | 0 | 0 | 0 | 1.179 | 10.821 | 237.0226 | 12 | 17.1793 | 3.6843 | 0 | 0 | 0 | 17.1793 | 3.6843 | 0.329 | 0 | 0 | 0 | 10.821 | 12 | 4.2202 | 0 | 4.2202 | 0.45981 | 4.68
2017-03-15 06:00 | 0 | 0 | 0 | 1.962 | 10.038 | 237.0226 | 12 | 17.1793 | 3.6843 | 0 | 0 | 0 | 17.1793 | 3.6843 | 0.329 | 0 | 0 | 0 | 10.038 | 12 | 3.9148 | 0 | 3.9148 | 0.76518 | 4.68
2017-03-15 07:00 | 0.002 | 0 | 0 | 3.678 | 8.324 | 237.0226 | 12 | 17.1793 | 3.6843 | 0 | 0 | 0 | 17.1793 | 3.6843 | 0.329 | 0 | 0 | 0 | 8.324 | 12.002 | 3.2464 | 0 | 3.2464 | 1.4344 | 4.6808
2017-03-15 08:00 | 0.014 | 0 | 0 | 4.044 | 7.97 | 237.0226 | 12 | 17.1793 | 3.6843 | 0 | 0 | 0 | 17.1793 | 3.6843 | 0.329 | 0 | 0 | 0 | 7.97 | 12.014 | 3.1083 | 0 | 3.1083 | 1.5772 | 4.6855
2017-03-15 09:00 | 0.032 | 0 | 4.053 | 1.7764e-15 | 7.979 | 240.5082 | 12 | 17.1793 | 3.6843 | 0 | 0 | 11.704 | 5.4753 | 3.6843 | 0.64988 | 70.224 | 0 | 0 | 7.979 | 7.979 | 3.1118 | 0 | 3.1118 | 6.9278e-16 | 3.1118
2017-03-15 10:00 | 0.05 | 0 | 3.93 | 0 | 8.12 | 243.888 | 12 | 17.1793 | 3.6843 | 0 | 0 | 11.7285 | 5.4508 | 3.6843 | 0.65056 | 70.371 | 0 | 0 | 8.12 | 8.12 | 3.1668 | 0 | 3.1668 | 0 | 3.1668
2017-03-15 11:00 | 0.069 | 0 | 3.756 | 0 | 8.313 | 247.1182 | 12 | 17.1793 | 3.6843 | 0 | 0 | 11.6657 | 5.5137 | 3.6843 | 0.64883 | 69.994 | 0 | 0 | 8.313 | 8.313 | 3.2421 | 0 | 3.2421 | 0 | 3.2421
2017-03-15 12:00 | 0.051 | 0 | 3.301 | 0 | 8.75 | 249.957 | 12 | 17.1793 | 3.6843 | 0 | 0 | 14.8097 | 2.3697 | 3.6843 | 0.73503 | 69.055 | 11.585 | 3.8617 | 12.6117 | 12.6117 | 3.4125 | 1.5061 | 4.9185 | 0 | 4.9185
2017-03-15 13:00 | 0.061 | 0 | 2.952 | 1.7764e-15 | 9.109 | 252.4958 | 12 | 17.1793 | 3.6843 | 0 | 0 | 15.1595 | 2.0198 | 3.6843 | 0.74462 | 68.278 | 13.267 | 4.4223 | 13.5313 | 13.5313 | 3.5525 | 1.7247 | 5.2772 | 6.9278e-16 | 5.2772
2017-03-15 14:00 | 0.063 | 0 | 2.748 | 0 | 9.315 | 254.859 | 12 | 17.1793 | 3.6843 | 0 | 0 | 4.1935 | 12.9858 | 3.6843 | 0.44397 | 0 | 14.719 | 4.9063 | 14.2213 | 14.2213 | 3.6328 | 1.9135 | 5.5463 | 0 | 5.5463
2017-03-15 15:00 | 0.044 | 0 | 2.688 | 0 | 9.356 | 257.1707 | 12 | 17.1793 | 3.6843 | 0 | 0 | 15.7812 | 1.3982 | 3.6843 | 0.76167 | 66.897 | 16.257 | 5.419 | 14.775 | 14.775 | 3.6488 | 2.1134 | 5.7623 | 0 | 5.7623
2017-03-15 16:00 | 0.028 | 0 | 2.986 | 0 | 9.042 | 259.7387 | 12 | 17.1793 | 3.6843 | 0 | 0 | 16.0572 | 1.1222 | 3.6843 | 0.76923 | 66.284 | 17.584 | 5.8613 | 14.9033 | 14.9033 | 3.5264 | 2.2859 | 5.8123 | 0 | 5.8123
2017-03-15 17:00 | 0.012 | 0 | 0 | 3.155 | 8.857 | 259.7387 | 12 | 17.1793 | 3.6843 | 0 | 0 | 10.9835 | 6.1958 | 3.6843 | 0.63013 | 65.901 | 0 | 0 | 8.857 | 12.012 | 3.4542 | 0 | 3.4542 | 1.2305 | 4.6847
2017-03-15 18:00 | 0.003 | 0 | 2.388 | 1.7764e-15 | 9.615 | 261.7924 | 12 | 17.1793 | 3.6843 | 0 | 0 | 10.9625 | 6.2168 | 3.6843 | 0.62956 | 65.775 | 0 | 0 | 9.615 | 9.615 | 3.7498 | 0 | 3.7498 | 6.9278e-16 | 3.7499
2017-03-15 19:00 | 0 | 0 | 0 | 0 | 13.777 | 261.7924 | 13.777 | 19.7233 | 4.2298 | 0 | 0 | 10.9875 | 8.7358 | 4.2298 | 0.59139 | 65.925 | 0 | 0 | 13.777 | 13.777 | 5.373 | 0 | 5.373 | 0 | 5.373
2017-03-15 20:00 | 0 | 5.03 | 0 | 0 | 20.03 | 255.9435 | 15 | 21.4742 | 4.6053 | 0 | 0 | 0 | 21.4742 | 4.6053 | 0.329 | 0 | 0 | 0 | 20.03 | 20.03 | 7.8117 | 0 | 7.8117 | 0 | 7.8117
2017-03-15 21:00 | 0 | 5.702 | 0 | 0 | 20.702 | 249.3133 | 15 | 21.4742 | 4.6053 | 0 | 0 | 0 | 21.4742 | 4.6053 | 0.329 | 0 | 0 | 0 | 20.702 | 20.702 | 8.0738 | 0 | 8.0738 | 0 | 8.0738
2017-03-15 22:00 | 0 | 4.064 | 0 | 0 | 19.064 | 244.5877 | 15 | 21.4742 | 4.6053 | 0 | 0 | 0 | 21.4742 | 4.6053 | 0.329 | 0 | 0 | 0 | 19.064 | 19.064 | 7.435 | 0 | 7.435 | 0 | 7.435
2017-03-15 23:00 | 0 | 1.487 | 0 | 0 | 16.487 | 242.8586 | 15 | 21.4742 | 4.6053 | 0 | 0 | 0 | 21.4742 | 4.6053 | 0.329 | 0 | 0 | 0 | 16.487 | 16.487 | 6.4299 | 0 | 6.4299 | 0 | 6.4299
2017-03-16 | 0 | 0 | 0 | 0 | 14.573 | 242.8586 | 14.573 | 20.8629 | 4.4742 | 0 | 0 | 3.4263 | 17.4365 | 4.4742 | 0.40635 | 0 | 12.027 | 4.009 | 18.582 | 18.582 | 5.6835 | 1.5635 | 7.247 | 0 | 7.247
2017-03-16 01:00 | 0 | 0 | 0 | 0 | 12.575 | 242.8586 | 12.575 | 18.0025 | 3.8608 | 0 | 0 | 3.3008 | 14.7017 | 3.8608 | 0.41536 | 0 | 11.586 | 3.862 | 16.437 | 16.437 | 4.9043 | 1.5062 | 6.4104 | 0 | 6.4104
2017-03-16 02:00 | 0 | 0 | 0 | 0.354 | 11.646 | 242.8586 | 12 | 17.1793 | 3.6843 | 0 | 0 | 3.1665 | 14.0128 | 3.6843 | 0.41581 | 0 | 11.114 | 3.7047 | 15.3507 | 15.7047 | 4.5419 | 1.4448 | 5.9868 | 0.13806 | 6.1248
2017-03-16 03:00 | 0 | 0 | 0 | 0.956 | 11.044 | 242.8586 | 12 | 17.1793 | 3.6843 | 0 | 0 | 3.011 | 14.1683 | 3.6843 | 0.41155 | 0 | 10.569 | 3.523 | 14.567 | 15.523 | 4.3072 | 1.374 | 5.6811 | 0.37284 | 6.054
2017-03-16 04:00 | 0 | 0 | 0 | 0.805 | 11.195 | 242.8586 | 12 | 17.1793 | 3.6843 | 0 | 0 | 2.8748 | 14.3045 | 3.6843 | 0.40782 | 0 | 10.091 | 3.3637 | 14.5587 | 15.3637 | 4.3661 | 1.3118 | 5.6779 | 0.31395 | 5.9918
2017-03-16 05:00 | 0 | 0 | 0 | 1.886 | 10.114 | 242.8586 | 12 | 17.1793 | 3.6843 | 0 | 0 | 0 | 17.1793 | 3.6843 | 0.329 | 0 | 0 | 0 | 10.114 | 12 | 3.9445 | 0 | 3.9445 | 0.73554 | 4.68
2017-03-16 06:00 | 0 | 0 | 0 | 1.835 | 10.165 | 242.8586 | 12 | 17.1793 | 3.6843 | 0 | 0 | 0 | 17.1793 | 3.6843 | 0.329 | 0 | 0 | 0 | 10.165 | 12 | 3.9644 | 0 | 3.9644 | 0.71565 | 4.68
2017-03-16 07:00 | 0.002 | 0 | 0 | 3.377 | 8.625 | 242.8586 | 12 | 17.1793 | 3.6843 | 0 | 0 | 0 | 17.1793 | 3.6843 | 0.329 | 0 | 0 | 0 | 8.625 | 12.002 | 3.3638 | 0 | 3.3638 | 1.317 | 4.6808
2017-03-16 08:00 | 0.027 | 0 | 0 | 3.997 | 8.03 | 242.8586 | 12 | 17.1793 | 3.6843 | 0 | 0 | 0 | 17.1793 | 3.6843 | 0.329 | 0 | 0 | 0 | 8.03 | 12.027 | 3.1317 | 0 | 3.1317 | 1.5588 | 4.6905
2017-03-16 09:00 | 0.074 | 0 | 3.968 | 0 | 8.106 | 246.2711 | 12 | 17.1793 | 3.6843 | 0 | 0 | 11.7968 | 5.3825 | 3.6843 | 0.65243 | 70.781 | 0 | 0 | 8.106 | 8.106 | 3.1613 | 0 | 3.1613 | 0 | 3.1613
2017-03-16 10:00 | 0.094 | 0 | 3.894 | 0 | 8.2 | 249.62 | 12 | 17.1793 | 3.6843 | 0 | 0 | 11.8353 | 5.344 | 3.6843 | 0.65349 | 71.012 | 0 | 0 | 8.2 | 8.2 | 3.198 | 0 | 3.198 | 0 | 3.198
2017-03-16 11:00 | 0.111 | 0 | 3.805 | 0 | 8.306 | 252.8923 | 12 | 17.1793 | 3.6843 | 0 | 0 | 11.7532 | 5.4262 | 3.6843 | 0.65123 | 70.519 | 0 | 0 | 8.306 | 8.306 | 3.2393 | 0 | 3.2393 | 0 | 3.2393
2017-03-16 12:00 | 0.119 | 0 | 0 | 3.567 | 8.552 | 252.8923 | 12 | 17.1793 | 3.6843 | 0 | 0 | 14.6807 | 2.4987 | 3.6843 | 0.73149 | 69.341 | 10.964 | 3.6547 | 12.2067 | 15.7737 | 3.3353 | 1.4253 | 4.7606 | 1.3911 | 6.1517
2017-03-16 13:00 | 0.088 | 0 | 0 | 3.126 | 8.962 | 252.8923 | 12 | 17.1793 | 3.6843 | 0 | 0 | 15.2915 | 1.8878 | 3.6843 | 0.74824 | 67.985 | 13.902 | 4.634 | 13.596 | 16.722 | 3.4952 | 1.8073 | 5.3024 | 1.2191 | 6.5216
2017-03-16 14:00 | 0.092 | 0 | 2.929 | 0 | 9.163 | 255.4112 | 12 | 17.1793 | 3.6843 | 0 | 0 | 4.6295 | 12.5498 | 3.6843 | 0.45593 | 0 | 16.249 | 5.4163 | 14.5793 | 14.5793 | 3.5736 | 2.1124 | 5.6859 | 0 | 5.6859
2017-03-16 15:00 | 0.063 | 0 | 2.704 | 0 | 9.359 | 257.7366 | 12 | 17.1793 | 3.6843 | 0 | 0 | 16.0327 | 1.1467 | 3.6843 | 0.76856 | 66.339 | 17.467 | 5.8223 | 15.1813 | 15.1813 | 3.65 | 2.2707 | 5.9207 | 0 | 5.9207
2017-03-16 16:00 | 0.035 | 0 | 2.625 | 0 | 9.41 | 259.9941 | 12 | 17.1793 | 3.6843 | 0 | 0 | 16.1348 | 1.0445 | 3.6843 | 0.77136 | 66.112 | 17.958 | 5.986 | 15.396 | 15.396 | 3.6699 | 2.3345 | 6.0044 | 0 | 6.0044
2017-03-16 17:00 | 0.03 | 0 | 2.839 | 0 | 9.191 | 262.4357 | 12 | 17.1793 | 3.6843 | 0 | 0 | 11.0037 | 6.1757 | 3.6843 | 0.63068 | 66.022 | 0 | 0 | 9.191 | 9.191 | 3.5845 | 0 | 3.5845 | 0 | 3.5845
2017-03-16 18:00 | 0.015 | 0 | 0 | 1.752 | 10.263 | 262.4357 | 12 | 17.1793 | 3.6843 | 0 | 0 | 11.012 | 6.1673 | 3.6843 | 0.63091 | 66.072 | 0 | 0 | 10.263 | 12.015 | 4.0026 | 0 | 4.0026 | 0.68328 | 4.6859
2017-03-16 19:00 | 0.001 | 0 | 0 | 0 | 14.338 | 262.4357 | 14.337 | 20.525 | 4.4018 | 0 | 0 | 11.072 | 9.453 | 4.4018 | 0.58308 | 66.432 | 0 | 0 | 14.338 | 14.338 | 5.5918 | 0 | 5.5918 | 0 | 5.5918
2017-03-16 20:00 | 0 | 5.526 | 0 | 0 | 20.526 | 256.0101 | 15 | 21.4742 | 4.6053 | 0 | 0 | 0 | 21.4742 | 4.6053 | 0.329 | 0 | 0 | 0 | 20.526 | 20.526 | 8.0051 | 0 | 8.0051 | 0 | 8.0051
2017-03-16 21:00 | 0 | 0 | 0 | 5.53 | 21.47 | 256.0101 | 27 | 38.6535 | 8.2896 | 0 | 0 | 0 | 38.6535 | 8.2896 | 0.329 | 0 | 0 | 0 | 21.47 | 27 | 8.3733 | 0 | 8.3733 | 2.1567 | 10.53
2017-03-16 22:00 | 0 | 5.504 | 0 | 0 | 20.504 | 249.6101 | 15 | 21.4742 | 4.6053 | 0 | 0 | 0 | 21.4742 | 4.6053 | 0.329 | 0 | 0 | 0 | 20.504 | 20.504 | 7.9966 | 0 | 7.9966 | 0 | 7.9966
2017-03-16 23:00 | 0 | 2.814 | 0 | 0 | 17.814 | 246.338 | 15 | 21.4742 | 4.6053 | 0 | 0 | 0 | 21.4742 | 4.6053 | 0.329 | 0 | 0 | 0 | 17.814 | 17.814 | 6.9475 | 0 | 6.9475 | 0 | 6.9475
2017-03-17 | 0 | 0 | 0 | 0 | 14.929 | 246.338 | 14.929 | 21.3725 | 4.5835 | 0 | 0 | 3.2603 | 18.1122 | 4.5835 | 0.40085 | 0 | 11.444 | 3.8147 | 18.7437 | 18.7437 | 5.8223 | 1.4877 | 7.31 | 0 | 7.31
2017-03-17 01:00 | 0 | 0 | 0 | 0 | 12.759 | 246.338 | 12.759 | 18.2659 | 3.9173 | 0 | 0 | 3.1605 | 15.1054 | 3.9173 | 0.4105 | 0 | 11.093 | 3.6977 | 16.4567 | 16.4567 | 4.976 | 1.4421 | 6.4181 | 0 | 6.4181
2017-03-17 02:00 | 0 | 0 | 0 | 0.317 | 11.683 | 246.338 | 12 | 17.1793 | 3.6843 | 0 | 0 | 3.0408 | 14.1385 | 3.6843 | 0.41237 | 0 | 10.673 | 3.5577 | 15.2407 | 15.5577 | 4.5564 | 1.3875 | 5.9439 | 0.12363 | 6.0675
2017-03-17 03:00 | 0 | 0 | 0 | 1.464 | 10.536 | 246.338 | 12 | 17.1793 | 3.6843 | 0 | 0 | 2.8903 | 14.289 | 3.6843 | 0.40824 | 0 | 10.145 | 3.3817 | 13.9177 | 15.3817 | 4.109 | 1.3189 | 5.4279 | 0.57096 | 5.9988
2017-03-17 04:00 | 0 | 0 | 0 | 1.723 | 10.277 | 246.338 | 12 | 17.1793 | 3.6843 | 0 | 0 | 2.7515 | 14.4278 | 3.6843 | 0.40444 | 0 | 9.658 | 3.2193 | 13.4963 | 15.2193 | 4.008 | 1.2555 | 5.2636 | 0.67197 | 5.9355
2017-03-17 05:00 | 0 | 0 | 0.99472 | 1.1973 | 9.808 | 247.1935 | 12 | 17.1793 | 3.6843 | 0 | 0 | 0 | 17.1793 | 3.6843 | 0.329 | 0 | 0 | 0 | 9.808 | 11.0053 | 3.8251 | 0 | 3.8251 | 0.46694 | 4.2921
2017-03-17 06:00 | 0 | 0 | 0 | 2.457 | 9.543 | 247.1935 | 12 | 17.1793 | 3.6843 | 0 | 0 | 0 | 17.1793 | 3.6843 | 0.329 | 0 | 0 | 0 | 9.543 | 12 | 3.7218 | 0 | 3.7218 | 0.95823 | 4.68
2017-03-17 07:00 | 0.004 | 0 | 0 | 3.718 | 8.286 | 247.1935 | 12 | 17.1793 | 3.6843 | 0 | 0 | 0 | 17.1793 | 3.6843 | 0.329 | 0 | 0 | 0 | 8.286 | 12.004 | 3.2315 | 0 | 3.2315 | 1.45 | 4.6816
2017-03-17 08:00 | 0.035 | 0 | 0 | 4.127 | 7.908 | 247.1935 | 12 | 17.1793 | 3.6843 | 0 | 0 | 0 | 17.1793 | 3.6843 | 0.329 | 0 | 0 | 0 | 7.908 | 12.035 | 3.0841 | 0 | 3.0841 | 1.6095 | 4.6936
2017-03-17 09:00 | 0.089 | 0 | 0 | 4.396 | 7.693 | 247.1935 | 12 | 17.1793 | 3.6843 | 0 | 0 | 11.8177 | 5.3617 | 3.6843 | 0.653 | 70.906 | 0 | 0 | 7.693 | 12.089 | 3.0003 | 0 | 3.0003 | 1.7144 | 4.7147
2017-03-17 10:00 | 0.129 | 0 | 0 | 4.356 | 7.773 | 247.1935 | 12 | 17.1793 | 3.6843 | 0 | 0 | 11.8242 | 5.3552 | 3.6843 | 0.65318 | 70.945 | 0 | 0 | 7.773 | 12.129 | 3.0315 | 0 | 3.0315 | 1.6988 | 4.7303
2017-03-17 11:00 | 0.125 | 0 | 0 | 4.246 | 7.879 | 247.1935 | 12 | 17.1793 | 3.6843 | 0 | 0 | 11.7608 | 5.4185 | 3.6843 | 0.65144 | 70.565 | 0 | 0 | 7.879 | 12.125 | 3.0728 | 0 | 3.0728 | 1.6559 | 4.7287
2017-03-17 12:00 | 0.141 | 0 | 0 | 4.096 | 8.045 | 247.1935 | 12 | 17.1793 | 3.6843 | 0 | 0 | 14.393 | 2.7863 | 3.6843 | 0.72361 | 69.98 | 9.581 | 3.1937 | 11.2387 | 15.3347 | 3.1376 | 1.2455 | 4.3831 | 1.5974 | 5.9805
2017-03-17 13:00 | 0.155 | 0 | 0 | 3.568 | 8.587 | 247.1935 | 12 | 17.1793 | 3.6843 | 0 | 0 | 14.8172 | 2.3622 | 3.6843 | 0.73524 | 69.038 | 11.621 | 3.8737 | 12.4607 | 16.0287 | 3.3489 | 1.5107 | 4.8597 | 1.3915 | 6.2512
2017-03-17 14:00 | 0.151 | 0 | 0 | 3.084 | 9.067 | 247.1935 | 12 | 17.1793 | 3.6843 | 0 | 0 | 3.7815 | 13.3978 | 3.6843 | 0.43268 | 0 | 13.273 | 4.4243 | 13.4913 | 16.5753 | 3.5361 | 1.7255 | 5.2616 | 1.2028 | 6.4644
2017-03-17 15:00 | 0.122 | 0 | 0 | 2.677 | 9.445 | 247.1935 | 12 | 17.1793 | 3.6843 | 0 | 0 | 15.405 | 1.7743 | 3.6843 | 0.75135 | 67.733 | 14.448 | 4.816 | 14.261 | 16.938 | 3.6835 | 1.8782 | 5.5618 | 1.044 | 6.6058
2017-03-17 16:00 | 0.131 | 0 | 0 | 2.504 | 9.627 | 247.1935 | 12 | 17.1793 | 3.6843 | 0 | 0 | 15.5457 | 1.6337 | 3.6843 | 0.75521 | 67.42 | 15.125 | 5.0417 | 14.6687 | 17.1727 | 3.7545 | 1.9663 | 5.7208 | 0.97656 | 6.6973
2017-03-17 17:00 | 0.064 | 0 | 0 | 3.092 | 8.972 | 247.1935 | 12 | 17.1793 | 3.6843 | 0 | 0 | 11.2472 | 5.9322 | 3.6843 | 0.63736 | 67.483 | 0 | 0 | 8.972 | 12.064 | 3.4991 | 0 | 3.4991 | 1.2059 | 4.705
2017-03-17 18:00 | 0.023 | 0 | 0 | 2.102 | 9.921 | 247.1935 | 12 | 17.1793 | 3.6843 | 0 | 0 | 11.2797 | 5.8997 | 3.6843 | 0.63825 | 67.678 | 0 | 0 | 9.921 | 12.023 | 3.8692 | 0 | 3.8692 | 0.81978 | 4.689
2017-03-17 19:00 | 0.001 | 0 | 0 | 0 | 13.749 | 247.1935 | 13.748 | 19.6818 | 4.2209 | 0 | 0 | 11.3103 | 8.3715 | 4.2209 | 0.59966 | 67.862 | 0 | 0 | 13.749 | 13.749 | 5.3621 | 0 | 5.3621 | 0 | 5.3621
2017-03-17 20:00 | 0 | 5.335 | 0 | 0 | 20.335 | 240.99 | 15 | 21.4742 | 4.6053 | 0 | 0 | 0 | 21.4742 | 4.6053 | 0.329 | 0 | 0 | 0 | 20.335 | 20.335 | 7.9307 | 0 | 7.9307 | 0 | 7.9307
2017-03-17 21:00 | 0 | 0 | 0 | 5.753 | 21.247 | 240.99 | 27 | 38.6535 | 8.2896 | 0 | 0 | 0 | 38.6535 | 8.2896 | 0.329 | 0 | 0 | 0 | 21.247 | 27 | 8.2863 | 0 | 8.2863 | 2.2437 | 10.53
2017-03-17 22:00 | 0 | 5.521 | 0 | 0 | 20.521 | 234.5702 | 15 | 21.4742 | 4.6053 | 0 | 0 | 0 | 21.4742 | 4.6053 | 0.329 | 0 | 0 | 0 | 20.521 | 20.521 | 8.0032 | 0 | 8.0032 | 0 | 8.0032
2017-03-17 23:00 | 0 | 2.177 | 0 | 0 | 17.177 | 232.0388 | 15 | 21.4742 | 4.6053 | 0 | 0 | 0 | 21.4742 | 4.6053 | 0.329 | 0 | 0 | 0 | 17.177 | 17.177 | 6.699 | 0 | 6.699 | 0 | 6.699
2017-03-18 | 0 | 0 | 0 | 0 | 14.782 | 232.0388 | 14.782 | 21.1621 | 4.5384 | 0 | 0 | 2.7122 | 18.4499 | 4.5384 | 0.38936 | 0 | 9.52 | 3.1733 | 17.9553 | 17.9553 | 5.765 | 1.2376 | 7.0026 | 0 | 7.0026
2017-03-18 01:00 | 0 | 0 | 0 | 0 | 12.921 | 232.0388 | 12.921 | 18.4978 | 3.967 | 0 | 0 | 2.5483 | 15.9495 | 3.967 | 0.39389 | 0 | 8.945 | 2.9817 | 15.9027 | 15.9027 | 5.0392 | 1.1628 | 6.202 | 0 | 6.202
2017-03-18 02:00 | 0 | 0 | 0 | 0.401 | 11.599 | 232.0388 | 12 | 17.1793 | 3.6843 | 0 | 0 | 2.4893 | 14.69 | 3.6843 | 0.39725 | 0 | 8.737 | 2.9123 | 14.5113 | 14.9123 | 4.5236 | 1.1358 | 5.6594 | 0.15639 | 5.8158
2017-03-18 03:00 | 0 | 0 | 0 | 0.911 | 11.089 | 232.0388 | 12 | 17.1793 | 3.6843 | 0 | 0 | 2.4322 | 14.7472 | 3.6843 | 0.39568 | 0 | 8.537 | 2.8457 | 13.9347 | 14.8457 | 4.3247 | 1.1098 | 5.4345 | 0.35529 | 5.7898
2017-03-18 04:00 | 0 | 0 | 0 | 0.95 | 11.05 | 232.0388 | 12 | 17.1793 | 3.6843 | 0 | 0 | 2.3733 | 14.806 | 3.6843 | 0.39407 | 0 | 8.331 | 2.777 | 13.827 | 14.777 | 4.3095 | 1.083 | 5.3925 | 0.3705 | 5.763
2017-03-18 05:00 | 0 | 0 | 0 | 1.297 | 10.703 | 232.0388 | 12 | 17.1793 | 3.6843 | 0 | 0 | 0 | 17.1793 | 3.6843 | 0.329 | 0 | 0 | 0 | 10.703 | 12 | 4.1742 | 0 | 4.1742 | 0.50583 | 4.68
2017-03-18 06:00 | 0 | 0 | 0 | 1.527 | 10.473 | 232.0388 | 12 | 17.1793 | 3.6843 | 0 | 0 | 0 | 17.1793 | 3.6843 | 0.329 | 0 | 0 | 0 | 10.473 | 12 | 4.0845 | 0 | 4.0845 | 0.59553 | 4.68
2017-03-18 07:00 | 0.002 | 0 | 0 | 2.997 | 9.005 | 232.0388 | 12 | 17.1793 | 3.6843 | 0 | 0 | 0 | 17.1793 | 3.6843 | 0.329 | 0 | 0 | 0 | 9.005 | 12.002 | 3.512 | 0 | 3.512 | 1.1688 | 4.6808
2017-03-18 08:00 | 0.022 | 0 | 0 | 3.83 | 8.192 | 232.0388 | 12 | 17.1793 | 3.6843 | 0 | 0 | 0 | 17.1793 | 3.6843 | 0.329 | 0 | 0 | 0 | 8.192 | 12.022 | 3.1949 | 0 | 3.1949 | 1.4937 | 4.6886
2017-03-18 09:00 | 0.055 | 0 | 3.914 | 1.7764e-15 | 8.141 | 235.4049 | 12 | 17.1793 | 3.6843 | 0 | 0 | 11.857 | 5.3223 | 3.6843 | 0.65408 | 71.142 | 0 | 0 | 8.141 | 8.141 | 3.175 | 0 | 3.175 | 6.9278e-16 | 3.175
2017-03-18 10:00 | 0.109 | 0 | 3.894 | 0 | 8.215 | 238.7537 | 12 | 17.1793 | 3.6843 | 0 | 0 | 11.8682 | 5.3112 | 3.6843 | 0.65439 | 71.209 | 0 | 0 | 8.215 | 8.215 | 3.2039 | 0 | 3.2039 | 0 | 3.2039
2017-03-18 11:00 | 0.136 | 0 | 3.822 | 0 | 8.314 | 242.0406 | 12 | 17.1793 | 3.6843 | 0 | 0 | 11.7888 | 5.3905 | 3.6843 | 0.65221 | 70.733 | 0 | 0 | 8.314 | 8.314 | 3.2425 | 0 | 3.2425 | 0 | 3.2425
2017-03-18 12:00 | 0.13 | 0 | 3.715 | 0 | 8.415 | 245.2355 | 12 | 17.1793 | 3.6843 | 0 | 0 | 14.4855 | 2.6938 | 3.6843 | 0.72614 | 69.775 | 10.026 | 3.342 | 11.757 | 11.757 | 3.2818 | 1.3034 | 4.5852 | 0 | 4.5852
2017-03-18 13:00 | 0.119 | 0 | 0 | 3.323 | 8.796 | 245.2355 | 12 | 17.1793 | 3.6843 | 0 | 0 | 15.0762 | 2.1032 | 3.6843 | 0.74234 | 68.463 | 12.866 | 4.2887 | 13.0847 | 16.4077 | 3.4304 | 1.6726 | 5.103 | 1.296 | 6.399
2017-03-18 14:00 | 0.114 | 0 | 0 | 2.81 | 9.304 | 245.2355 | 12 | 17.1793 | 3.6843 | 0 | 0 | 4.402 | 12.7773 | 3.6843 | 0.44969 | 0 | 15.451 | 5.1503 | 14.4543 | 17.2643 | 3.6286 | 2.0086 | 5.6372 | 1.0959 | 6.7331
2017-03-18 15:00 | 0.104 | 0 | 0 | 2.118 | 9.986 | 245.2355 | 12 | 17.1793 | 3.6843 | 0 | 0 | 15.9625 | 1.2168 | 3.6843 | 0.76664 | 66.494 | 17.129 | 5.7097 | 15.6957 | 17.8137 | 3.8945 | 2.2268 | 6.1213 | 0.82602 | 6.9473
2017-03-18 16:00 | 0.082 | 0 | 2.292 | 0 | 9.79 | 247.2066 | 12 | 17.1793 | 3.6843 | 0 | 0 | 16.1948 | 0.9845 | 3.6843 | 0.77301 | 65.978 | 18.247 | 6.0823 | 15.8723 | 15.8723 | 3.8181 | 2.3721 | 6.1902 | 0 | 6.1902
2017-03-18 17:00 | 0.056 | 0 | 2.843 | 0 | 9.213 | 249.6516 | 12 | 17.1793 | 3.6843 | 0 | 0 | 10.9632 | 6.2162 | 3.6843 | 0.62957 | 65.779 | 0 | 0 | 9.213 | 9.213 | 3.5931 | 0 | 3.5931 | 0 | 3.5931
2017-03-18 18:00 | 0.021 | 0 | 2.225 | 0 | 9.796 | 251.5651 | 12 | 17.1793 | 3.6843 | 0 | 0 | 10.952 | 6.2273 | 3.6843 | 0.62927 | 65.712 | 0 | 0 | 9.796 | 9.796 | 3.8204 | 0 | 3.8204 | 0 | 3.8204
2017-03-18 19:00 | 0.001 | 0 | 0 | 0 | 13.142 | 251.5651 | 13.141 | 18.8128 | 4.0346 | 0 | 0 | 11.0592 | 7.7536 | 4.0346 | 0.60588 | 66.355 | 0 | 0 | 13.142 | 13.142 | 5.1254 | 0 | 5.1254 | 0 | 5.1254
2017-03-18 20:00 | 0 | 4.603 | 0 | 0 | 19.603 | 246.2128 | 15 | 21.4742 | 4.6053 | 0 | 0 | 0 | 21.4742 | 4.6053 | 0.329 | 0 | 0 | 0 | 19.603 | 19.603 | 7.6452 | 0 | 7.6452 | 0 | 7.6452
2017-03-18 21:00 | 0 | 5.933 | 0 | 0 | 20.933 | 239.314 | 15 | 21.4742 | 4.6053 | 0 | 0 | 0 | 21.4742 | 4.6053 | 0.329 | 0 | 0 | 0 | 20.933 | 20.933 | 8.1639 | 0 | 8.1639 | 0 | 8.1639
2017-03-18 22:00 | 0 | 4.6 | 0 | 0 | 19.6 | 233.9651 | 15 | 21.4742 | 4.6053 | 0 | 0 | 0 | 21.4742 | 4.6053 | 0.329 | 0 | 0 | 0 | 19.6 | 19.6 | 7.644 | 0 | 7.644 | 0 | 7.644
2017-03-18 23:00 | 0 | 1.69 | 0 | 0 | 16.69 | 232 | 15 | 21.4742 | 4.6053 | 0 | 0 | 0 | 21.4742 | 4.6053 | 0.329 | 0 | 0 | 0 | 16.69 | 16.69 | 6.5091 | 0 | 6.5091 | 0 | 6.5091
2017-03-19 | 0 | 0 | 0 | 0 | 13.601 | 232 | 13.601 | 19.4713 | 4.1758 | 0 | 0 | 2.9635 | 16.5078 | 4.1758 | 0.40069 | 0 | 10.402 | 3.4673 | 17.0683 | 17.0683 | 5.3044 | 1.3523 | 6.6567 | 0 | 6.6567
2017-03-19 01:00 | 0 | 0 | 0 | 0.249 | 11.751 | 232 | 12 | 17.1793 | 3.6843 | 0 | 0 | 2.5848 | 14.5945 | 3.6843 | 0.39987 | 0 | 9.073 | 3.0243 | 14.7753 | 15.0243 | 4.5829 | 1.1795 | 5.7624 | 0.09711 | 5.8595
2017-03-19 02:00 | 0 | 0 | 0 | 0.659 | 11.341 | 232 | 12 | 17.1793 | 3.6843 | 0 | 0 | 2.2173 | 14.962 | 3.6843 | 0.38979 | 0 | 7.783 | 2.5943 | 13.9353 | 14.5943 | 4.423 | 1.0118 | 5.4348 | 0.25701 | 5.6918
2017-03-19 03:00 | 0 | 0 | 0 | 1.281 | 10.719 | 232 | 12 | 17.1793 | 3.6843 | 0 | 0 | 1.9842 | 15.1952 | 3.6843 | 0.3834 | 0 | 6.964 | 2.3213 | 13.0403 | 14.3213 | 4.1804 | 0.90532 | 5.0857 | 0.49959 | 5.5853
2017-03-19 04:00 | 0 | 0 | 0 | 1.409 | 10.591 | 232 | 12 | 17.1793 | 3.6843 | 0 | 0 | 1.8518 | 15.3275 | 3.6843 | 0.37977 | 0 | 6.5 | 2.1667 | 12.7577 | 14.1667 | 4.1305 | 0.845 | 4.9755 | 0.54951 | 5.525
2017-03-19 05:00 | 0 | 0 | 0 | 1.215 | 10.785 | 232 | 12 | 17.1793 | 3.6843 | 0 | 0 | 0 | 17.1793 | 3.6843 | 0.329 | 0 | 0 | 0 | 10.785 | 12 | 4.2062 | 0 | 4.2062 | 0.47385 | 4.68
2017-03-19 06:00 | 0 | 0 | 0 | 1.041 | 10.959 | 232 | 12 | 17.1793 | 3.6843 | 0 | 0 | 0 | 17.1793 | 3.6843 | 0.329 | 0 | 0 | 0 | 10.959 | 12 | 4.274 | 0 | 4.274 | 0.40599 | 4.68
2017-03-19 07:00 | 0.002 | 0 | 2.812 | 0 | 9.19 | 234.4183 | 12 | 17.1793 | 3.6843 | 0 | 0 | 0 | 17.1793 | 3.6843 | 0.329 | 0 | 0 | 0 | 9.19 | 9.19 | 3.5841 | 0 | 3.5841 | 0 | 3.5841
2017-03-19 08:00 | 0.019 | 0 | 0 | 3.53 | 8.489 | 234.4183 | 12 | 17.1793 | 3.6843 | 0 | 0 | 0 | 17.1793 | 3.6843 | 0.329 | 0 | 0 | 0 | 8.489 | 12.019 | 3.3107 | 0 | 3.3107 | 1.3767 | 4.6874
2017-03-19 09:00 | 0.056 | 0 | 3.743 | 0 | 8.313 | 237.6373 | 12 | 17.1793 | 3.6843 | 0 | 0 | 11.9793 | 5.2 | 3.6843 | 0.65743 | 71.876 | 0 | 0 | 8.313 | 8.313 | 3.2421 | 0 | 3.2421 | 0 | 3.2421
2017-03-19 10:00 | 0.096 | 0 | 3.922 | 0 | 8.174 | 241.0102 | 12 | 17.1793 | 3.6843 | 0 | 0 | 11.9818 | 5.1975 | 3.6843 | 0.6575 | 71.891 | 0 | 0 | 8.174 | 8.174 | 3.1879 | 0 | 3.1879 | 0 | 3.1879
2017-03-19 11:00 | 0.119 | 0 | 0 | 3.564 | 8.555 | 241.0102 | 12 | 17.1793 | 3.6843 | 0 | 0 | 11.921 | 5.2583 | 3.6843 | 0.65583 | 71.526 | 0 | 0 | 8.555 | 12.119 | 3.3365 | 0 | 3.3365 | 1.39 | 4.7264
2017-03-19 12:00 | 0.112 | 0 | 0 | 3.337 | 8.775 | 241.0102 | 12 | 17.1793 | 3.6843 | 0 | 0 | 14.219 | 2.9603 | 3.6843 | 0.71884 | 70.367 | 8.744 | 2.9147 | 11.6897 | 15.0267 | 3.4223 | 1.1367 | 4.559 | 1.3014 | 5.8604
2017-03-19 13:00 | 0.116 | 0 | 2.636 | 0 | 9.48 | 243.2772 | 12 | 17.1793 | 3.6843 | 0 | 0 | 14.9175 | 2.2618 | 3.6843 | 0.73799 | 68.815 | 12.103 | 4.0343 | 13.5143 | 13.5143 | 3.6972 | 1.5734 | 5.2706 | 0 | 5.2706
2017-03-19 14:00 | 0.119 | 0 | 2.435 | 0 | 9.684 | 245.3713 | 12 | 17.1793 | 3.6843 | 0 | 0 | 4.161 | 13.0183 | 3.6843 | 0.44308 | 0 | 14.605 | 4.8683 | 14.5523 | 14.5523 | 3.7768 | 1.8986 | 5.6754 | 0 | 5.6754
2017-03-19 15:00 | 0.104 | 0 | 0 | 2.232 | 9.872 | 245.3713 | 12 | 17.1793 | 3.6843 | 0 | 0 | 15.7758 | 1.4035 | 3.6843 | 0.76152 | 66.909 | 16.231 | 5.4103 | 15.2823 | 17.5143 | 3.8501 | 2.11 | 5.9601 | 0.87048 | 6.8306
2017-03-19 16:00 | 0.085 | 0 | 1.6165 | 0.87851 | 9.59 | 246.7615 | 12 | 17.1793 | 3.6843 | 0 | 0 | 16.0455 | 1.1338 | 3.6843 | 0.76891 | 66.31 | 17.528 | 5.8427 | 15.4327 | 16.3112 | 3.7401 | 2.2786 | 6.0187 | 0.34262 | 6.3614
2017-03-19 17:00 | 0.056 | 0 | 2.796 | 0 | 9.26 | 249.166 | 12 | 17.1793 | 3.6843 | 0 | 0 | 10.995 | 6.1843 | 3.6843 | 0.63045 | 65.97 | 0 | 0 | 9.26 | 9.26 | 3.6114 | 0 | 3.6114 | 0 | 3.6114
2017-03-19 18:00 | 0.021 | 0 | 2.046 | 0 | 9.975 | 250.9256 | 12 | 17.1793 | 3.6843 | 0 | 0 | 11.018 | 6.1613 | 3.6843 | 0.63108 | 66.108 | 0 | 0 | 9.975 | 9.975 | 3.8902 | 0 | 3.8902 | 0 | 3.8902
2017-03-19 19:00 | 0.001 | 0 | 0 | 0 | 13.52 | 250.9256 | 13.519 | 19.3539 | 4.1506 | 0 | 0 | 11.1063 | 8.2476 | 4.1506 | 0.59929 | 66.638 | 0 | 0 | 13.52 | 13.52 | 5.2728 | 0 | 5.2728 | 0 | 5.2728
2017-03-19 20:00 | 0 | 4.784 | 0 | 0 | 19.784 | 245.3628 | 15 | 21.4742 | 4.6053 | 0 | 0 | 0 | 21.4742 | 4.6053 | 0.329 | 0 | 0 | 0 | 19.784 | 19.784 | 7.7158 | 0 | 7.7158 | 0 | 7.7158
2017-03-19 21:00 | 0 | 5.453 | 0 | 0 | 20.453 | 239.0221 | 15 | 21.4742 | 4.6053 | 0 | 0 | 0 | 21.4742 | 4.6053 | 0.329 | 0 | 0 | 0 | 20.453 | 20.453 | 7.9767 | 0 | 7.9767 | 0 | 7.9767
2017-03-19 22:00 | 0 | 4.833 | 0 | 0 | 19.833 | 233.4023 | 15 | 21.4742 | 4.6053 | 0 | 0 | 0 | 21.4742 | 4.6053 | 0.329 | 0 | 0 | 0 | 19.833 | 19.833 | 7.7349 | 0 | 7.7349 | 0 | 7.7349
2017-03-19 23:00 | 0 | 1.206 | 0 | 0 | 16.206 | 232 | 15 | 21.4742 | 4.6053 | 0 | 0 | 0 | 21.4742 | 4.6053 | 0.329 | 0 | 0 | 0 | 16.206 | 16.206 | 6.3203 | 0 | 6.3203 | 0 | 6.3203
2017-03-20 | 0 | 0 | 0 | 0 | 13.935 | 232 | 13.935 | 19.9495 | 4.2783 | 0 | 0 | 2.9358 | 17.0137 | 4.2783 | 0.39831 | 0 | 10.305 | 3.435 | 17.37 | 17.37 | 5.4347 | 1.3397 | 6.7743 | 0 | 6.7743
2017-03-20 01:00 | 0 | 0 | 0 | 0 | 12.291 | 232 | 12.291 | 17.5959 | 3.7736 | 0 | 0 | 2.7007 | 14.8953 | 3.7736 | 0.40129 | 0 | 9.479 | 3.1597 | 15.4507 | 15.4507 | 4.7935 | 1.2323 | 6.0258 | 0 | 6.0258
2017-03-20 02:00 | 0 | 0 | 0 | 0.725 | 11.275 | 232 | 12 | 17.1793 | 3.6843 | 0 | 0 | 2.6 | 14.5793 | 3.6843 | 0.40028 | 0 | 9.126 | 3.042 | 14.317 | 15.042 | 4.3973 | 1.1864 | 5.5836 | 0.28275 | 5.8664
2017-03-20 03:00 | 0 | 0 | 0 | 1.529 | 10.471 | 232 | 12 | 17.1793 | 3.6843 | 0 | 0 | 2.5022 | 14.6772 | 3.6843 | 0.3976 | 0 | 8.783 | 2.9277 | 13.3987 | 14.9277 | 4.0837 | 1.1418 | 5.2255 | 0.59631 | 5.8218
2017-03-20 04:00 | 0 | 0 | 0 | 1.235 | 10.765 | 232 | 12 | 17.1793 | 3.6843 | 0 | 0 | 2.3958 | 14.7835 | 3.6843 | 0.39469 | 0 | 8.409 | 2.803 | 13.568 | 14.803 | 4.1983 | 1.0932 | 5.2915 | 0.48165 | 5.7732
2017-03-20 05:00 | 0 | 0 | 0 | 1.391 | 10.609 | 232 | 12 | 17.1793 | 3.6843 | 0 | 0 | 0 | 17.1793 | 3.6843 | 0.329 | 0 | 0 | 0 | 10.609 | 12 | 4.1375 | 0 | 4.1375 | 0.54249 | 4.68
2017-03-20 06:00 | 0 | 0 | 0 | 2.013 | 9.987 | 232 | 12 | 17.1793 | 3.6843 | 0 | 0 | 0 | 17.1793 | 3.6843 | 0.329 | 0 | 0 | 0 | 9.987 | 12 | 3.8949 | 0 | 3.8949 | 0.78507 | 4.68
2017-03-20 07:00 | 0.003 | 0 | 0 | 3.656 | 8.347 | 232 | 12 | 17.1793 | 3.6843 | 0 | 0 | 0 | 17.1793 | 3.6843 | 0.329 | 0 | 0 | 0 | 8.347 | 12.003 | 3.2553 | 0 | 3.2553 | 1.4258 | 4.6812
2017-03-20 08:00 | 0.027 | 0 | 0 | 4.433 | 7.594 | 232 | 12 | 17.1793 | 3.6843 | 0 | 0 | 0 | 17.1793 | 3.6843 | 0.329 | 0 | 0 | 0 | 7.594 | 12.027 | 2.9617 | 0 | 2.9617 | 1.7289 | 4.6905
2017-03-20 09:00 | 0.076 | 0 | 0 | 4.19 | 7.886 | 232 | 12 | 17.1793 | 3.6843 | 0 | 0 | 11.937 | 5.2423 | 3.6843 | 0.65627 | 71.622 | 0 | 0 | 7.886 | 12.076 | 3.0755 | 0 | 3.0755 | 1.6341 | 4.7096
2017-03-20 10:00 | 0.111 | 0 | 1.0719 | 2.6921 | 8.347 | 232.9219 | 12 | 17.1793 | 3.6843 | 0 | 0 | 11.957 | 5.2223 | 3.6843 | 0.65682 | 71.742 | 0 | 0 | 8.347 | 11.0391 | 3.2553 | 0 | 3.2553 | 1.0499 | 4.3052
2017-03-20 11:00 | 0.123 | 0 | 3.839 | 0 | 8.284 | 236.2234 | 12 | 17.1793 | 3.6843 | 0 | 0 | 11.9027 | 5.2767 | 3.6843 | 0.65533 | 71.416 | 0 | 0 | 8.284 | 8.284 | 3.2308 | 0 | 3.2308 | 0 | 3.2308
2017-03-20 12:00 | 0.134 | 0 | 0 | 3.695 | 8.439 | 236.2234 | 12 | 17.1793 | 3.6843 | 0 | 0 | 14.067 | 3.1123 | 3.6843 | 0.71467 | 70.704 | 8.013 | 2.671 | 11.11 | 14.805 | 3.2912 | 1.0417 | 4.3329 | 1.441 | 5.774
2017-03-20 13:00 | 0.132 | 0 | 0 | 3.291 | 8.841 | 236.2234 | 12 | 17.1793 | 3.6843 | 0 | 0 | 14.5972 | 2.5822 | 3.6843 | 0.72921 | 69.527 | 10.563 | 3.521 | 12.362 | 15.653 | 3.448 | 1.3732 | 4.8212 | 1.2835 | 6.1047
2017-03-20 14:00 | 0.094 | 0 | 2.634 | 0 | 9.46 | 238.4886 | 12 | 17.1793 | 3.6843 | 0 | 0 | 3.6617 | 13.5177 | 3.6843 | 0.42939 | 0 | 12.852 | 4.284 | 13.744 | 13.744 | 3.6894 | 1.6708 | 5.3602 | 0 | 5.3602
2017-03-20 15:00 | 0.092 | 0 | 2.559 | 1.7764e-15 | 9.533 | 240.6894 | 12 | 17.1793 | 3.6843 | 0 | 0 | 15.4907 | 1.6887 | 3.6843 | 0.7537 | 67.542 | 14.86 | 4.9533 | 14.4863 | 14.4863 | 3.7179 | 1.9318 | 5.6497 | 6.9278e-16 | 5.6497
2017-03-20 16:00 | 0.085 | 0 | 2.591 | 0 | 9.494 | 242.9176 | 12 | 17.1793 | 3.6843 | 0 | 0 | 15.798 | 1.3813 | 3.6843 | 0.76213 | 66.86 | 16.338 | 5.446 | 14.94 | 14.94 | 3.7027 | 2.1239 | 5.8266 | 0 | 5.8266
2017-03-20 17:00 | 0.053 | 0 | 2.708 | 0 | 9.345 | 245.2465 | 12 | 17.1793 | 3.6843 | 0 | 0 | 11.0768 | 6.1025 | 3.6843 | 0.63269 | 66.461 | 0 | 0 | 9.345 | 9.345 | 3.6446 | 0 | 3.6446 | 0 | 3.6446
2017-03-20 18:00 | 0.012 | 0 | 0 | 1.876 | 10.136 | 245.2465 | 12 | 17.1793 | 3.6843 | 0 | 0 | 11.0523 | 6.127 | 3.6843 | 0.63202 | 66.314 | 0 | 0 | 10.136 | 12.012 | 3.953 | 0 | 3.953 | 0.73164 | 4.6847
2017-03-20 19:00 | 0.001 | 0 | 0 | 0 | 12.839 | 245.2465 | 12.838 | 18.379 | 3.9415 | 0 | 0 | 11.0713 | 7.3077 | 3.9415 | 0.61273 | 66.428 | 0 | 0 | 12.839 | 12.839 | 5.0072 | 0 | 5.0072 | 0 | 5.0072
2017-03-20 20:00 | 0 | 2.71 | 0 | 0 | 17.71 | 242.0953 | 15 | 21.4742 | 4.6053 | 0 | 0 | 0 | 21.4742 | 4.6053 | 0.329 | 0 | 0 | 0 | 17.71 | 17.71 | 6.9069 | 0 | 6.9069 | 0 | 6.9069
2017-03-20 21:00 | 0 | 4.144 | 0 | 0 | 19.144 | 237.2767 | 15 | 21.4742 | 4.6053 | 0 | 0 | 0 | 21.4742 | 4.6053 | 0.329 | 0 | 0 | 0 | 19.144 | 19.144 | 7.4662 | 0 | 7.4662 | 0 | 7.4662
2017-03-20 22:00 | 0 | 3.332 | 0 | 0 | 18.332 | 233.4023 | 15 | 21.4742 | 4.6053 | 0 | 0 | 0 | 21.4742 | 4.6053 | 0.329 | 0 | 0 | 0 | 18.332 | 18.332 | 7.1495 | 0 | 7.1495 | 0 | 7.1495
2017-03-20 23:00 | 0 | 1.206 | 0 | 0 | 16.206 | 232 | 15 | 21.4742 | 4.6053 | 0 | 0 | 0 | 21.4742 | 4.6053 | 0.329 | 0 | 0 | 0 | 16.206 | 16.206 | 6.3203 | 0 | 6.3203 | 0 | 6.3203
2017-03-21 | 0 | 0 | 0 | 0 | 13.959 | 232 | 13.959 | 19.9839 | 4.2857 | 0 | 0 | 3.129 | 16.8549 | 4.2857 | 0.40275 | 0 | 10.983 | 3.661 | 17.62 | 17.62 | 5.444 | 1.4278 | 6.8718 | 0 | 6.8718

## Renewable Energy Time Series
Renewable 1 (kWh)
2016-03-21 01:00 | 0
2016-03-21 02:00 | 0
2016-03-21 03:00 | 0
2016-03-21 04:00 | 0
2016-03-21 05:00 | 0
2016-03-21 06:00 | 0
2016-03-21 07:00 | 0.001
2016-03-21 08:00 | 0.011
2016-03-21 09:00 | 0.029
2016-03-21 10:00 | 0.082
2016-03-21 11:00 | 0.128
2016-03-21 12:00 | 0.119
2016-03-21 13:00 | 0.112
2016-03-21 14:00 | 0.095
2016-03-21 15:00 | 0.085
2016-03-21 16:00 | 0.077
2016-03-21 17:00 | 0.043
2016-03-21 18:00 | 0.01
2016-03-21 19:00 | 0
2016-03-21 20:00 | 0
2016-03-21 21:00 | 0
2016-03-21 22:00 | 0
2016-03-21 23:00 | 0
2016-03-22 | 0
2016-03-22 01:00 | 0
2016-03-22 02:00 | 0
2016-03-22 03:00 | 0
2016-03-22 04:00 | 0
2016-03-22 05:00 | 0
2016-03-22 06:00 | 0
2016-03-22 07:00 | 0.003
2016-03-22 08:00 | 0.016
2016-03-22 09:00 | 0.043
2016-03-22 10:00 | 0.077
2016-03-22 11:00 | 0.099
2016-03-22 12:00 | 0.087
2016-03-22 13:00 | 0.076
2016-03-22 14:00 | 0.076
2016-03-22 15:00 | 0.056
2016-03-22 16:00 | 0.03
2016-03-22 17:00 | 0.023
2016-03-22 18:00 | 0.009
2016-03-22 19:00 | 0
2016-03-22 20:00 | 0
2016-03-22 21:00 | 0
2016-03-22 22:00 | 0
2016-03-22 23:00 | 0
2016-03-23 | 0
2016-03-23 01:00 | 0
2016-03-23 02:00 | 0
2016-03-23 03:00 | 0
2016-03-23 04:00 | 0
2016-03-23 05:00 | 0
2016-03-23 06:00 | 0
2016-03-23 07:00 | 0.001
2016-03-23 08:00 | 0.018
2016-03-23 09:00 | 0.061
2016-03-23 10:00 | 0.069
2016-03-23 11:00 | 0.063
2016-03-23 12:00 | 0.105
2016-03-23 13:00 | 0.077
2016-03-23 14:00 | 0.091
2016-03-23 15:00 | 0.058
2016-03-23 16:00 | 0.05
2016-03-23 17:00 | 0.017
2016-03-23 18:00 | 0.007
2016-03-23 19:00 | 0
2016-03-23 20:00 | 0
2016-03-23 21:00 | 0
2016-03-23 22:00 | 0
2016-03-23 23:00 | 0
2016-03-24 | 0
2016-03-24 01:00 | 0
2016-03-24 02:00 | 0
2016-03-24 03:00 | 0
2016-03-24 04:00 | 0
2016-03-24 05:00 | 0
2016-03-24 06:00 | 0
2016-03-24 07:00 | 0
2016-03-24 08:00 | 0.006
2016-03-24 09:00 | 0.023
2016-03-24 10:00 | 0.051
2016-03-24 11:00 | 0.071
2016-03-24 12:00 | 0.088
2016-03-24 13:00 | 0.106
2016-03-24 14:00 | 0.099
2016-03-24 15:00 | 0.094
2016-03-24 16:00 | 0.063
2016-03-24 17:00 | 0.051
2016-03-24 18:00 | 0.01
2016-03-24 19:00 | 0
2016-03-24 20:00 | 0
2016-03-24 21:00 | 0
2016-03-24 22:00 | 0
2016-03-24 23:00 | 0
2016-03-25 | 0
2016-03-25 01:00 | 0
2016-03-25 02:00 | 0
2016-03-25 03:00 | 0
2016-03-25 04:00 | 0
2016-03-25 05:00 | 0
2016-03-25 06:00 | 0
2016-03-25 07:00 | 0.003
2016-03-25 08:00 | 0.027
2016-03-25 09:00 | 0.065
2016-03-25 10:00 | 0.096
2016-03-25 11:00 | 0.122
2016-03-25 12:00 | 0.061
2016-03-25 13:00 | 0.085
2016-03-25 14:00 | 0.103
2016-03-25 15:00 | 0.114
2016-03-25 16:00 | 0.103
2016-03-25 17:00 | 0.073
2016-03-25 18:00 | 0.015
2016-03-25 19:00 | 0
2016-03-25 20:00 | 0
2016-03-25 21:00 | 0
2016-03-25 22:00 | 0
2016-03-25 23:00 | 0
2016-03-26 | 0
2016-03-26 01:00 | 0
2016-03-26 02:00 | 0
2016-03-26 03:00 | 0
2016-03-26 04:00 | 0
2016-03-26 05:00 | 0
2016-03-26 06:00 | 0
2016-03-26 07:00 | 0.002
2016-03-26 08:00 | 0.025
2016-03-26 09:00 | 0.074
2016-03-26 10:00 | 0.116
2016-03-26 11:00 | 0.107
2016-03-26 12:00 | 0.114
2016-03-26 13:00 | 0.124
2016-03-26 14:00 | 0.125
2016-03-26 15:00 | 0.116
2016-03-26 16:00 | 0.093
2016-03-26 17:00 | 0.04
2016-03-26 18:00 | 0.015
2016-03-26 19:00 | 0
2016-03-26 20:00 | 0
2016-03-26 21:00 | 0
2016-03-26 22:00 | 0
2016-03-26 23:00 | 0
2016-03-27 | 0
2016-03-27 01:00 | 0
2016-03-27 02:00 | 0
2016-03-27 03:00 | 0
2016-03-27 04:00 | 0
2016-03-27 05:00 | 0
2016-03-27 06:00 | 0
2016-03-27 07:00 | 0.002
2016-03-27 08:00 | 0.013
2016-03-27 09:00 | 0.045
2016-03-27 10:00 | 0.077
2016-03-27 11:00 | 0.068
2016-03-27 12:00 | 0.077
2016-03-27 13:00 | 0.105
2016-03-27 14:00 | 0.114
2016-03-27 15:00 | 0.106
2016-03-27 16:00 | 0.074
2016-03-27 17:00 | 0.014
2016-03-27 18:00 | 0.004
2016-03-27 19:00 | 0
2016-03-27 20:00 | 0
2016-03-27 21:00 | 0
2016-03-27 22:00 | 0
2016-03-27 23:00 | 0
2016-03-28 | 0
2016-03-28 01:00 | 0
2016-03-28 02:00 | 0
2016-03-28 03:00 | 0
2016-03-28 04:00 | 0
2016-03-28 05:00 | 0
2016-03-28 06:00 | 0
2016-03-28 07:00 | 0.002
2016-03-28 08:00 | 0.014
2016-03-28 09:00 | 0.034
2016-03-28 10:00 | 0.081
2016-03-28 11:00 | 0.119
2016-03-28 12:00 | 0.119
2016-03-28 13:00 | 0.106
2016-03-28 14:00 | 0.101
2016-03-28 15:00 | 0.09
2016-03-28 16:00 | 0.08
2016-03-28 17:00 | 0.042
2016-03-28 18:00 | 0.006
2016-03-28 19:00 | 0
2016-03-28 20:00 | 0
2016-03-28 21:00 | 0
2016-03-28 22:00 | 0
2016-03-28 23:00 | 0
2016-03-29 | 0
2016-03-29 01:00 | 0
2016-03-29 02:00 | 0
2016-03-29 03:00 | 0
2016-03-29 04:00 | 0
2016-03-29 05:00 | 0
2016-03-29 06:00 | 0
2016-03-29 07:00 | 0.002
2016-03-29 08:00 | 0.021
2016-03-29 09:00 | 0.074
2016-03-29 10:00 | 0.115
2016-03-29 11:00 | 0.136
2016-03-29 12:00 | 0.148
2016-03-29 13:00 | 0.14
2016-03-29 14:00 | 0.128
2016-03-29 15:00 | 0.13
2016-03-29 16:00 | 0.102
2016-03-29 17:00 | 0.041
2016-03-29 18:00 | 0.014
2016-03-29 19:00 | 0
2016-03-29 20:00 | 0
2016-03-29 21:00 | 0
2016-03-29 22:00 | 0
2016-03-29 23:00 | 0
2016-03-30 | 0
2016-03-30 01:00 | 0
2016-03-30 02:00 | 0
2016-03-30 03:00 | 0
2016-03-30 04:00 | 0
2016-03-30 05:00 | 0
2016-03-30 06:00 | 0
2016-03-30 07:00 | 0.002
2016-03-30 08:00 | 0.024
2016-03-30 09:00 | 0.087
2016-03-30 10:00 | 0.122
2016-03-30 11:00 | 0.153
2016-03-30 12:00 | 0.162
2016-03-30 13:00 | 0.151
2016-03-30 14:00 | 0.151
2016-03-30 15:00 | 0.114
2016-03-30 16:00 | 0.114
2016-03-30 17:00 | 0.061
2016-03-30 18:00 | 0.014
2016-03-30 19:00 | 0
2016-03-30 20:00 | 0
2016-03-30 21:00 | 0
2016-03-30 22:00 | 0
2016-03-30 23:00 | 0
2016-03-31 | 0
2016-03-31 01:00 | 0
2016-03-31 02:00 | 0
2016-03-31 03:00 | 0
2016-03-31 04:00 | 0
2016-03-31 05:00 | 0
2016-03-31 06:00 | 0
2016-03-31 07:00 | 0.002
2016-03-31 08:00 | 0.03
2016-03-31 09:00 | 0.095
2016-03-31 10:00 | 0.131
2016-03-31 11:00 | 0.147
2016-03-31 12:00 | 0.165
2016-03-31 13:00 | 0.16
2016-03-31 14:00 | 0.161
2016-03-31 15:00 | 0.142
2016-03-31 16:00 | 0.122
2016-03-31 17:00 | 0.065
2016-03-31 18:00 | 0.016
2016-03-31 19:00 | 0
2016-03-31 20:00 | 0
2016-03-31 21:00 | 0
2016-03-31 22:00 | 0
2016-03-31 23:00 | 0
2016-04-01 | 0
2016-04-01 01:00 | 0
2016-04-01 02:00 | 0
2016-04-01 03:00 | 0
2016-04-01 04:00 | 0
2016-04-01 05:00 | 0
2016-04-01 06:00 | 0
2016-04-01 07:00 | 0.002
2016-04-01 08:00 | 0.02
2016-04-01 09:00 | 0.073
2016-04-01 10:00 | 0.113
2016-04-01 11:00 | 0.143
2016-04-01 12:00 | 0.153
2016-04-01 13:00 | 0.151
2016-04-01 14:00 | 0.137
2016-04-01 15:00 | 0.104
2016-04-01 16:00 | 0.107
2016-04-01 17:00 | 0.073
2016-04-01 18:00 | 0.018
2016-04-01 19:00 | 0
2016-04-01 20:00 | 0
2016-04-01 21:00 | 0
2016-04-01 22:00 | 0
2016-04-01 23:00 | 0
2016-04-02 | 0
2016-04-02 01:00 | 0
2016-04-02 02:00 | 0
2016-04-02 03:00 | 0
2016-04-02 04:00 | 0
2016-04-02 05:00 | 0
2016-04-02 06:00 | 0
2016-04-02 07:00 | 0.002
2016-04-02 08:00 | 0.022
2016-04-02 09:00 | 0.073
2016-04-02 10:00 | 0.102
2016-04-02 11:00 | 0.125
2016-04-02 12:00 | 0.113
2016-04-02 13:00 | 0.116
2016-04-02 14:00 | 0.118
2016-04-02 15:00 | 0.084
2016-04-02 16:00 | 0.046
2016-04-02 17:00 | 0.034
2016-04-02 18:00 | 0.006
2016-04-02 19:00 | 0
2016-04-02 20:00 | 0
2016-04-02 21:00 | 0
2016-04-02 22:00 | 0
2016-04-02 23:00 | 0
2016-04-03 | 0
2016-04-03 01:00 | 0
2016-04-03 02:00 | 0
2016-04-03 03:00 | 0
2016-04-03 04:00 | 0
2016-04-03 05:00 | 0
2016-04-03 06:00 | 0
2016-04-03 07:00 | 0.001
2016-04-03 08:00 | 0.016
2016-04-03 09:00 | 0.05
2016-04-03 10:00 | 0.112
2016-04-03 11:00 | 0.112
2016-04-03 12:00 | 0.12
2016-04-03 13:00 | 0.137
2016-04-03 14:00 | 0.112
2016-04-03 15:00 | 0.074
2016-04-03 16:00 | 0.06
2016-04-03 17:00 | 0.033
2016-04-03 18:00 | 0.01
2016-04-03 19:00 | 0
2016-04-03 20:00 | 0
2016-04-03 21:00 | 0
2016-04-03 22:00 | 0
2016-04-03 23:00 | 0
2016-04-04 | 0
2016-04-04 01:00 | 0
2016-04-04 02:00 | 0
2016-04-04 03:00 | 0
2016-04-04 04:00 | 0
2016-04-04 05:00 | 0
2016-04-04 06:00 | 0
2016-04-04 07:00 | 0.002
2016-04-04 08:00 | 0.012
2016-04-04 09:00 | 0.053
2016-04-04 10:00 | 0.086
2016-04-04 11:00 | 0.131
2016-04-04 12:00 | 0.117
2016-04-04 13:00 | 0.132
2016-04-04 14:00 | 0.12
2016-04-04 15:00 | 0.116
2016-04-04 16:00 | 0.1
2016-04-04 17:00 | 0.063
2016-04-04 18:00 | 0.019
2016-04-04 19:00 | 0
2016-04-04 20:00 | 0
2016-04-04 21:00 | 0
2016-04-04 22:00 | 0
2016-04-04 23:00 | 0
2016-04-05 | 0
2016-04-05 01:00 | 0
2016-04-05 02:00 | 0
2016-04-05 03:00 | 0
2016-04-05 04:00 | 0
2016-04-05 05:00 | 0
2016-04-05 06:00 | 0
2016-04-05 07:00 | 0.002
2016-04-05 08:00 | 0.03
2016-04-05 09:00 | 0.075
2016-04-05 10:00 | 0.115
2016-04-05 11:00 | 0.127
2016-04-05 12:00 | 0.124
2016-04-05 13:00 | 0.108
2016-04-05 14:00 | 0.103
2016-04-05 15:00 | 0.091
2016-04-05 16:00 | 0.091
2016-04-05 17:00 | 0.058
2016-04-05 18:00 | 0.014
2016-04-05 19:00 | 0
2016-04-05 20:00 | 0
2016-04-05 21:00 | 0
2016-04-05 22:00 | 0
2016-04-05 23:00 | 0
2016-04-06 | 0
2016-04-06 01:00 | 0
2016-04-06 02:00 | 0
2016-04-06 03:00 | 0
2016-04-06 04:00 | 0
2016-04-06 05:00 | 0
2016-04-06 06:00 | 0
2016-04-06 07:00 | 0.001
2016-04-06 08:00 | 0.027
2016-04-06 09:00 | 0.087
2016-04-06 10:00 | 0.133
2016-04-06 11:00 | 0.16
2016-04-06 12:00 | 0.172
2016-04-06 13:00 | 0.169
2016-04-06 14:00 | 0.165
2016-04-06 15:00 | 0.146
2016-04-06 16:00 | 0.125
2016-04-06 17:00 | 0.06
2016-04-06 18:00 | 0.017
2016-04-06 19:00 | 0
2016-04-06 20:00 | 0
2016-04-06 21:00 | 0
2016-04-06 22:00 | 0
2016-04-06 23:00 | 0
2016-04-07 | 0
2016-04-07 01:00 | 0
2016-04-07 02:00 | 0
2016-04-07 03:00 | 0
2016-04-07 04:00 | 0
2016-04-07 05:00 | 0
2016-04-07 06:00 | 0
2016-04-07 07:00 | 0.002
2016-04-07 08:00 | 0.02
2016-04-07 09:00 | 0.056
2016-04-07 10:00 | 0.107
2016-04-07 11:00 | 0.107
2016-04-07 12:00 | 0.129
2016-04-07 13:00 | 0.105
2016-04-07 14:00 | 0.063
2016-04-07 15:00 | 0.084
2016-04-07 16:00 | 0.069
2016-04-07 17:00 | 0.057
2016-04-07 18:00 | 0.012
2016-04-07 19:00 | 0
2016-04-07 20:00 | 0
2016-04-07 21:00 | 0
2016-04-07 22:00 | 0
2016-04-07 23:00 | 0
2016-04-08 | 0
2016-04-08 01:00 | 0
2016-04-08 02:00 | 0
2016-04-08 03:00 | 0
2016-04-08 04:00 | 0
2016-04-08 05:00 | 0
2016-04-08 06:00 | 0
2016-04-08 07:00 | 0.003
2016-04-08 08:00 | 0.013
2016-04-08 09:00 | 0.039
2016-04-08 10:00 | 0.066
2016-04-08 11:00 | 0.09
2016-04-08 12:00 | 0.097
2016-04-08 13:00 | 0.09
2016-04-08 14:00 | 0.103
2016-04-08 15:00 | 0.094
2016-04-08 16:00 | 0.07
2016-04-08 17:00 | 0.052
2016-04-08 18:00 | 0.011
2016-04-08 19:00 | 0
2016-04-08 20:00 | 0
2016-04-08 21:00 | 0
2016-04-08 22:00 | 0
2016-04-08 23:00 | 0
2016-04-09 | 0
2016-04-09 01:00 | 0
2016-04-09 02:00 | 0
2016-04-09 03:00 | 0
2016-04-09 04:00 | 0
2016-04-09 05:00 | 0
2016-04-09 06:00 | 0
2016-04-09 07:00 | 0.001
2016-04-09 08:00 | 0.028
2016-04-09 09:00 | 0.067
2016-04-09 10:00 | 0.123
2016-04-09 11:00 | 0.112
2016-04-09 12:00 | 0.099
2016-04-09 13:00 | 0.101
2016-04-09 14:00 | 0.102
2016-04-09 15:00 | 0.106
2016-04-09 16:00 | 0.067
2016-04-09 17:00 | 0.043
2016-04-09 18:00 | 0.01
2016-04-09 19:00 | 0
2016-04-09 20:00 | 0
2016-04-09 21:00 | 0
2016-04-09 22:00 | 0
2016-04-09 23:00 | 0
2016-04-10 | 0
2016-04-10 01:00 | 0
2016-04-10 02:00 | 0
2016-04-10 03:00 | 0
2016-04-10 04:00 | 0
2016-04-10 05:00 | 0
2016-04-10 06:00 | 0
2016-04-10 07:00 | 0.002
2016-04-10 08:00 | 0.026
2016-04-10 09:00 | 0.082
2016-04-10 10:00 | 0.116
2016-04-10 11:00 | 0.123
2016-04-10 12:00 | 0.107
2016-04-10 13:00 | 0.139
2016-04-10 14:00 | 0.149
2016-04-10 15:00 | 0.088
2016-04-10 16:00 | 0.059
2016-04-10 17:00 | 0.017
2016-04-10 18:00 | 0.004
2016-04-10 19:00 | 0
2016-04-10 20:00 | 0
2016-04-10 21:00 | 0
2016-04-10 22:00 | 0
2016-04-10 23:00 | 0
2016-04-11 | 0
2016-04-11 01:00 | 0
2016-04-11 02:00 | 0
2016-04-11 03:00 | 0
2016-04-11 04:00 | 0
2016-04-11 05:00 | 0
2016-04-11 06:00 | 0
2016-04-11 07:00 | 0.001
2016-04-11 08:00 | 0.013
2016-04-11 09:00 | 0.056
2016-04-11 10:00 | 0.078
2016-04-11 11:00 | 0.079
2016-04-11 12:00 | 0.089
2016-04-11 13:00 | 0.107
2016-04-11 14:00 | 0.097
2016-04-11 15:00 | 0.07
2016-04-11 16:00 | 0.06
2016-04-11 17:00 | 0.032
2016-04-11 18:00 | 0.008
2016-04-11 19:00 | 0
2016-04-11 20:00 | 0
2016-04-11 21:00 | 0
2016-04-11 22:00 | 0
2016-04-11 23:00 | 0
2016-04-12 | 0
2016-04-12 01:00 | 0
2016-04-12 02:00 | 0
2016-04-12 03:00 | 0
2016-04-12 04:00 | 0
2016-04-12 05:00 | 0
2016-04-12 06:00 | 0
2016-04-12 07:00 | 0.001
2016-04-12 08:00 | 0.022
2016-04-12 09:00 | 0.063
2016-04-12 10:00 | 0.084
2016-04-12 11:00 | 0.108
2016-04-12 12:00 | 0.066
2016-04-12 13:00 | 0.06
2016-04-12 14:00 | 0.07
2016-04-12 15:00 | 0.054
2016-04-12 16:00 | 0.034
2016-04-12 17:00 | 0.013
2016-04-12 18:00 | 0.005
2016-04-12 19:00 | 0
2016-04-12 20:00 | 0
2016-04-12 21:00 | 0
2016-04-12 22:00 | 0
2016-04-12 23:00 | 0
2016-04-13 | 0
2016-04-13 01:00 | 0
2016-04-13 02:00 | 0
2016-04-13 03:00 | 0
2016-04-13 04:00 | 0
2016-04-13 05:00 | 0
2016-04-13 06:00 | 0
2016-04-13 07:00 | 0
2016-04-13 08:00 | 0.005
2016-04-13 09:00 | 0.016
2016-04-13 10:00 | 0.033
2016-04-13 11:00 | 0.062
2016-04-13 12:00 | 0.086
2016-04-13 13:00 | 0.086
2016-04-13 14:00 | 0.083
2016-04-13 15:00 | 0.058
2016-04-13 16:00 | 0.076
2016-04-13 17:00 | 0.038
2016-04-13 18:00 | 0.007
2016-04-13 19:00 | 0
2016-04-13 20:00 | 0
2016-04-13 21:00 | 0
2016-04-13 22:00 | 0
2016-04-13 23:00 | 0
2016-04-14 | 0
2016-04-14 01:00 | 0
2016-04-14 02:00 | 0
2016-04-14 03:00 | 0
2016-04-14 04:00 | 0
2016-04-14 05:00 | 0
2016-04-14 06:00 | 0
2016-04-14 07:00 | 0.003
2016-04-14 08:00 | 0.021
2016-04-14 09:00 | 0.049
2016-04-14 10:00 | 0.067
2016-04-14 11:00 | 0.077
2016-04-14 12:00 | 0.128
2016-04-14 13:00 | 0.142
2016-04-14 14:00 | 0.095
2016-04-14 15:00 | 0.102
2016-04-14 16:00 | 0.067
2016-04-14 17:00 | 0.055
2016-04-14 18:00 | 0.01
2016-04-14 19:00 | 0
2016-04-14 20:00 | 0
2016-04-14 21:00 | 0
2016-04-14 22:00 | 0
2016-04-14 23:00 | 0
2016-04-15 | 0
2016-04-15 01:00 | 0
2016-04-15 02:00 | 0
2016-04-15 03:00 | 0
2016-04-15 04:00 | 0
2016-04-15 05:00 | 0
2016-04-15 06:00 | 0
2016-04-15 07:00 | 0.001
2016-04-15 08:00 | 0.012
2016-04-15 09:00 | 0.057
2016-04-15 10:00 | 0.087
2016-04-15 11:00 | 0.139
2016-04-15 12:00 | 0.158
2016-04-15 13:00 | 0.169
2016-04-15 14:00 | 0.159
2016-04-15 15:00 | 0.146
2016-04-15 16:00 | 0.097
2016-04-15 17:00 | 0.048
2016-04-15 18:00 | 0.011
2016-04-15 19:00 | 0
2016-04-15 20:00 | 0
2016-04-15 21:00 | 0
2016-04-15 22:00 | 0
2016-04-15 23:00 | 0
2016-04-16 | 0
2016-04-16 01:00 | 0
2016-04-16 02:00 | 0
2016-04-16 03:00 | 0
2016-04-16 04:00 | 0
2016-04-16 05:00 | 0
2016-04-16 06:00 | 0
2016-04-16 07:00 | 0.002
2016-04-16 08:00 | 0.025
2016-04-16 09:00 | 0.091
2016-04-16 10:00 | 0.131
2016-04-16 11:00 | 0.16
2016-04-16 12:00 | 0.169
2016-04-16 13:00 | 0.167
2016-04-16 14:00 | 0.161
2016-04-16 15:00 | 0.145
2016-04-16 16:00 | 0.118
2016-04-16 17:00 | 0.049
2016-04-16 18:00 | 0.01
2016-04-16 19:00 | 0
2016-04-16 20:00 | 0
2016-04-16 21:00 | 0
2016-04-16 22:00 | 0
2016-04-16 23:00 | 0
2016-04-17 | 0
2016-04-17 01:00 | 0
2016-04-17 02:00 | 0
2016-04-17 03:00 | 0
2016-04-17 04:00 | 0
2016-04-17 05:00 | 0
2016-04-17 06:00 | 0
2016-04-17 07:00 | 0.001
2016-04-17 08:00 | 0.014
2016-04-17 09:00 | 0.059
2016-04-17 10:00 | 0.09
2016-04-17 11:00 | 0.114
2016-04-17 12:00 | 0.117
2016-04-17 13:00 | 0.125
2016-04-17 14:00 | 0.125
2016-04-17 15:00 | 0.143
2016-04-17 16:00 | 0.12
2016-04-17 17:00 | 0.049
2016-04-17 18:00 | 0.01
2016-04-17 19:00 | 0
2016-04-17 20:00 | 0
2016-04-17 21:00 | 0
2016-04-17 22:00 | 0
2016-04-17 23:00 | 0
2016-04-18 | 0
2016-04-18 01:00 | 0
2016-04-18 02:00 | 0
2016-04-18 03:00 | 0
2016-04-18 04:00 | 0
2016-04-18 05:00 | 0
2016-04-18 06:00 | 0
2016-04-18 07:00 | 0.001
2016-04-18 08:00 | 0.014
2016-04-18 09:00 | 0.072
2016-04-18 10:00 | 0.111
2016-04-18 11:00 | 0.146
2016-04-18 12:00 | 0.15
2016-04-18 13:00 | 0.145
2016-04-18 14:00 | 0.154
2016-04-18 15:00 | 0.127
2016-04-18 16:00 | 0.113
2016-04-18 17:00 | 0.027
2016-04-18 18:00 | 0.009
2016-04-18 19:00 | 0
2016-04-18 20:00 | 0
2016-04-18 21:00 | 0
2016-04-18 22:00 | 0
2016-04-18 23:00 | 0
2016-04-19 | 0
2016-04-19 01:00 | 0
2016-04-19 02:00 | 0
2016-04-19 03:00 | 0
2016-04-19 04:00 | 0
2016-04-19 05:00 | 0
2016-04-19 06:00 | 0
2016-04-19 07:00 | 0.001
2016-04-19 08:00 | 0.015
2016-04-19 09:00 | 0.066
2016-04-19 10:00 | 0.1
2016-04-19 11:00 | 0.142
2016-04-19 12:00 | 0.168
2016-04-19 13:00 | 0.164
2016-04-19 14:00 | 0.159
2016-04-19 15:00 | 0.141
2016-04-19 16:00 | 0.117
2016-04-19 17:00 | 0.027
2016-04-19 18:00 | 0.005
2016-04-19 19:00 | 0
2016-04-19 20:00 | 0
2016-04-19 21:00 | 0
2016-04-19 22:00 | 0
2016-04-19 23:00 | 0
2016-04-20 | 0
2016-04-20 01:00 | 0
2016-04-20 02:00 | 0
2016-04-20 03:00 | 0
2016-04-20 04:00 | 0
2016-04-20 05:00 | 0
2016-04-20 06:00 | 0
2016-04-20 07:00 | 0.001
2016-04-20 08:00 | 0.014
2016-04-20 09:00 | 0.054
2016-04-20 10:00 | 0.081
2016-04-20 11:00 | 0.089
2016-04-20 12:00 | 0.088
2016-04-20 13:00 | 0.091
2016-04-20 14:00 | 0.086
2016-04-20 15:00 | 0.076
2016-04-20 16:00 | 0.073
2016-04-20 17:00 | 0.024
2016-04-20 18:00 | 0.006
2016-04-20 19:00 | 0
2016-04-20 20:00 | 0
2016-04-20 21:00 | 0
2016-04-20 22:00 | 0
2016-04-20 23:00 | 0
2016-04-21 | 0
2016-04-21 01:00 | 0
2016-04-21 02:00 | 0
2016-04-21 03:00 | 0
2016-04-21 04:00 | 0
2016-04-21 05:00 | 0
2016-04-21 06:00 | 0
2016-04-21 07:00 | 0.001
2016-04-21 08:00 | 0.014
2016-04-21 09:00 | 0.055
2016-04-21 10:00 | 0.085
2016-04-21 11:00 | 0.145
2016-04-21 12:00 | 0.157
2016-04-21 13:00 | 0.163
2016-04-21 14:00 | 0.162
2016-04-21 15:00 | 0.111
2016-04-21 16:00 | 0.068
2016-04-21 17:00 | 0.012
2016-04-21 18:00 | 0.003
2016-04-21 19:00 | 0
2016-04-21 20:00 | 0
2016-04-21 21:00 | 0
2016-04-21 22:00 | 0
2016-04-21 23:00 | 0
2016-04-22 | 0
2016-04-22 01:00 | 0
2016-04-22 02:00 | 0
2016-04-22 03:00 | 0
2016-04-22 04:00 | 0
2016-04-22 05:00 | 0
2016-04-22 06:00 | 0
2016-04-22 07:00 | 0.001
2016-04-22 08:00 | 0.016
2016-04-22 09:00 | 0.055
2016-04-22 10:00 | 0.089
2016-04-22 11:00 | 0.118
2016-04-22 12:00 | 0.121
2016-04-22 13:00 | 0.114
2016-04-22 14:00 | 0.1
2016-04-22 15:00 | 0.092
2016-04-22 16:00 | 0.072
2016-04-22 17:00 | 0.022
2016-04-22 18:00 | 0.003
2016-04-22 19:00 | 0
2016-04-22 20:00 | 0
2016-04-22 21:00 | 0
2016-04-22 22:00 | 0
2016-04-22 23:00 | 0
2016-04-23 | 0
2016-04-23 01:00 | 0
2016-04-23 02:00 | 0
2016-04-23 03:00 | 0
2016-04-23 04:00 | 0
2016-04-23 05:00 | 0
2016-04-23 06:00 | 0
2016-04-23 07:00 | 0.001
2016-04-23 08:00 | 0.028
2016-04-23 09:00 | 0.086
2016-04-23 10:00 | 0.127
2016-04-23 11:00 | 0.154
2016-04-23 12:00 | 0.166
2016-04-23 13:00 | 0.158
2016-04-23 14:00 | 0.149
2016-04-23 15:00 | 0.125
2016-04-23 16:00 | 0.092
2016-04-23 17:00 | 0.053
2016-04-23 18:00 | 0.011
2016-04-23 19:00 | 0
2016-04-23 20:00 | 0
2016-04-23 21:00 | 0
2016-04-23 22:00 | 0
2016-04-23 23:00 | 0
2016-04-24 | 0
2016-04-24 01:00 | 0
2016-04-24 02:00 | 0
2016-04-24 03:00 | 0
2016-04-24 04:00 | 0
2016-04-24 05:00 | 0
2016-04-24 06:00 | 0
2016-04-24 07:00 | 0.001
2016-04-24 08:00 | 0.025
2016-04-24 09:00 | 0.091
2016-04-24 10:00 | 0.13
2016-04-24 11:00 | 0.151
2016-04-24 12:00 | 0.161
2016-04-24 13:00 | 0.165
2016-04-24 14:00 | 0.162
2016-04-24 15:00 | 0.14
2016-04-24 16:00 | 0.111
2016-04-24 17:00 | 0.051
2016-04-24 18:00 | 0.008
2016-04-24 19:00 | 0
2016-04-24 20:00 | 0
2016-04-24 21:00 | 0
2016-04-24 22:00 | 0
2016-04-24 23:00 | 0
2016-04-25 | 0
2016-04-25 01:00 | 0
2016-04-25 02:00 | 0
2016-04-25 03:00 | 0
2016-04-25 04:00 | 0
2016-04-25 05:00 | 0
2016-04-25 06:00 | 0
2016-04-25 07:00 | 0.001
2016-04-25 08:00 | 0.017
2016-04-25 09:00 | 0.06
2016-04-25 10:00 | 0.088
2016-04-25 11:00 | 0.115
2016-04-25 12:00 | 0.133
2016-04-25 13:00 | 0.143
2016-04-25 14:00 | 0.116
2016-04-25 15:00 | 0.118
2016-04-25 16:00 | 0.092
2016-04-25 17:00 | 0.037
2016-04-25 18:00 | 0.003
2016-04-25 19:00 | 0
2016-04-25 20:00 | 0
2016-04-25 21:00 | 0
2016-04-25 22:00 | 0
2016-04-25 23:00 | 0
2016-04-26 | 0
2016-04-26 01:00 | 0
2016-04-26 02:00 | 0
2016-04-26 03:00 | 0
2016-04-26 04:00 | 0
2016-04-26 05:00 | 0
2016-04-26 06:00 | 0
2016-04-26 07:00 | 0.001
2016-04-26 08:00 | 0.017
2016-04-26 09:00 | 0.056
2016-04-26 10:00 | 0.082
2016-04-26 11:00 | 0.097
2016-04-26 12:00 | 0.106
2016-04-26 13:00 | 0.106
2016-04-26 14:00 | 0.101
2016-04-26 15:00 | 0.088
2016-04-26 16:00 | 0.07
2016-04-26 17:00 | 0.021
2016-04-26 18:00 | 0.003
2016-04-26 19:00 | 0
2016-04-26 20:00 | 0
2016-04-26 21:00 | 0
2016-04-26 22:00 | 0
2016-04-26 23:00 | 0
2016-04-27 | 0
2016-04-27 01:00 | 0
2016-04-27 02:00 | 0
2016-04-27 03:00 | 0
2016-04-27 04:00 | 0
2016-04-27 05:00 | 0
2016-04-27 06:00 | 0
2016-04-27 07:00 | 0.001
2016-04-27 08:00 | 0.021
2016-04-27 09:00 | 0.061
2016-04-27 10:00 | 0.105
2016-04-27 11:00 | 0.123
2016-04-27 12:00 | 0.142
2016-04-27 13:00 | 0.147
2016-04-27 14:00 | 0.14
2016-04-27 15:00 | 0.119
2016-04-27 16:00 | 0.098
2016-04-27 17:00 | 0.054
2016-04-27 18:00 | 0.011
2016-04-27 19:00 | 0
2016-04-27 20:00 | 0
2016-04-27 21:00 | 0
2016-04-27 22:00 | 0
2016-04-27 23:00 | 0
2016-04-28 | 0
2016-04-28 01:00 | 0
2016-04-28 02:00 | 0
2016-04-28 03:00 | 0
2016-04-28 04:00 | 0
2016-04-28 05:00 | 0
2016-04-28 06:00 | 0
2016-04-28 07:00 | 0.001
2016-04-28 08:00 | 0.017
2016-04-28 09:00 | 0.057
2016-04-28 10:00 | 0.115
2016-04-28 11:00 | 0.126
2016-04-28 12:00 | 0.136
2016-04-28 13:00 | 0.108
2016-04-28 14:00 | 0.089
2016-04-28 15:00 | 0.105
2016-04-28 16:00 | 0.105
2016-04-28 17:00 | 0.053
2016-04-28 18:00 | 0.009
2016-04-28 19:00 | 0
2016-04-28 20:00 | 0
2016-04-28 21:00 | 0
2016-04-28 22:00 | 0
2016-04-28 23:00 | 0
2016-04-29 | 0
2016-04-29 01:00 | 0
2016-04-29 02:00 | 0
2016-04-29 03:00 | 0
2016-04-29 04:00 | 0
2016-04-29 05:00 | 0
2016-04-29 06:00 | 0
2016-04-29 07:00 | 0.001
2016-04-29 08:00 | 0.027
2016-04-29 09:00 | 0.079
2016-04-29 10:00 | 0.124
2016-04-29 11:00 | 0.157
2016-04-29 12:00 | 0.155
2016-04-29 13:00 | 0.17
2016-04-29 14:00 | 0.159
2016-04-29 15:00 | 0.141
2016-04-29 16:00 | 0.113
2016-04-29 17:00 | 0.051
2016-04-29 18:00 | 0.01
2016-04-29 19:00 | 0
2016-04-29 20:00 | 0
2016-04-29 21:00 | 0
2016-04-29 22:00 | 0
2016-04-29 23:00 | 0
2016-04-30 | 0
2016-04-30 01:00 | 0
2016-04-30 02:00 | 0
2016-04-30 03:00 | 0
2016-04-30 04:00 | 0
2016-04-30 05:00 | 0
2016-04-30 06:00 | 0
2016-04-30 07:00 | 0.001
2016-04-30 08:00 | 0.027
2016-04-30 09:00 | 0.092
2016-04-30 10:00 | 0.128
2016-04-30 11:00 | 0.152
2016-04-30 12:00 | 0.172
2016-04-30 13:00 | 0.157
2016-04-30 14:00 | 0.152
2016-04-30 15:00 | 0.119
2016-04-30 16:00 | 0.098
2016-04-30 17:00 | 0.021
2016-04-30 18:00 | 0.003
2016-04-30 19:00 | 0
2016-04-30 20:00 | 0
2016-04-30 21:00 | 0
2016-04-30 22:00 | 0
2016-04-30 23:00 | 0
2016-05-01 | 0
2016-05-01 01:00 | 0
2016-05-01 02:00 | 0
2016-05-01 03:00 | 0
2016-05-01 04:00 | 0
2016-05-01 05:00 | 0
2016-05-01 06:00 | 0
2016-05-01 07:00 | 0.002
2016-05-01 08:00 | 0.015
2016-05-01 09:00 | 0.055
2016-05-01 10:00 | 0.083
2016-05-01 11:00 | 0.102
2016-05-01 12:00 | 0.112
2016-05-01 13:00 | 0.123
2016-05-01 14:00 | 0.136
2016-05-01 15:00 | 0.13
2016-05-01 16:00 | 0.109
2016-05-01 17:00 | 0.051
2016-05-01 18:00 | 0.009
2016-05-01 19:00 | 0
2016-05-01 20:00 | 0
2016-05-01 21:00 | 0
2016-05-01 22:00 | 0
2016-05-01 23:00 | 0
2016-05-02 | 0
2016-05-02 01:00 | 0
2016-05-02 02:00 | 0
2016-05-02 03:00 | 0
2016-05-02 04:00 | 0
2016-05-02 05:00 | 0
2016-05-02 06:00 | 0
2016-05-02 07:00 | 0.001
2016-05-02 08:00 | 0.023
2016-05-02 09:00 | 0.084
2016-05-02 10:00 | 0.124
2016-05-02 11:00 | 0.155
2016-05-02 12:00 | 0.162
2016-05-02 13:00 | 0.163
2016-05-02 14:00 | 0.154
2016-05-02 15:00 | 0.137
2016-05-02 16:00 | 0.103
2016-05-02 17:00 | 0.047
2016-05-02 18:00 | 0.009
2016-05-02 19:00 | 0
2016-05-02 20:00 | 0
2016-05-02 21:00 | 0
2016-05-02 22:00 | 0
2016-05-02 23:00 | 0
2016-05-03 | 0
2016-05-03 01:00 | 0
2016-05-03 02:00 | 0
2016-05-03 03:00 | 0
2016-05-03 04:00 | 0
2016-05-03 05:00 | 0
2016-05-03 06:00 | 0
2016-05-03 07:00 | 0.001
2016-05-03 08:00 | 0.015
2016-05-03 09:00 | 0.059
2016-05-03 10:00 | 0.093
2016-05-03 11:00 | 0.111
2016-05-03 12:00 | 0.109
2016-05-03 13:00 | 0.141
2016-05-03 14:00 | 0.127
2016-05-03 15:00 | 0.104
2016-05-03 16:00 | 0.08
2016-05-03 17:00 | 0.017
2016-05-03 18:00 | 0.004
2016-05-03 19:00 | 0
2016-05-03 20:00 | 0
2016-05-03 21:00 | 0
2016-05-03 22:00 | 0
2016-05-03 23:00 | 0
2016-05-04 | 0
2016-05-04 01:00 | 0
2016-05-04 02:00 | 0
2016-05-04 03:00 | 0
2016-05-04 04:00 | 0
2016-05-04 05:00 | 0
2016-05-04 06:00 | 0
2016-05-04 07:00 | 0
2016-05-04 08:00 | 0.012
2016-05-04 09:00 | 0.034
2016-05-04 10:00 | 0.055
2016-05-04 11:00 | 0.057
2016-05-04 12:00 | 0.079
2016-05-04 13:00 | 0.125
2016-05-04 14:00 | 0.127
2016-05-04 15:00 | 0.085
2016-05-04 16:00 | 0.1
2016-05-04 17:00 | 0.046
2016-05-04 18:00 | 0.008
2016-05-04 19:00 | 0
2016-05-04 20:00 | 0
2016-05-04 21:00 | 0
2016-05-04 22:00 | 0
2016-05-04 23:00 | 0
2016-05-05 | 0
2016-05-05 01:00 | 0
2016-05-05 02:00 | 0
2016-05-05 03:00 | 0
2016-05-05 04:00 | 0
2016-05-05 05:00 | 0
2016-05-05 06:00 | 0
2016-05-05 07:00 | 0.001
2016-05-05 08:00 | 0.019
2016-05-05 09:00 | 0.049
2016-05-05 10:00 | 0.087
2016-05-05 11:00 | 0.102
2016-05-05 12:00 | 0.112
2016-05-05 13:00 | 0.095
2016-05-05 14:00 | 0.095
2016-05-05 15:00 | 0.097
2016-05-05 16:00 | 0.049
2016-05-05 17:00 | 0.021
2016-05-05 18:00 | 0.003
2016-05-05 19:00 | 0
2016-05-05 20:00 | 0
2016-05-05 21:00 | 0
2016-05-05 22:00 | 0
2016-05-05 23:00 | 0
2016-05-06 | 0
2016-05-06 01:00 | 0
2016-05-06 02:00 | 0
2016-05-06 03:00 | 0
2016-05-06 04:00 | 0
2016-05-06 05:00 | 0
2016-05-06 06:00 | 0
2016-05-06 07:00 | 0
2016-05-06 08:00 | 0.014
2016-05-06 09:00 | 0.052
2016-05-06 10:00 | 0.074
2016-05-06 11:00 | 0.094
2016-05-06 12:00 | 0.095
2016-05-06 13:00 | 0.093
2016-05-06 14:00 | 0.086
2016-05-06 15:00 | 0.066
2016-05-06 16:00 | 0.045
2016-05-06 17:00 | 0.012
2016-05-06 18:00 | 0.002
2016-05-06 19:00 | 0
2016-05-06 20:00 | 0
2016-05-06 21:00 | 0
2016-05-06 22:00 | 0
2016-05-06 23:00 | 0
2016-05-07 | 0
2016-05-07 01:00 | 0
2016-05-07 02:00 | 0
2016-05-07 03:00 | 0
2016-05-07 04:00 | 0
2016-05-07 05:00 | 0
2016-05-07 06:00 | 0
2016-05-07 07:00 | 0
2016-05-07 08:00 | 0.012
2016-05-07 09:00 | 0.052
2016-05-07 10:00 | 0.08
2016-05-07 11:00 | 0.098
2016-05-07 12:00 | 0.107
2016-05-07 13:00 | 0.118
2016-05-07 14:00 | 0.106
2016-05-07 15:00 | 0.096
2016-05-07 16:00 | 0.052
2016-05-07 17:00 | 0.01
2016-05-07 18:00 | 0.001
2016-05-07 19:00 | 0
2016-05-07 20:00 | 0
2016-05-07 21:00 | 0
2016-05-07 22:00 | 0
2016-05-07 23:00 | 0
2016-05-08 | 0
2016-05-08 01:00 | 0
2016-05-08 02:00 | 0
2016-05-08 03:00 | 0
2016-05-08 04:00 | 0
2016-05-08 05:00 | 0
2016-05-08 06:00 | 0
2016-05-08 07:00 | 0
2016-05-08 08:00 | 0.01
2016-05-08 09:00 | 0.049
2016-05-08 10:00 | 0.07
2016-05-08 11:00 | 0.082
2016-05-08 12:00 | 0.091
2016-05-08 13:00 | 0.091
2016-05-08 14:00 | 0.083
2016-05-08 15:00 | 0.069
2016-05-08 16:00 | 0.045
2016-05-08 17:00 | 0.005
2016-05-08 18:00 | 0.001
2016-05-08 19:00 | 0
2016-05-08 20:00 | 0
2016-05-08 21:00 | 0
2016-05-08 22:00 | 0
2016-05-08 23:00 | 0
2016-05-09 | 0
2016-05-09 01:00 | 0
2016-05-09 02:00 | 0
2016-05-09 03:00 | 0
2016-05-09 04:00 | 0
2016-05-09 05:00 | 0
2016-05-09 06:00 | 0
2016-05-09 07:00 | 0.001
2016-05-09 08:00 | 0.016
2016-05-09 09:00 | 0.048
2016-05-09 10:00 | 0.075
2016-05-09 11:00 | 0.096
2016-05-09 12:00 | 0.12
2016-05-09 13:00 | 0.113
2016-05-09 14:00 | 0.081
2016-05-09 15:00 | 0.07
2016-05-09 16:00 | 0.044
2016-05-09 17:00 | 0.009
2016-05-09 18:00 | 0.001
2016-05-09 19:00 | 0
2016-05-09 20:00 | 0
2016-05-09 21:00 | 0
2016-05-09 22:00 | 0
2016-05-09 23:00 | 0
2016-05-10 | 0
2016-05-10 01:00 | 0
2016-05-10 02:00 | 0
2016-05-10 03:00 | 0
2016-05-10 04:00 | 0
2016-05-10 05:00 | 0
2016-05-10 06:00 | 0
2016-05-10 07:00 | 0.001
2016-05-10 08:00 | 0.014
2016-05-10 09:00 | 0.051
2016-05-10 10:00 | 0.084
2016-05-10 11:00 | 0.099
2016-05-10 12:00 | 0.102
2016-05-10 13:00 | 0.112
2016-05-10 14:00 | 0.114
2016-05-10 15:00 | 0.084
2016-05-10 16:00 | 0.043
2016-05-10 17:00 | 0.01
2016-05-10 18:00 | 0.002
2016-05-10 19:00 | 0
2016-05-10 20:00 | 0
2016-05-10 21:00 | 0
2016-05-10 22:00 | 0
2016-05-10 23:00 | 0
2016-05-11 | 0
2016-05-11 01:00 | 0
2016-05-11 02:00 | 0
2016-05-11 03:00 | 0
2016-05-11 04:00 | 0
2016-05-11 05:00 | 0
2016-05-11 06:00 | 0
2016-05-11 07:00 | 0.001
2016-05-11 08:00 | 0.014
2016-05-11 09:00 | 0.052
2016-05-11 10:00 | 0.081
2016-05-11 11:00 | 0.105
2016-05-11 12:00 | 0.098
2016-05-11 13:00 | 0.069
2016-05-11 14:00 | 0.079
2016-05-11 15:00 | 0.056
2016-05-11 16:00 | 0.022
2016-05-11 17:00 | 0.01
2016-05-11 18:00 | 0.002
2016-05-11 19:00 | 0
2016-05-11 20:00 | 0
2016-05-11 21:00 | 0
2016-05-11 22:00 | 0
2016-05-11 23:00 | 0
2016-05-12 | 0
2016-05-12 01:00 | 0
2016-05-12 02:00 | 0
2016-05-12 03:00 | 0
2016-05-12 04:00 | 0
2016-05-12 05:00 | 0
2016-05-12 06:00 | 0
2016-05-12 07:00 | 0.001
2016-05-12 08:00 | 0.014
2016-05-12 09:00 | 0.047
2016-05-12 10:00 | 0.085
2016-05-12 11:00 | 0.093
2016-05-12 12:00 | 0.096
2016-05-12 13:00 | 0.11
2016-05-12 14:00 | 0.074
2016-05-12 15:00 | 0.062
2016-05-12 16:00 | 0.045
2016-05-12 17:00 | 0.016
2016-05-12 18:00 | 0.002
2016-05-12 19:00 | 0
2016-05-12 20:00 | 0
2016-05-12 21:00 | 0
2016-05-12 22:00 | 0
2016-05-12 23:00 | 0
2016-05-13 | 0
2016-05-13 01:00 | 0
2016-05-13 02:00 | 0
2016-05-13 03:00 | 0
2016-05-13 04:00 | 0
2016-05-13 05:00 | 0
2016-05-13 06:00 | 0
2016-05-13 07:00 | 0
2016-05-13 08:00 | 0.009
2016-05-13 09:00 | 0.034
2016-05-13 10:00 | 0.053
2016-05-13 11:00 | 0.061
2016-05-13 12:00 | 0.064
2016-05-13 13:00 | 0.078
2016-05-13 14:00 | 0.078
2016-05-13 15:00 | 0.063
2016-05-13 16:00 | 0.04
2016-05-13 17:00 | 0.014
2016-05-13 18:00 | 0.002
2016-05-13 19:00 | 0
2016-05-13 20:00 | 0
2016-05-13 21:00 | 0
2016-05-13 22:00 | 0
2016-05-13 23:00 | 0
2016-05-14 | 0
2016-05-14 01:00 | 0
2016-05-14 02:00 | 0
2016-05-14 03:00 | 0
2016-05-14 04:00 | 0
2016-05-14 05:00 | 0
2016-05-14 06:00 | 0
2016-05-14 07:00 | 0
2016-05-14 08:00 | 0.011
2016-05-14 09:00 | 0.039
2016-05-14 10:00 | 0.059
2016-05-14 11:00 | 0.083
2016-05-14 12:00 | 0.085
2016-05-14 13:00 | 0.071
2016-05-14 14:00 | 0.063
2016-05-14 15:00 | 0.069
2016-05-14 16:00 | 0.054
2016-05-14 17:00 | 0.018
2016-05-14 18:00 | 0.003
2016-05-14 19:00 | 0
2016-05-14 20:00 | 0
2016-05-14 21:00 | 0
2016-05-14 22:00 | 0
2016-05-14 23:00 | 0
2016-05-15 | 0
2016-05-15 01:00 | 0
2016-05-15 02:00 | 0
2016-05-15 03:00 | 0
2016-05-15 04:00 | 0
2016-05-15 05:00 | 0
2016-05-15 06:00 | 0
2016-05-15 07:00 | 0
2016-05-15 08:00 | 0.018
2016-05-15 09:00 | 0.052
2016-05-15 10:00 | 0.092
2016-05-15 11:00 | 0.098
2016-05-15 12:00 | 0.123
2016-05-15 13:00 | 0.111
2016-05-15 14:00 | 0.101
2016-05-15 15:00 | 0.053
2016-05-15 16:00 | 0.029
2016-05-15 17:00 | 0.006
2016-05-15 18:00 | 0.001
2016-05-15 19:00 | 0
2016-05-15 20:00 | 0
2016-05-15 21:00 | 0
2016-05-15 22:00 | 0
2016-05-15 23:00 | 0
2016-05-16 | 0
2016-05-16 01:00 | 0
2016-05-16 02:00 | 0
2016-05-16 03:00 | 0
2016-05-16 04:00 | 0
2016-05-16 05:00 | 0
2016-05-16 06:00 | 0
2016-05-16 07:00 | 0
2016-05-16 08:00 | 0.006
2016-05-16 09:00 | 0.027
2016-05-16 10:00 | 0.041
2016-05-16 11:00 | 0.063
2016-05-16 12:00 | 0.072
2016-05-16 13:00 | 0.101
2016-05-16 14:00 | 0.081
2016-05-16 15:00 | 0.063
2016-05-16 16:00 | 0.029
2016-05-16 17:00 | 0.013
2016-05-16 18:00 | 0.002
2016-05-16 19:00 | 0
2016-05-16 20:00 | 0
2016-05-16 21:00 | 0
2016-05-16 22:00 | 0
2016-05-16 23:00 | 0
2016-05-17 | 0
2016-05-17 01:00 | 0
2016-05-17 02:00 | 0
2016-05-17 03:00 | 0
2016-05-17 04:00 | 0
2016-05-17 05:00 | 0
2016-05-17 06:00 | 0
2016-05-17 07:00 | 0
2016-05-17 08:00 | 0.008
2016-05-17 09:00 | 0.026
2016-05-17 10:00 | 0.063
2016-05-17 11:00 | 0.075
2016-05-17 12:00 | 0.071
2016-05-17 13:00 | 0.057
2016-05-17 14:00 | 0.056
2016-05-17 15:00 | 0.037
2016-05-17 16:00 | 0.022
2016-05-17 17:00 | 0.012
2016-05-17 18:00 | 0.002
2016-05-17 19:00 | 0
2016-05-17 20:00 | 0
2016-05-17 21:00 | 0
2016-05-17 22:00 | 0
2016-05-17 23:00 | 0
2016-05-18 | 0
2016-05-18 01:00 | 0
2016-05-18 02:00 | 0
2016-05-18 03:00 | 0
2016-05-18 04:00 | 0
2016-05-18 05:00 | 0
2016-05-18 06:00 | 0
2016-05-18 07:00 | 0
2016-05-18 08:00 | 0.007
2016-05-18 09:00 | 0.021
2016-05-18 10:00 | 0.04
2016-05-18 11:00 | 0.05
2016-05-18 12:00 | 0.056
2016-05-18 13:00 | 0.072
2016-05-18 14:00 | 0.063
2016-05-18 15:00 | 0.049
2016-05-18 16:00 | 0.034
2016-05-18 17:00 | 0.012
2016-05-18 18:00 | 0.002
2016-05-18 19:00 | 0
2016-05-18 20:00 | 0
2016-05-18 21:00 | 0
2016-05-18 22:00 | 0
2016-05-18 23:00 | 0
2016-05-19 | 0
2016-05-19 01:00 | 0
2016-05-19 02:00 | 0
2016-05-19 03:00 | 0
2016-05-19 04:00 | 0
2016-05-19 05:00 | 0
2016-05-19 06:00 | 0
2016-05-19 07:00 | 0
2016-05-19 08:00 | 0.007
2016-05-19 09:00 | 0.02
2016-05-19 10:00 | 0.034
2016-05-19 11:00 | 0.037
2016-05-19 12:00 | 0.046
2016-05-19 13:00 | 0.021
2016-05-19 14:00 | 0.023
2016-05-19 15:00 | 0.019
2016-05-19 16:00 | 0.014
2016-05-19 17:00 | 0.006
2016-05-19 18:00 | 0.001
2016-05-19 19:00 | 0
2016-05-19 20:00 | 0
2016-05-19 21:00 | 0
2016-05-19 22:00 | 0
2016-05-19 23:00 | 0
2016-05-20 | 0
2016-05-20 01:00 | 0
2016-05-20 02:00 | 0
2016-05-20 03:00 | 0
2016-05-20 04:00 | 0
2016-05-20 05:00 | 0
2016-05-20 06:00 | 0
2016-05-20 07:00 | 0
2016-05-20 08:00 | 0.005
2016-05-20 09:00 | 0.016
2016-05-20 10:00 | 0.029
2016-05-20 11:00 | 0.052
2016-05-20 12:00 | 0.046
2016-05-20 13:00 | 0.051
2016-05-20 14:00 | 0.04
2016-05-20 15:00 | 0.025
2016-05-20 16:00 | 0.016
2016-05-20 17:00 | 0.008
2016-05-20 18:00 | 0.001
2016-05-20 19:00 | 0
2016-05-20 20:00 | 0
2016-05-20 21:00 | 0
2016-05-20 22:00 | 0
2016-05-20 23:00 | 0
2016-05-21 | 0
2016-05-21 01:00 | 0
2016-05-21 02:00 | 0
2016-05-21 03:00 | 0
2016-05-21 04:00 | 0
2016-05-21 05:00 | 0
2016-05-21 06:00 | 0
2016-05-21 07:00 | 0
2016-05-21 08:00 | 0.009
2016-05-21 09:00 | 0.04
2016-05-21 10:00 | 0.07
2016-05-21 11:00 | 0.067
2016-05-21 12:00 | 0.078
2016-05-21 13:00 | 0.075
2016-05-21 14:00 | 0.052
2016-05-21 15:00 | 0.034
2016-05-21 16:00 | 0.017
2016-05-21 17:00 | 0.007
2016-05-21 18:00 | 0.001
2016-05-21 19:00 | 0
2016-05-21 20:00 | 0
2016-05-21 21:00 | 0
2016-05-21 22:00 | 0
2016-05-21 23:00 | 0
2016-05-22 | 0
2016-05-22 01:00 | 0
2016-05-22 02:00 | 0
2016-05-22 03:00 | 0
2016-05-22 04:00 | 0
2016-05-22 05:00 | 0
2016-05-22 06:00 | 0
2016-05-22 07:00 | 0
2016-05-22 08:00 | 0.005
2016-05-22 09:00 | 0.013
2016-05-22 10:00 | 0.02
2016-05-22 11:00 | 0.032
2016-05-22 12:00 | 0.039
2016-05-22 13:00 | 0.048
2016-05-22 14:00 | 0.041
2016-05-22 15:00 | 0.029
2016-05-22 16:00 | 0.02
2016-05-22 17:00 | 0.009
2016-05-22 18:00 | 0.001
2016-05-22 19:00 | 0
2016-05-22 20:00 | 0
2016-05-22 21:00 | 0
2016-05-22 22:00 | 0
2016-05-22 23:00 | 0
2016-05-23 | 0
2016-05-23 01:00 | 0
2016-05-23 02:00 | 0
2016-05-23 03:00 | 0
2016-05-23 04:00 | 0
2016-05-23 05:00 | 0
2016-05-23 06:00 | 0
2016-05-23 07:00 | 0
2016-05-23 08:00 | 0.016
2016-05-23 09:00 | 0.059
2016-05-23 10:00 | 0.103
2016-05-23 11:00 | 0.115
2016-05-23 12:00 | 0.125
2016-05-23 13:00 | 0.127
2016-05-23 14:00 | 0.098
2016-05-23 15:00 | 0.087
2016-05-23 16:00 | 0.068
2016-05-23 17:00 | 0.039
2016-05-23 18:00 | 0.006
2016-05-23 19:00 | 0
2016-05-23 20:00 | 0
2016-05-23 21:00 | 0
2016-05-23 22:00 | 0
2016-05-23 23:00 | 0
2016-05-24 | 0
2016-05-24 01:00 | 0
2016-05-24 02:00 | 0
2016-05-24 03:00 | 0
2016-05-24 04:00 | 0
2016-05-24 05:00 | 0
2016-05-24 06:00 | 0
2016-05-24 07:00 | 0
2016-05-24 08:00 | 0.01
2016-05-24 09:00 | 0.033
2016-05-24 10:00 | 0.074
2016-05-24 11:00 | 0.119
2016-05-24 12:00 | 0.137
2016-05-24 13:00 | 0.15
2016-05-24 14:00 | 0.15
2016-05-24 15:00 | 0.114
2016-05-24 16:00 | 0.089
2016-05-24 17:00 | 0.045
2016-05-24 18:00 | 0.006
2016-05-24 19:00 | 0
2016-05-24 20:00 | 0
2016-05-24 21:00 | 0
2016-05-24 22:00 | 0
2016-05-24 23:00 | 0
2016-05-25 | 0
2016-05-25 01:00 | 0
2016-05-25 02:00 | 0
2016-05-25 03:00 | 0
2016-05-25 04:00 | 0
2016-05-25 05:00 | 0
2016-05-25 06:00 | 0
2016-05-25 07:00 | 0
2016-05-25 08:00 | 0.019
2016-05-25 09:00 | 0.076
2016-05-25 10:00 | 0.122
2016-05-25 11:00 | 0.142
2016-05-25 12:00 | 0.156
2016-05-25 13:00 | 0.158
2016-05-25 14:00 | 0.149
2016-05-25 15:00 | 0.133
2016-05-25 16:00 | 0.09
2016-05-25 17:00 | 0.029
2016-05-25 18:00 | 0.004
2016-05-25 19:00 | 0
2016-05-25 20:00 | 0
2016-05-25 21:00 | 0
2016-05-25 22:00 | 0
2016-05-25 23:00 | 0
2016-05-26 | 0
2016-05-26 01:00 | 0
2016-05-26 02:00 | 0
2016-05-26 03:00 | 0
2016-05-26 04:00 | 0
2016-05-26 05:00 | 0
2016-05-26 06:00 | 0
2016-05-26 07:00 | 0
2016-05-26 08:00 | 0.01
2016-05-26 09:00 | 0.025
2016-05-26 10:00 | 0.087
2016-05-26 11:00 | 0.089
2016-05-26 12:00 | 0.071
2016-05-26 13:00 | 0.103
2016-05-26 14:00 | 0.081
2016-05-26 15:00 | 0.049
2016-05-26 16:00 | 0.031
2016-05-26 17:00 | 0.013
2016-05-26 18:00 | 0.001
2016-05-26 19:00 | 0
2016-05-26 20:00 | 0
2016-05-26 21:00 | 0
2016-05-26 22:00 | 0
2016-05-26 23:00 | 0
2016-05-27 | 0
2016-05-27 01:00 | 0
2016-05-27 02:00 | 0
2016-05-27 03:00 | 0
2016-05-27 04:00 | 0
2016-05-27 05:00 | 0
2016-05-27 06:00 | 0
2016-05-27 07:00 | 0
2016-05-27 08:00 | 0.009
2016-05-27 09:00 | 0.042
2016-05-27 10:00 | 0.039
2016-05-27 11:00 | 0.073
2016-05-27 12:00 | 0.094
2016-05-27 13:00 | 0.089
2016-05-27 14:00 | 0.092
2016-05-27 15:00 | 0.066
2016-05-27 16:00 | 0.043
2016-05-27 17:00 | 0.013
2016-05-27 18:00 | 0.002
2016-05-27 19:00 | 0
2016-05-27 20:00 | 0
2016-05-27 21:00 | 0
2016-05-27 22:00 | 0
2016-05-27 23:00 | 0
2016-05-28 | 0
2016-05-28 01:00 | 0
2016-05-28 02:00 | 0
2016-05-28 03:00 | 0
2016-05-28 04:00 | 0
2016-05-28 05:00 | 0
2016-05-28 06:00 | 0
2016-05-28 07:00 | 0
2016-05-28 08:00 | 0.009
2016-05-28 09:00 | 0.028
2016-05-28 10:00 | 0.069
2016-05-28 11:00 | 0.101
2016-05-28 12:00 | 0.117
2016-05-28 13:00 | 0.109
2016-05-28 14:00 | 0.099
2016-05-28 15:00 | 0.07
2016-05-28 16:00 | 0.044
2016-05-28 17:00 | 0.008
2016-05-28 18:00 | 0.001
2016-05-28 19:00 | 0
2016-05-28 20:00 | 0
2016-05-28 21:00 | 0
2016-05-28 22:00 | 0
2016-05-28 23:00 | 0
2016-05-29 | 0
2016-05-29 01:00 | 0
2016-05-29 02:00 | 0
2016-05-29 03:00 | 0
2016-05-29 04:00 | 0
2016-05-29 05:00 | 0
2016-05-29 06:00 | 0
2016-05-29 07:00 | 0
2016-05-29 08:00 | 0.01
2016-05-29 09:00 | 0.037
2016-05-29 10:00 | 0.079
2016-05-29 11:00 | 0.087
2016-05-29 12:00 | 0.082
2016-05-29 13:00 | 0.082
2016-05-29 14:00 | 0.073
2016-05-29 15:00 | 0.066
2016-05-29 16:00 | 0.042
2016-05-29 17:00 | 0.008
2016-05-29 18:00 | 0.001
2016-05-29 19:00 | 0
2016-05-29 20:00 | 0
2016-05-29 21:00 | 0
2016-05-29 22:00 | 0
2016-05-29 23:00 | 0
2016-05-30 | 0
2016-05-30 01:00 | 0
2016-05-30 02:00 | 0
2016-05-30 03:00 | 0
2016-05-30 04:00 | 0
2016-05-30 05:00 | 0
2016-05-30 06:00 | 0
2016-05-30 07:00 | 0
2016-05-30 08:00 | 0.01
2016-05-30 09:00 | 0.023
2016-05-30 10:00 | 0.039
2016-05-30 11:00 | 0.043
2016-05-30 12:00 | 0.057
2016-05-30 13:00 | 0.043
2016-05-30 14:00 | 0.041
2016-05-30 15:00 | 0.04
2016-05-30 16:00 | 0.02
2016-05-30 17:00 | 0.011
2016-05-30 18:00 | 0.001
2016-05-30 19:00 | 0
2016-05-30 20:00 | 0
2016-05-30 21:00 | 0
2016-05-30 22:00 | 0
2016-05-30 23:00 | 0
2016-05-31 | 0
2016-05-31 01:00 | 0
2016-05-31 02:00 | 0
2016-05-31 03:00 | 0
2016-05-31 04:00 | 0
2016-05-31 05:00 | 0
2016-05-31 06:00 | 0
2016-05-31 07:00 | 0
2016-05-31 08:00 | 0.011
2016-05-31 09:00 | 0.025
2016-05-31 10:00 | 0.064
2016-05-31 11:00 | 0.103
2016-05-31 12:00 | 0.101
2016-05-31 13:00 | 0.096
2016-05-31 14:00 | 0.08
2016-05-31 15:00 | 0.048
2016-05-31 16:00 | 0.024
2016-05-31 17:00 | 0.014
2016-05-31 18:00 | 0.001
2016-05-31 19:00 | 0
2016-05-31 20:00 | 0
2016-05-31 21:00 | 0
2016-05-31 22:00 | 0
2016-05-31 23:00 | 0
2016-06-01 | 0
2016-06-01 01:00 | 0
2016-06-01 02:00 | 0
2016-06-01 03:00 | 0
2016-06-01 04:00 | 0
2016-06-01 05:00 | 0
2016-06-01 06:00 | 0
2016-06-01 07:00 | 0
2016-06-01 08:00 | 0.009
2016-06-01 09:00 | 0.028
2016-06-01 10:00 | 0.073
2016-06-01 11:00 | 0.09
2016-06-01 12:00 | 0.092
2016-06-01 13:00 | 0.087
2016-06-01 14:00 | 0.074
2016-06-01 15:00 | 0.069
2016-06-01 16:00 | 0.042
2016-06-01 17:00 | 0.008
2016-06-01 18:00 | 0.001
2016-06-01 19:00 | 0
2016-06-01 20:00 | 0
2016-06-01 21:00 | 0
2016-06-01 22:00 | 0
2016-06-01 23:00 | 0
2016-06-02 | 0
2016-06-02 01:00 | 0
2016-06-02 02:00 | 0
2016-06-02 03:00 | 0
2016-06-02 04:00 | 0
2016-06-02 05:00 | 0
2016-06-02 06:00 | 0
2016-06-02 07:00 | 0
2016-06-02 08:00 | 0.005
2016-06-02 09:00 | 0.043
2016-06-02 10:00 | 0.061
2016-06-02 11:00 | 0.068
2016-06-02 12:00 | 0.063
2016-06-02 13:00 | 0.082
2016-06-02 14:00 | 0.062
2016-06-02 15:00 | 0.054
2016-06-02 16:00 | 0.035
2016-06-02 17:00 | 0.008
2016-06-02 18:00 | 0.001
2016-06-02 19:00 | 0
2016-06-02 20:00 | 0
2016-06-02 21:00 | 0
2016-06-02 22:00 | 0
2016-06-02 23:00 | 0
2016-06-03 | 0
2016-06-03 01:00 | 0
2016-06-03 02:00 | 0
2016-06-03 03:00 | 0
2016-06-03 04:00 | 0
2016-06-03 05:00 | 0
2016-06-03 06:00 | 0
2016-06-03 07:00 | 0
2016-06-03 08:00 | 0.006
2016-06-03 09:00 | 0.048
2016-06-03 10:00 | 0.08
2016-06-03 11:00 | 0.092
2016-06-03 12:00 | 0.102
2016-06-03 13:00 | 0.097
2016-06-03 14:00 | 0.087
2016-06-03 15:00 | 0.068
2016-06-03 16:00 | 0.042
2016-06-03 17:00 | 0.009
2016-06-03 18:00 | 0.001
2016-06-03 19:00 | 0
2016-06-03 20:00 | 0
2016-06-03 21:00 | 0
2016-06-03 22:00 | 0
2016-06-03 23:00 | 0
2016-06-04 | 0
2016-06-04 01:00 | 0
2016-06-04 02:00 | 0
2016-06-04 03:00 | 0
2016-06-04 04:00 | 0
2016-06-04 05:00 | 0
2016-06-04 06:00 | 0
2016-06-04 07:00 | 0
2016-06-04 08:00 | 0.006
2016-06-04 09:00 | 0.041
2016-06-04 10:00 | 0.061
2016-06-04 11:00 | 0.075
2016-06-04 12:00 | 0.083
2016-06-04 13:00 | 0.083
2016-06-04 14:00 | 0.086
2016-06-04 15:00 | 0.07
2016-06-04 16:00 | 0.046
2016-06-04 17:00 | 0.01
2016-06-04 18:00 | 0.001
2016-06-04 19:00 | 0
2016-06-04 20:00 | 0
2016-06-04 21:00 | 0
2016-06-04 22:00 | 0
2016-06-04 23:00 | 0
2016-06-05 | 0
2016-06-05 01:00 | 0
2016-06-05 02:00 | 0
2016-06-05 03:00 | 0
2016-06-05 04:00 | 0
2016-06-05 05:00 | 0
2016-06-05 06:00 | 0
2016-06-05 07:00 | 0
2016-06-05 08:00 | 0.008
2016-06-05 09:00 | 0.039
2016-06-05 10:00 | 0.045
2016-06-05 11:00 | 0.077
2016-06-05 12:00 | 0.088
2016-06-05 13:00 | 0.091
2016-06-05 14:00 | 0.083
2016-06-05 15:00 | 0.063
2016-06-05 16:00 | 0.04
2016-06-05 17:00 | 0.009
2016-06-05 18:00 | 0.002
2016-06-05 19:00 | 0
2016-06-05 20:00 | 0
2016-06-05 21:00 | 0
2016-06-05 22:00 | 0
2016-06-05 23:00 | 0
2016-06-06 | 0
2016-06-06 01:00 | 0
2016-06-06 02:00 | 0
2016-06-06 03:00 | 0
2016-06-06 04:00 | 0
2016-06-06 05:00 | 0
2016-06-06 06:00 | 0
2016-06-06 07:00 | 0
2016-06-06 08:00 | 0.006
2016-06-06 09:00 | 0.045
2016-06-06 10:00 | 0.068
2016-06-06 11:00 | 0.078
2016-06-06 12:00 | 0.08
2016-06-06 13:00 | 0.067
2016-06-06 14:00 | 0.066
2016-06-06 15:00 | 0.049
2016-06-06 16:00 | 0.021
2016-06-06 17:00 | 0.01
2016-06-06 18:00 | 0.001
2016-06-06 19:00 | 0
2016-06-06 20:00 | 0
2016-06-06 21:00 | 0
2016-06-06 22:00 | 0
2016-06-06 23:00 | 0
2016-06-07 | 0
2016-06-07 01:00 | 0
2016-06-07 02:00 | 0
2016-06-07 03:00 | 0
2016-06-07 04:00 | 0
2016-06-07 05:00 | 0
2016-06-07 06:00 | 0
2016-06-07 07:00 | 0
2016-06-07 08:00 | 0.007
2016-06-07 09:00 | 0.049
2016-06-07 10:00 | 0.082
2016-06-07 11:00 | 0.101
2016-06-07 12:00 | 0.104
2016-06-07 13:00 | 0.094
2016-06-07 14:00 | 0.083
2016-06-07 15:00 | 0.053
2016-06-07 16:00 | 0.034
2016-06-07 17:00 | 0.014
2016-06-07 18:00 | 0.002
2016-06-07 19:00 | 0
2016-06-07 20:00 | 0
2016-06-07 21:00 | 0
2016-06-07 22:00 | 0
2016-06-07 23:00 | 0
2016-06-08 | 0
2016-06-08 01:00 | 0
2016-06-08 02:00 | 0
2016-06-08 03:00 | 0
2016-06-08 04:00 | 0
2016-06-08 05:00 | 0
2016-06-08 06:00 | 0
2016-06-08 07:00 | 0
2016-06-08 08:00 | 0.01
2016-06-08 09:00 | 0.034
2016-06-08 10:00 | 0.067
2016-06-08 11:00 | 0.088
2016-06-08 12:00 | 0.103
2016-06-08 13:00 | 0.101
2016-06-08 14:00 | 0.078
2016-06-08 15:00 | 0.06
2016-06-08 16:00 | 0.04
2016-06-08 17:00 | 0.008
2016-06-08 18:00 | 0.001
2016-06-08 19:00 | 0
2016-06-08 20:00 | 0
2016-06-08 21:00 | 0
2016-06-08 22:00 | 0
2016-06-08 23:00 | 0
2016-06-09 | 0
2016-06-09 01:00 | 0
2016-06-09 02:00 | 0
2016-06-09 03:00 | 0
2016-06-09 04:00 | 0
2016-06-09 05:00 | 0
2016-06-09 06:00 | 0
2016-06-09 07:00 | 0
2016-06-09 08:00 | 0.008
2016-06-09 09:00 | 0.036
2016-06-09 10:00 | 0.069
2016-06-09 11:00 | 0.076
2016-06-09 12:00 | 0.099
2016-06-09 13:00 | 0.115
2016-06-09 14:00 | 0.093
2016-06-09 15:00 | 0.068
2016-06-09 16:00 | 0.053
2016-06-09 17:00 | 0.014
2016-06-09 18:00 | 0.002
2016-06-09 19:00 | 0
2016-06-09 20:00 | 0
2016-06-09 21:00 | 0
2016-06-09 22:00 | 0
2016-06-09 23:00 | 0
2016-06-10 | 0
2016-06-10 01:00 | 0
2016-06-10 02:00 | 0
2016-06-10 03:00 | 0
2016-06-10 04:00 | 0
2016-06-10 05:00 | 0
2016-06-10 06:00 | 0
2016-06-10 07:00 | 0
2016-06-10 08:00 | 0.008
2016-06-10 09:00 | 0.019
2016-06-10 10:00 | 0.06
2016-06-10 11:00 | 0.078
2016-06-10 12:00 | 0.103
2016-06-10 13:00 | 0.115
2016-06-10 14:00 | 0.1
2016-06-10 15:00 | 0.068
2016-06-10 16:00 | 0.051
2016-06-10 17:00 | 0.021
2016-06-10 18:00 | 0.003
2016-06-10 19:00 | 0
2016-06-10 20:00 | 0
2016-06-10 21:00 | 0
2016-06-10 22:00 | 0
2016-06-10 23:00 | 0
2016-06-11 | 0
2016-06-11 01:00 | 0
2016-06-11 02:00 | 0
2016-06-11 03:00 | 0
2016-06-11 04:00 | 0
2016-06-11 05:00 | 0
2016-06-11 06:00 | 0
2016-06-11 07:00 | 0
2016-06-11 08:00 | 0.007
2016-06-11 09:00 | 0.018
2016-06-11 10:00 | 0.03
2016-06-11 11:00 | 0.089
2016-06-11 12:00 | 0.094
2016-06-11 13:00 | 0.114
2016-06-11 14:00 | 0.126
2016-06-11 15:00 | 0.107
2016-06-11 16:00 | 0.057
2016-06-11 17:00 | 0.024
2016-06-11 18:00 | 0.001
2016-06-11 19:00 | 0
2016-06-11 20:00 | 0
2016-06-11 21:00 | 0
2016-06-11 22:00 | 0
2016-06-11 23:00 | 0
2016-06-12 | 0
2016-06-12 01:00 | 0
2016-06-12 02:00 | 0
2016-06-12 03:00 | 0
2016-06-12 04:00 | 0
2016-06-12 05:00 | 0
2016-06-12 06:00 | 0
2016-06-12 07:00 | 0
2016-06-12 08:00 | 0.007
2016-06-12 09:00 | 0.024
2016-06-12 10:00 | 0.032
2016-06-12 11:00 | 0.093
2016-06-12 12:00 | 0.121
2016-06-12 13:00 | 0.119
2016-06-12 14:00 | 0.087
2016-06-12 15:00 | 0.1
2016-06-12 16:00 | 0.073
2016-06-12 17:00 | 0.039
2016-06-12 18:00 | 0.006
2016-06-12 19:00 | 0
2016-06-12 20:00 | 0
2016-06-12 21:00 | 0
2016-06-12 22:00 | 0
2016-06-12 23:00 | 0
2016-06-13 | 0
2016-06-13 01:00 | 0
2016-06-13 02:00 | 0
2016-06-13 03:00 | 0
2016-06-13 04:00 | 0
2016-06-13 05:00 | 0
2016-06-13 06:00 | 0
2016-06-13 07:00 | 0
2016-06-13 08:00 | 0.005
2016-06-13 09:00 | 0.02
2016-06-13 10:00 | 0.048
2016-06-13 11:00 | 0.052
2016-06-13 12:00 | 0.093
2016-06-13 13:00 | 0.141
2016-06-13 14:00 | 0.12
2016-06-13 15:00 | 0.107
2016-06-13 16:00 | 0.075
2016-06-13 17:00 | 0.033
2016-06-13 18:00 | 0.004
2016-06-13 19:00 | 0
2016-06-13 20:00 | 0
2016-06-13 21:00 | 0
2016-06-13 22:00 | 0
2016-06-13 23:00 | 0
2016-06-14 | 0
2016-06-14 01:00 | 0
2016-06-14 02:00 | 0
2016-06-14 03:00 | 0
2016-06-14 04:00 | 0
2016-06-14 05:00 | 0
2016-06-14 06:00 | 0
2016-06-14 07:00 | 0
2016-06-14 08:00 | 0.01
2016-06-14 09:00 | 0.039
2016-06-14 10:00 | 0.079
2016-06-14 11:00 | 0.136
2016-06-14 12:00 | 0.132
2016-06-14 13:00 | 0.148
2016-06-14 14:00 | 0.131
2016-06-14 15:00 | 0.112
2016-06-14 16:00 | 0.091
2016-06-14 17:00 | 0.023
2016-06-14 18:00 | 0.003
2016-06-14 19:00 | 0
2016-06-14 20:00 | 0
2016-06-14 21:00 | 0
2016-06-14 22:00 | 0
2016-06-14 23:00 | 0
2016-06-15 | 0
2016-06-15 01:00 | 0
2016-06-15 02:00 | 0
2016-06-15 03:00 | 0
2016-06-15 04:00 | 0
2016-06-15 05:00 | 0
2016-06-15 06:00 | 0
2016-06-15 07:00 | 0
2016-06-15 08:00 | 0.016
2016-06-15 09:00 | 0.069
2016-06-15 10:00 | 0.065
2016-06-15 11:00 | 0.065
2016-06-15 12:00 | 0.088
2016-06-15 13:00 | 0.082
2016-06-15 14:00 | 0.062
2016-06-15 15:00 | 0.03
2016-06-15 16:00 | 0.018
2016-06-15 17:00 | 0.007
2016-06-15 18:00 | 0.001
2016-06-15 19:00 | 0
2016-06-15 20:00 | 0
2016-06-15 21:00 | 0
2016-06-15 22:00 | 0
2016-06-15 23:00 | 0
2016-06-16 | 0
2016-06-16 01:00 | 0
2016-06-16 02:00 | 0
2016-06-16 03:00 | 0
2016-06-16 04:00 | 0
2016-06-16 05:00 | 0
2016-06-16 06:00 | 0
2016-06-16 07:00 | 0
2016-06-16 08:00 | 0.006
2016-06-16 09:00 | 0.017
2016-06-16 10:00 | 0.034
2016-06-16 11:00 | 0.058
2016-06-16 12:00 | 0.09
2016-06-16 13:00 | 0.092
2016-06-16 14:00 | 0.101
2016-06-16 15:00 | 0.085
2016-06-16 16:00 | 0.057
2016-06-16 17:00 | 0.011
2016-06-16 18:00 | 0.001
2016-06-16 19:00 | 0
2016-06-16 20:00 | 0
2016-06-16 21:00 | 0
2016-06-16 22:00 | 0
2016-06-16 23:00 | 0
2016-06-17 | 0
2016-06-17 01:00 | 0
2016-06-17 02:00 | 0
2016-06-17 03:00 | 0
2016-06-17 04:00 | 0
2016-06-17 05:00 | 0
2016-06-17 06:00 | 0
2016-06-17 07:00 | 0
2016-06-17 08:00 | 0.002
2016-06-17 09:00 | 0.009
2016-06-17 10:00 | 0.018
2016-06-17 11:00 | 0.038
2016-06-17 12:00 | 0.052
2016-06-17 13:00 | 0.05
2016-06-17 14:00 | 0.049
2016-06-17 15:00 | 0.032
2016-06-17 16:00 | 0.02
2016-06-17 17:00 | 0.007
2016-06-17 18:00 | 0.001
2016-06-17 19:00 | 0
2016-06-17 20:00 | 0
2016-06-17 21:00 | 0
2016-06-17 22:00 | 0
2016-06-17 23:00 | 0
2016-06-18 | 0
2016-06-18 01:00 | 0
2016-06-18 02:00 | 0
2016-06-18 03:00 | 0
2016-06-18 04:00 | 0
2016-06-18 05:00 | 0
2016-06-18 06:00 | 0
2016-06-18 07:00 | 0
2016-06-18 08:00 | 0.008
2016-06-18 09:00 | 0.049
2016-06-18 10:00 | 0.103
2016-06-18 11:00 | 0.124
2016-06-18 12:00 | 0.118
2016-06-18 13:00 | 0.121
2016-06-18 14:00 | 0.115
2016-06-18 15:00 | 0.091
2016-06-18 16:00 | 0.041
2016-06-18 17:00 | 0.011
2016-06-18 18:00 | 0.001
2016-06-18 19:00 | 0
2016-06-18 20:00 | 0
2016-06-18 21:00 | 0
2016-06-18 22:00 | 0
2016-06-18 23:00 | 0
2016-06-19 | 0
2016-06-19 01:00 | 0
2016-06-19 02:00 | 0
2016-06-19 03:00 | 0
2016-06-19 04:00 | 0
2016-06-19 05:00 | 0
2016-06-19 06:00 | 0
2016-06-19 07:00 | 0
2016-06-19 08:00 | 0.004
2016-06-19 09:00 | 0.015
2016-06-19 10:00 | 0.023
2016-06-19 11:00 | 0.033
2016-06-19 12:00 | 0.048
2016-06-19 13:00 | 0.048
2016-06-19 14:00 | 0.037
2016-06-19 15:00 | 0.032
2016-06-19 16:00 | 0.015
2016-06-19 17:00 | 0.005
2016-06-19 18:00 | 0.001
2016-06-19 19:00 | 0
2016-06-19 20:00 | 0
2016-06-19 21:00 | 0
2016-06-19 22:00 | 0
2016-06-19 23:00 | 0
2016-06-20 | 0
2016-06-20 01:00 | 0
2016-06-20 02:00 | 0
2016-06-20 03:00 | 0
2016-06-20 04:00 | 0
2016-06-20 05:00 | 0
2016-06-20 06:00 | 0
2016-06-20 07:00 | 0
2016-06-20 08:00 | 0.004
2016-06-20 09:00 | 0.018
2016-06-20 10:00 | 0.056
2016-06-20 11:00 | 0.059
2016-06-20 12:00 | 0.065
2016-06-20 13:00 | 0.045
2016-06-20 14:00 | 0.04
2016-06-20 15:00 | 0.023
2016-06-20 16:00 | 0.015
2016-06-20 17:00 | 0.007
2016-06-20 18:00 | 0.001
2016-06-20 19:00 | 0
2016-06-20 20:00 | 0
2016-06-20 21:00 | 0
2016-06-20 22:00 | 0
2016-06-20 23:00 | 0
2016-06-21 | 0
2016-06-21 01:00 | 0
2016-06-21 02:00 | 0
2016-06-21 03:00 | 0
2016-06-21 04:00 | 0
2016-06-21 05:00 | 0
2016-06-21 06:00 | 0
2016-06-21 07:00 | 0
2016-06-21 08:00 | 0.006
2016-06-21 09:00 | 0.026
2016-06-21 10:00 | 0.045
2016-06-21 11:00 | 0.068
2016-06-21 12:00 | 0.083
2016-06-21 13:00 | 0.076
2016-06-21 14:00 | 0.083
2016-06-21 15:00 | 0.06
2016-06-21 16:00 | 0.031
2016-06-21 17:00 | 0.016
2016-06-21 18:00 | 0.002
2016-06-21 19:00 | 0
2016-06-21 20:00 | 0
2016-06-21 21:00 | 0
2016-06-21 22:00 | 0
2016-06-21 23:00 | 0
2016-06-22 | 0
2016-06-22 01:00 | 0
2016-06-22 02:00 | 0
2016-06-22 03:00 | 0
2016-06-22 04:00 | 0
2016-06-22 05:00 | 0
2016-06-22 06:00 | 0
2016-06-22 07:00 | 0
2016-06-22 08:00 | 0.007
2016-06-22 09:00 | 0.031
2016-06-22 10:00 | 0.105
2016-06-22 11:00 | 0.134
2016-06-22 12:00 | 0.138
2016-06-22 13:00 | 0.146
2016-06-22 14:00 | 0.133
2016-06-22 15:00 | 0.113
2016-06-22 16:00 | 0.088
2016-06-22 17:00 | 0.044
2016-06-22 18:00 | 0.006
2016-06-22 19:00 | 0
2016-06-22 20:00 | 0
2016-06-22 21:00 | 0
2016-06-22 22:00 | 0
2016-06-22 23:00 | 0
2016-06-23 | 0
2016-06-23 01:00 | 0
2016-06-23 02:00 | 0
2016-06-23 03:00 | 0
2016-06-23 04:00 | 0
2016-06-23 05:00 | 0
2016-06-23 06:00 | 0
2016-06-23 07:00 | 0
2016-06-23 08:00 | 0.014
2016-06-23 09:00 | 0.051
2016-06-23 10:00 | 0.079
2016-06-23 11:00 | 0.118
2016-06-23 12:00 | 0.121
2016-06-23 13:00 | 0.123
2016-06-23 14:00 | 0.118
2016-06-23 15:00 | 0.102
2016-06-23 16:00 | 0.073
2016-06-23 17:00 | 0.04
2016-06-23 18:00 | 0.006
2016-06-23 19:00 | 0
2016-06-23 20:00 | 0
2016-06-23 21:00 | 0
2016-06-23 22:00 | 0
2016-06-23 23:00 | 0
2016-06-24 | 0
2016-06-24 01:00 | 0
2016-06-24 02:00 | 0
2016-06-24 03:00 | 0
2016-06-24 04:00 | 0
2016-06-24 05:00 | 0
2016-06-24 06:00 | 0
2016-06-24 07:00 | 0
2016-06-24 08:00 | 0.012
2016-06-24 09:00 | 0.046
2016-06-24 10:00 | 0.08
2016-06-24 11:00 | 0.104
2016-06-24 12:00 | 0.103
2016-06-24 13:00 | 0.1
2016-06-24 14:00 | 0.079
2016-06-24 15:00 | 0.065
2016-06-24 16:00 | 0.056
2016-06-24 17:00 | 0.034
2016-06-24 18:00 | 0.003
2016-06-24 19:00 | 0
2016-06-24 20:00 | 0
2016-06-24 21:00 | 0
2016-06-24 22:00 | 0
2016-06-24 23:00 | 0
2016-06-25 | 0
2016-06-25 01:00 | 0
2016-06-25 02:00 | 0
2016-06-25 03:00 | 0
2016-06-25 04:00 | 0
2016-06-25 05:00 | 0
2016-06-25 06:00 | 0
2016-06-25 07:00 | 0
2016-06-25 08:00 | 0.003
2016-06-25 09:00 | 0.014
2016-06-25 10:00 | 0.024
2016-06-25 11:00 | 0.029
2016-06-25 12:00 | 0.029
2016-06-25 13:00 | 0.031
2016-06-25 14:00 | 0.025
2016-06-25 15:00 | 0.019
2016-06-25 16:00 | 0.03
2016-06-25 17:00 | 0.01
2016-06-25 18:00 | 0.001
2016-06-25 19:00 | 0
2016-06-25 20:00 | 0
2016-06-25 21:00 | 0
2016-06-25 22:00 | 0
2016-06-25 23:00 | 0
2016-06-26 | 0
2016-06-26 01:00 | 0
2016-06-26 02:00 | 0
2016-06-26 03:00 | 0
2016-06-26 04:00 | 0
2016-06-26 05:00 | 0
2016-06-26 06:00 | 0
2016-06-26 07:00 | 0
2016-06-26 08:00 | 0.004
2016-06-26 09:00 | 0.013
2016-06-26 10:00 | 0.034
2016-06-26 11:00 | 0.048
2016-06-26 12:00 | 0.045
2016-06-26 13:00 | 0.037
2016-06-26 14:00 | 0.037
2016-06-26 15:00 | 0.02
2016-06-26 16:00 | 0.02
2016-06-26 17:00 | 0.008
2016-06-26 18:00 | 0.002
2016-06-26 19:00 | 0
2016-06-26 20:00 | 0
2016-06-26 21:00 | 0
2016-06-26 22:00 | 0
2016-06-26 23:00 | 0
2016-06-27 | 0
2016-06-27 01:00 | 0
2016-06-27 02:00 | 0
2016-06-27 03:00 | 0
2016-06-27 04:00 | 0
2016-06-27 05:00 | 0
2016-06-27 06:00 | 0
2016-06-27 07:00 | 0
2016-06-27 08:00 | 0.005
2016-06-27 09:00 | 0.017
2016-06-27 10:00 | 0.036
2016-06-27 11:00 | 0.049
2016-06-27 12:00 | 0.044
2016-06-27 13:00 | 0.04
2016-06-27 14:00 | 0.037
2016-06-27 15:00 | 0.03
2016-06-27 16:00 | 0.018
2016-06-27 17:00 | 0.008
2016-06-27 18:00 | 0.001
2016-06-27 19:00 | 0
2016-06-27 20:00 | 0
2016-06-27 21:00 | 0
2016-06-27 22:00 | 0
2016-06-27 23:00 | 0
2016-06-28 | 0
2016-06-28 01:00 | 0
2016-06-28 02:00 | 0
2016-06-28 03:00 | 0
2016-06-28 04:00 | 0
2016-06-28 05:00 | 0
2016-06-28 06:00 | 0
2016-06-28 07:00 | 0
2016-06-28 08:00 | 0.008
2016-06-28 09:00 | 0.028
2016-06-28 10:00 | 0.062
2016-06-28 11:00 | 0.094
2016-06-28 12:00 | 0.086
2016-06-28 13:00 | 0.091
2016-06-28 14:00 | 0.079
2016-06-28 15:00 | 0.076
2016-06-28 16:00 | 0.052
2016-06-28 17:00 | 0.01
2016-06-28 18:00 | 0.001
2016-06-28 19:00 | 0
2016-06-28 20:00 | 0
2016-06-28 21:00 | 0
2016-06-28 22:00 | 0
2016-06-28 23:00 | 0
2016-06-29 | 0
2016-06-29 01:00 | 0
2016-06-29 02:00 | 0
2016-06-29 03:00 | 0
2016-06-29 04:00 | 0
2016-06-29 05:00 | 0
2016-06-29 06:00 | 0
2016-06-29 07:00 | 0
2016-06-29 08:00 | 0.005
2016-06-29 09:00 | 0.014
2016-06-29 10:00 | 0.055
2016-06-29 11:00 | 0.052
2016-06-29 12:00 | 0.078
2016-06-29 13:00 | 0.085
2016-06-29 14:00 | 0.086
2016-06-29 15:00 | 0.078
2016-06-29 16:00 | 0.06
2016-06-29 17:00 | 0.03
2016-06-29 18:00 | 0.007
2016-06-29 19:00 | 0
2016-06-29 20:00 | 0
2016-06-29 21:00 | 0
2016-06-29 22:00 | 0
2016-06-29 23:00 | 0
2016-06-30 | 0
2016-06-30 01:00 | 0
2016-06-30 02:00 | 0
2016-06-30 03:00 | 0
2016-06-30 04:00 | 0
2016-06-30 05:00 | 0
2016-06-30 06:00 | 0
2016-06-30 07:00 | 0
2016-06-30 08:00 | 0.006
2016-06-30 09:00 | 0.018
2016-06-30 10:00 | 0.04
2016-06-30 11:00 | 0.077
2016-06-30 12:00 | 0.111
2016-06-30 13:00 | 0.103
2016-06-30 14:00 | 0.097
2016-06-30 15:00 | 0.085
2016-06-30 16:00 | 0.066
2016-06-30 17:00 | 0.039
2016-06-30 18:00 | 0.005
2016-06-30 19:00 | 0
2016-06-30 20:00 | 0
2016-06-30 21:00 | 0
2016-06-30 22:00 | 0
2016-06-30 23:00 | 0
2016-07-01 | 0
2016-07-01 01:00 | 0
2016-07-01 02:00 | 0
2016-07-01 03:00 | 0
2016-07-01 04:00 | 0
2016-07-01 05:00 | 0
2016-07-01 06:00 | 0
2016-07-01 07:00 | 0
2016-07-01 08:00 | 0.008
2016-07-01 09:00 | 0.061
2016-07-01 10:00 | 0.105
2016-07-01 11:00 | 0.121
2016-07-01 12:00 | 0.117
2016-07-01 13:00 | 0.143
2016-07-01 14:00 | 0.118
2016-07-01 15:00 | 0.117
2016-07-01 16:00 | 0.081
2016-07-01 17:00 | 0.014
2016-07-01 18:00 | 0.004
2016-07-01 19:00 | 0
2016-07-01 20:00 | 0
2016-07-01 21:00 | 0
2016-07-01 22:00 | 0
2016-07-01 23:00 | 0
2016-07-02 | 0
2016-07-02 01:00 | 0
2016-07-02 02:00 | 0
2016-07-02 03:00 | 0
2016-07-02 04:00 | 0
2016-07-02 05:00 | 0
2016-07-02 06:00 | 0
2016-07-02 07:00 | 0
2016-07-02 08:00 | 0.006
2016-07-02 09:00 | 0.043
2016-07-02 10:00 | 0.074
2016-07-02 11:00 | 0.117
2016-07-02 12:00 | 0.114
2016-07-02 13:00 | 0.11
2016-07-02 14:00 | 0.115
2016-07-02 15:00 | 0.099
2016-07-02 16:00 | 0.068
2016-07-02 17:00 | 0.022
2016-07-02 18:00 | 0.006
2016-07-02 19:00 | 0
2016-07-02 20:00 | 0
2016-07-02 21:00 | 0
2016-07-02 22:00 | 0
2016-07-02 23:00 | 0
2016-07-03 | 0
2016-07-03 01:00 | 0
2016-07-03 02:00 | 0
2016-07-03 03:00 | 0
2016-07-03 04:00 | 0
2016-07-03 05:00 | 0
2016-07-03 06:00 | 0
2016-07-03 07:00 | 0
2016-07-03 08:00 | 0.005
2016-07-03 09:00 | 0.043
2016-07-03 10:00 | 0.088
2016-07-03 11:00 | 0.121
2016-07-03 12:00 | 0.139
2016-07-03 13:00 | 0.155
2016-07-03 14:00 | 0.126
2016-07-03 15:00 | 0.111
2016-07-03 16:00 | 0.088
2016-07-03 17:00 | 0.026
2016-07-03 18:00 | 0.004
2016-07-03 19:00 | 0
2016-07-03 20:00 | 0
2016-07-03 21:00 | 0
2016-07-03 22:00 | 0
2016-07-03 23:00 | 0
2016-07-04 | 0
2016-07-04 01:00 | 0
2016-07-04 02:00 | 0
2016-07-04 03:00 | 0
2016-07-04 04:00 | 0
2016-07-04 05:00 | 0
2016-07-04 06:00 | 0
2016-07-04 07:00 | 0
2016-07-04 08:00 | 0.007
2016-07-04 09:00 | 0.023
2016-07-04 10:00 | 0.072
2016-07-04 11:00 | 0.091
2016-07-04 12:00 | 0.099
2016-07-04 13:00 | 0.105
2016-07-04 14:00 | 0.09
2016-07-04 15:00 | 0.08
2016-07-04 16:00 | 0.05
2016-07-04 17:00 | 0.014
2016-07-04 18:00 | 0.003
2016-07-04 19:00 | 0
2016-07-04 20:00 | 0
2016-07-04 21:00 | 0
2016-07-04 22:00 | 0
2016-07-04 23:00 | 0
2016-07-05 | 0
2016-07-05 01:00 | 0
2016-07-05 02:00 | 0
2016-07-05 03:00 | 0
2016-07-05 04:00 | 0
2016-07-05 05:00 | 0
2016-07-05 06:00 | 0
2016-07-05 07:00 | 0
2016-07-05 08:00 | 0.005
2016-07-05 09:00 | 0.034
2016-07-05 10:00 | 0.057
2016-07-05 11:00 | 0.07
2016-07-05 12:00 | 0.078
2016-07-05 13:00 | 0.082
2016-07-05 14:00 | 0.078
2016-07-05 15:00 | 0.068
2016-07-05 16:00 | 0.046
2016-07-05 17:00 | 0.01
2016-07-05 18:00 | 0.002
2016-07-05 19:00 | 0
2016-07-05 20:00 | 0
2016-07-05 21:00 | 0
2016-07-05 22:00 | 0
2016-07-05 23:00 | 0
2016-07-06 | 0
2016-07-06 01:00 | 0
2016-07-06 02:00 | 0
2016-07-06 03:00 | 0
2016-07-06 04:00 | 0
2016-07-06 05:00 | 0
2016-07-06 06:00 | 0
2016-07-06 07:00 | 0
2016-07-06 08:00 | 0.01
2016-07-06 09:00 | 0.044
2016-07-06 10:00 | 0.082
2016-07-06 11:00 | 0.131
2016-07-06 12:00 | 0.149
2016-07-06 13:00 | 0.145
2016-07-06 14:00 | 0.145
2016-07-06 15:00 | 0.135
2016-07-06 16:00 | 0.096
2016-07-06 17:00 | 0.043
2016-07-06 18:00 | 0.006
2016-07-06 19:00 | 0
2016-07-06 20:00 | 0
2016-07-06 21:00 | 0
2016-07-06 22:00 | 0
2016-07-06 23:00 | 0
2016-07-07 | 0
2016-07-07 01:00 | 0
2016-07-07 02:00 | 0
2016-07-07 03:00 | 0
2016-07-07 04:00 | 0
2016-07-07 05:00 | 0
2016-07-07 06:00 | 0
2016-07-07 07:00 | 0
2016-07-07 08:00 | 0.007
2016-07-07 09:00 | 0.015
2016-07-07 10:00 | 0.037
2016-07-07 11:00 | 0.061
2016-07-07 12:00 | 0.068
2016-07-07 13:00 | 0.067
2016-07-07 14:00 | 0.066
2016-07-07 15:00 | 0.042
2016-07-07 16:00 | 0.03
2016-07-07 17:00 | 0.027
2016-07-07 18:00 | 0.003
2016-07-07 19:00 | 0
2016-07-07 20:00 | 0
2016-07-07 21:00 | 0
2016-07-07 22:00 | 0
2016-07-07 23:00 | 0
2016-07-08 | 0
2016-07-08 01:00 | 0
2016-07-08 02:00 | 0
2016-07-08 03:00 | 0
2016-07-08 04:00 | 0
2016-07-08 05:00 | 0
2016-07-08 06:00 | 0
2016-07-08 07:00 | 0
2016-07-08 08:00 | 0.007
2016-07-08 09:00 | 0.024
2016-07-08 10:00 | 0.049
2016-07-08 11:00 | 0.071
2016-07-08 12:00 | 0.098
2016-07-08 13:00 | 0.113
2016-07-08 14:00 | 0.071
2016-07-08 15:00 | 0.058
2016-07-08 16:00 | 0.038
2016-07-08 17:00 | 0.034
2016-07-08 18:00 | 0.005
2016-07-08 19:00 | 0
2016-07-08 20:00 | 0
2016-07-08 21:00 | 0
2016-07-08 22:00 | 0
2016-07-08 23:00 | 0
2016-07-09 | 0
2016-07-09 01:00 | 0
2016-07-09 02:00 | 0
2016-07-09 03:00 | 0
2016-07-09 04:00 | 0
2016-07-09 05:00 | 0
2016-07-09 06:00 | 0
2016-07-09 07:00 | 0
2016-07-09 08:00 | 0.014
2016-07-09 09:00 | 0.066
2016-07-09 10:00 | 0.114
2016-07-09 11:00 | 0.137
2016-07-09 12:00 | 0.151
2016-07-09 13:00 | 0.157
2016-07-09 14:00 | 0.149
2016-07-09 15:00 | 0.132
2016-07-09 16:00 | 0.101
2016-07-09 17:00 | 0.04
2016-07-09 18:00 | 0.006
2016-07-09 19:00 | 0
2016-07-09 20:00 | 0
2016-07-09 21:00 | 0
2016-07-09 22:00 | 0
2016-07-09 23:00 | 0
2016-07-10 | 0
2016-07-10 01:00 | 0
2016-07-10 02:00 | 0
2016-07-10 03:00 | 0
2016-07-10 04:00 | 0
2016-07-10 05:00 | 0
2016-07-10 06:00 | 0
2016-07-10 07:00 | 0
2016-07-10 08:00 | 0.014
2016-07-10 09:00 | 0.067
2016-07-10 10:00 | 0.113
2016-07-10 11:00 | 0.139
2016-07-10 12:00 | 0.15
2016-07-10 13:00 | 0.153
2016-07-10 14:00 | 0.144
2016-07-10 15:00 | 0.126
2016-07-10 16:00 | 0.097
2016-07-10 17:00 | 0.039
2016-07-10 18:00 | 0.006
2016-07-10 19:00 | 0
2016-07-10 20:00 | 0
2016-07-10 21:00 | 0
2016-07-10 22:00 | 0
2016-07-10 23:00 | 0
2016-07-11 | 0
2016-07-11 01:00 | 0
2016-07-11 02:00 | 0
2016-07-11 03:00 | 0
2016-07-11 04:00 | 0
2016-07-11 05:00 | 0
2016-07-11 06:00 | 0
2016-07-11 07:00 | 0
2016-07-11 08:00 | 0.012
2016-07-11 09:00 | 0.069
2016-07-11 10:00 | 0.113
2016-07-11 11:00 | 0.134
2016-07-11 12:00 | 0.148
2016-07-11 13:00 | 0.155
2016-07-11 14:00 | 0.144
2016-07-11 15:00 | 0.12
2016-07-11 16:00 | 0.099
2016-07-11 17:00 | 0.041
2016-07-11 18:00 | 0.008
2016-07-11 19:00 | 0
2016-07-11 20:00 | 0
2016-07-11 21:00 | 0
2016-07-11 22:00 | 0
2016-07-11 23:00 | 0
2016-07-12 | 0
2016-07-12 01:00 | 0
2016-07-12 02:00 | 0
2016-07-12 03:00 | 0
2016-07-12 04:00 | 0
2016-07-12 05:00 | 0
2016-07-12 06:00 | 0
2016-07-12 07:00 | 0
2016-07-12 08:00 | 0.007
2016-07-12 09:00 | 0.021
2016-07-12 10:00 | 0.044
2016-07-12 11:00 | 0.059
2016-07-12 12:00 | 0.076
2016-07-12 13:00 | 0.094
2016-07-12 14:00 | 0.049
2016-07-12 15:00 | 0.035
2016-07-12 16:00 | 0.034
2016-07-12 17:00 | 0.01
2016-07-12 18:00 | 0.002
2016-07-12 19:00 | 0
2016-07-12 20:00 | 0
2016-07-12 21:00 | 0
2016-07-12 22:00 | 0
2016-07-12 23:00 | 0
2016-07-13 | 0
2016-07-13 01:00 | 0
2016-07-13 02:00 | 0
2016-07-13 03:00 | 0
2016-07-13 04:00 | 0
2016-07-13 05:00 | 0
2016-07-13 06:00 | 0
2016-07-13 07:00 | 0
2016-07-13 08:00 | 0.003
2016-07-13 09:00 | 0.011
2016-07-13 10:00 | 0.02
2016-07-13 11:00 | 0.026
2016-07-13 12:00 | 0.029
2016-07-13 13:00 | 0.055
2016-07-13 14:00 | 0.1
2016-07-13 15:00 | 0.088
2016-07-13 16:00 | 0.068
2016-07-13 17:00 | 0.04
2016-07-13 18:00 | 0.007
2016-07-13 19:00 | 0
2016-07-13 20:00 | 0
2016-07-13 21:00 | 0
2016-07-13 22:00 | 0
2016-07-13 23:00 | 0
2016-07-14 | 0
2016-07-14 01:00 | 0
2016-07-14 02:00 | 0
2016-07-14 03:00 | 0
2016-07-14 04:00 | 0
2016-07-14 05:00 | 0
2016-07-14 06:00 | 0
2016-07-14 07:00 | 0
2016-07-14 08:00 | 0.011
2016-07-14 09:00 | 0.043
2016-07-14 10:00 | 0.075
2016-07-14 11:00 | 0.131
2016-07-14 12:00 | 0.151
2016-07-14 13:00 | 0.151
2016-07-14 14:00 | 0.143
2016-07-14 15:00 | 0.127
2016-07-14 16:00 | 0.096
2016-07-14 17:00 | 0.038
2016-07-14 18:00 | 0.007
2016-07-14 19:00 | 0
2016-07-14 20:00 | 0
2016-07-14 21:00 | 0
2016-07-14 22:00 | 0
2016-07-14 23:00 | 0
2016-07-15 | 0
2016-07-15 01:00 | 0
2016-07-15 02:00 | 0
2016-07-15 03:00 | 0
2016-07-15 04:00 | 0
2016-07-15 05:00 | 0
2016-07-15 06:00 | 0
2016-07-15 07:00 | 0
2016-07-15 08:00 | 0.006
2016-07-15 09:00 | 0.044
2016-07-15 10:00 | 0.07
2016-07-15 11:00 | 0.093
2016-07-15 12:00 | 0.06
2016-07-15 13:00 | 0.055
2016-07-15 14:00 | 0.022
2016-07-15 15:00 | 0.018
2016-07-15 16:00 | 0.009
2016-07-15 17:00 | 0.005
2016-07-15 18:00 | 0.001
2016-07-15 19:00 | 0
2016-07-15 20:00 | 0
2016-07-15 21:00 | 0
2016-07-15 22:00 | 0
2016-07-15 23:00 | 0
2016-07-16 | 0
2016-07-16 01:00 | 0
2016-07-16 02:00 | 0
2016-07-16 03:00 | 0
2016-07-16 04:00 | 0
2016-07-16 05:00 | 0
2016-07-16 06:00 | 0
2016-07-16 07:00 | 0
2016-07-16 08:00 | 0.004
2016-07-16 09:00 | 0.012
2016-07-16 10:00 | 0.027
2016-07-16 11:00 | 0.03
2016-07-16 12:00 | 0.064
2016-07-16 13:00 | 0.066
2016-07-16 14:00 | 0.063
2016-07-16 15:00 | 0.045
2016-07-16 16:00 | 0.031
2016-07-16 17:00 | 0.014
2016-07-16 18:00 | 0.002
2016-07-16 19:00 | 0
2016-07-16 20:00 | 0
2016-07-16 21:00 | 0
2016-07-16 22:00 | 0
2016-07-16 23:00 | 0
2016-07-17 | 0
2016-07-17 01:00 | 0
2016-07-17 02:00 | 0
2016-07-17 03:00 | 0
2016-07-17 04:00 | 0
2016-07-17 05:00 | 0
2016-07-17 06:00 | 0
2016-07-17 07:00 | 0
2016-07-17 08:00 | 0.008
2016-07-17 09:00 | 0.024
2016-07-17 10:00 | 0.044
2016-07-17 11:00 | 0.082
2016-07-17 12:00 | 0.115
2016-07-17 13:00 | 0.112
2016-07-17 14:00 | 0.096
2016-07-17 15:00 | 0.082
2016-07-17 16:00 | 0.066
2016-07-17 17:00 | 0.02
2016-07-17 18:00 | 0.004
2016-07-17 19:00 | 0
2016-07-17 20:00 | 0
2016-07-17 21:00 | 0
2016-07-17 22:00 | 0
2016-07-17 23:00 | 0
2016-07-18 | 0
2016-07-18 01:00 | 0
2016-07-18 02:00 | 0
2016-07-18 03:00 | 0
2016-07-18 04:00 | 0
2016-07-18 05:00 | 0
2016-07-18 06:00 | 0
2016-07-18 07:00 | 0
2016-07-18 08:00 | 0.008
2016-07-18 09:00 | 0.027
2016-07-18 10:00 | 0.059
2016-07-18 11:00 | 0.104
2016-07-18 12:00 | 0.128
2016-07-18 13:00 | 0.148
2016-07-18 14:00 | 0.149
2016-07-18 15:00 | 0.13
2016-07-18 16:00 | 0.096
2016-07-18 17:00 | 0.039
2016-07-18 18:00 | 0.005
2016-07-18 19:00 | 0
2016-07-18 20:00 | 0
2016-07-18 21:00 | 0
2016-07-18 22:00 | 0
2016-07-18 23:00 | 0
2016-07-19 | 0
2016-07-19 01:00 | 0
2016-07-19 02:00 | 0
2016-07-19 03:00 | 0
2016-07-19 04:00 | 0
2016-07-19 05:00 | 0
2016-07-19 06:00 | 0
2016-07-19 07:00 | 0
2016-07-19 08:00 | 0.007
2016-07-19 09:00 | 0.023
2016-07-19 10:00 | 0.033
2016-07-19 11:00 | 0.031
2016-07-19 12:00 | 0.04
2016-07-19 13:00 | 0.043
2016-07-19 14:00 | 0.044
2016-07-19 15:00 | 0.037
2016-07-19 16:00 | 0.027
2016-07-19 17:00 | 0.012
2016-07-19 18:00 | 0.002
2016-07-19 19:00 | 0
2016-07-19 20:00 | 0
2016-07-19 21:00 | 0
2016-07-19 22:00 | 0
2016-07-19 23:00 | 0
2016-07-20 | 0
2016-07-20 01:00 | 0
2016-07-20 02:00 | 0
2016-07-20 03:00 | 0
2016-07-20 04:00 | 0
2016-07-20 05:00 | 0
2016-07-20 06:00 | 0
2016-07-20 07:00 | 0
2016-07-20 08:00 | 0.006
2016-07-20 09:00 | 0.043
2016-07-20 10:00 | 0.082
2016-07-20 11:00 | 0.117
2016-07-20 12:00 | 0.144
2016-07-20 13:00 | 0.152
2016-07-20 14:00 | 0.143
2016-07-20 15:00 | 0.131
2016-07-20 16:00 | 0.103
2016-07-20 17:00 | 0.047
2016-07-20 18:00 | 0.01
2016-07-20 19:00 | 0
2016-07-20 20:00 | 0
2016-07-20 21:00 | 0
2016-07-20 22:00 | 0
2016-07-20 23:00 | 0
2016-07-21 | 0
2016-07-21 01:00 | 0
2016-07-21 02:00 | 0
2016-07-21 03:00 | 0
2016-07-21 04:00 | 0
2016-07-21 05:00 | 0
2016-07-21 06:00 | 0
2016-07-21 07:00 | 0
2016-07-21 08:00 | 0.006
2016-07-21 09:00 | 0.018
2016-07-21 10:00 | 0.033
2016-07-21 11:00 | 0.069
2016-07-21 12:00 | 0.095
2016-07-21 13:00 | 0.107
2016-07-21 14:00 | 0.109
2016-07-21 15:00 | 0.092
2016-07-21 16:00 | 0.071
2016-07-21 17:00 | 0.04
2016-07-21 18:00 | 0.008
2016-07-21 19:00 | 0
2016-07-21 20:00 | 0
2016-07-21 21:00 | 0
2016-07-21 22:00 | 0
2016-07-21 23:00 | 0
2016-07-22 | 0
2016-07-22 01:00 | 0
2016-07-22 02:00 | 0
2016-07-22 03:00 | 0
2016-07-22 04:00 | 0
2016-07-22 05:00 | 0
2016-07-22 06:00 | 0
2016-07-22 07:00 | 0
2016-07-22 08:00 | 0.01
2016-07-22 09:00 | 0.042
2016-07-22 10:00 | 0.087
2016-07-22 11:00 | 0.108
2016-07-22 12:00 | 0.115
2016-07-22 13:00 | 0.118
2016-07-22 14:00 | 0.112
2016-07-22 15:00 | 0.091
2016-07-22 16:00 | 0.068
2016-07-22 17:00 | 0.038
2016-07-22 18:00 | 0.006
2016-07-22 19:00 | 0
2016-07-22 20:00 | 0
2016-07-22 21:00 | 0
2016-07-22 22:00 | 0
2016-07-22 23:00 | 0
2016-07-23 | 0
2016-07-23 01:00 | 0
2016-07-23 02:00 | 0
2016-07-23 03:00 | 0
2016-07-23 04:00 | 0
2016-07-23 05:00 | 0
2016-07-23 06:00 | 0
2016-07-23 07:00 | 0
2016-07-23 08:00 | 0.015
2016-07-23 09:00 | 0.062
2016-07-23 10:00 | 0.098
2016-07-23 11:00 | 0.137
2016-07-23 12:00 | 0.154
2016-07-23 13:00 | 0.155
2016-07-23 14:00 | 0.149
2016-07-23 15:00 | 0.128
2016-07-23 16:00 | 0.095
2016-07-23 17:00 | 0.036
2016-07-23 18:00 | 0.006
2016-07-23 19:00 | 0
2016-07-23 20:00 | 0
2016-07-23 21:00 | 0
2016-07-23 22:00 | 0
2016-07-23 23:00 | 0
2016-07-24 | 0
2016-07-24 01:00 | 0
2016-07-24 02:00 | 0
2016-07-24 03:00 | 0
2016-07-24 04:00 | 0
2016-07-24 05:00 | 0
2016-07-24 06:00 | 0
2016-07-24 07:00 | 0
2016-07-24 08:00 | 0.012
2016-07-24 09:00 | 0.077
2016-07-24 10:00 | 0.118
2016-07-24 11:00 | 0.144
2016-07-24 12:00 | 0.161
2016-07-24 13:00 | 0.162
2016-07-24 14:00 | 0.154
2016-07-24 15:00 | 0.134
2016-07-24 16:00 | 0.099
2016-07-24 17:00 | 0.041
2016-07-24 18:00 | 0.008
2016-07-24 19:00 | 0
2016-07-24 20:00 | 0
2016-07-24 21:00 | 0
2016-07-24 22:00 | 0
2016-07-24 23:00 | 0
2016-07-25 | 0
2016-07-25 01:00 | 0
2016-07-25 02:00 | 0
2016-07-25 03:00 | 0
2016-07-25 04:00 | 0
2016-07-25 05:00 | 0
2016-07-25 06:00 | 0
2016-07-25 07:00 | 0
2016-07-25 08:00 | 0.011
2016-07-25 09:00 | 0.077
2016-07-25 10:00 | 0.117
2016-07-25 11:00 | 0.141
2016-07-25 12:00 | 0.155
2016-07-25 13:00 | 0.154
2016-07-25 14:00 | 0.151
2016-07-25 15:00 | 0.133
2016-07-25 16:00 | 0.1
2016-07-25 17:00 | 0.04
2016-07-25 18:00 | 0.006
2016-07-25 19:00 | 0
2016-07-25 20:00 | 0
2016-07-25 21:00 | 0
2016-07-25 22:00 | 0
2016-07-25 23:00 | 0
2016-07-26 | 0
2016-07-26 01:00 | 0
2016-07-26 02:00 | 0
2016-07-26 03:00 | 0
2016-07-26 04:00 | 0
2016-07-26 05:00 | 0
2016-07-26 06:00 | 0
2016-07-26 07:00 | 0
2016-07-26 08:00 | 0.004
2016-07-26 09:00 | 0.04
2016-07-26 10:00 | 0.063
2016-07-26 11:00 | 0.076
2016-07-26 12:00 | 0.106
2016-07-26 13:00 | 0.117
2016-07-26 14:00 | 0.108
2016-07-26 15:00 | 0.098
2016-07-26 16:00 | 0.075
2016-07-26 17:00 | 0.02
2016-07-26 18:00 | 0.004
2016-07-26 19:00 | 0
2016-07-26 20:00 | 0
2016-07-26 21:00 | 0
2016-07-26 22:00 | 0
2016-07-26 23:00 | 0
2016-07-27 | 0
2016-07-27 01:00 | 0
2016-07-27 02:00 | 0
2016-07-27 03:00 | 0
2016-07-27 04:00 | 0
2016-07-27 05:00 | 0
2016-07-27 06:00 | 0
2016-07-27 07:00 | 0
2016-07-27 08:00 | 0.006
2016-07-27 09:00 | 0.048
2016-07-27 10:00 | 0.088
2016-07-27 11:00 | 0.125
2016-07-27 12:00 | 0.127
2016-07-27 13:00 | 0.11
2016-07-27 14:00 | 0.112
2016-07-27 15:00 | 0.097
2016-07-27 16:00 | 0.082
2016-07-27 17:00 | 0.033
2016-07-27 18:00 | 0.004
2016-07-27 19:00 | 0
2016-07-27 20:00 | 0
2016-07-27 21:00 | 0
2016-07-27 22:00 | 0
2016-07-27 23:00 | 0
2016-07-28 | 0
2016-07-28 01:00 | 0
2016-07-28 02:00 | 0
2016-07-28 03:00 | 0
2016-07-28 04:00 | 0
2016-07-28 05:00 | 0
2016-07-28 06:00 | 0
2016-07-28 07:00 | 0
2016-07-28 08:00 | 0.004
2016-07-28 09:00 | 0.045
2016-07-28 10:00 | 0.071
2016-07-28 11:00 | 0.091
2016-07-28 12:00 | 0.1
2016-07-28 13:00 | 0.116
2016-07-28 14:00 | 0.112
2016-07-28 15:00 | 0.127
2016-07-28 16:00 | 0.103
2016-07-28 17:00 | 0.044
2016-07-28 18:00 | 0.009
2016-07-28 19:00 | 0
2016-07-28 20:00 | 0
2016-07-28 21:00 | 0
2016-07-28 22:00 | 0
2016-07-28 23:00 | 0
2016-07-29 | 0
2016-07-29 01:00 | 0
2016-07-29 02:00 | 0
2016-07-29 03:00 | 0
2016-07-29 04:00 | 0
2016-07-29 05:00 | 0
2016-07-29 06:00 | 0
2016-07-29 07:00 | 0
2016-07-29 08:00 | 0.013
2016-07-29 09:00 | 0.071
2016-07-29 10:00 | 0.113
2016-07-29 11:00 | 0.136
2016-07-29 12:00 | 0.15
2016-07-29 13:00 | 0.151
2016-07-29 14:00 | 0.148
2016-07-29 15:00 | 0.133
2016-07-29 16:00 | 0.102
2016-07-29 17:00 | 0.04
2016-07-29 18:00 | 0.008
2016-07-29 19:00 | 0
2016-07-29 20:00 | 0
2016-07-29 21:00 | 0
2016-07-29 22:00 | 0
2016-07-29 23:00 | 0
2016-07-30 | 0
2016-07-30 01:00 | 0
2016-07-30 02:00 | 0
2016-07-30 03:00 | 0
2016-07-30 04:00 | 0
2016-07-30 05:00 | 0
2016-07-30 06:00 | 0
2016-07-30 07:00 | 0
2016-07-30 08:00 | 0.014
2016-07-30 09:00 | 0.076
2016-07-30 10:00 | 0.115
2016-07-30 11:00 | 0.137
2016-07-30 12:00 | 0.157
2016-07-30 13:00 | 0.156
2016-07-30 14:00 | 0.148
2016-07-30 15:00 | 0.131
2016-07-30 16:00 | 0.103
2016-07-30 17:00 | 0.042
2016-07-30 18:00 | 0.008
2016-07-30 19:00 | 0
2016-07-30 20:00 | 0
2016-07-30 21:00 | 0
2016-07-30 22:00 | 0
2016-07-30 23:00 | 0
2016-07-31 | 0
2016-07-31 01:00 | 0
2016-07-31 02:00 | 0
2016-07-31 03:00 | 0
2016-07-31 04:00 | 0
2016-07-31 05:00 | 0
2016-07-31 06:00 | 0
2016-07-31 07:00 | 0
2016-07-31 08:00 | 0.013
2016-07-31 09:00 | 0.079
2016-07-31 10:00 | 0.117
2016-07-31 11:00 | 0.142
2016-07-31 12:00 | 0.151
2016-07-31 13:00 | 0.153
2016-07-31 14:00 | 0.147
2016-07-31 15:00 | 0.131
2016-07-31 16:00 | 0.1
2016-07-31 17:00 | 0.044
2016-07-31 18:00 | 0.009
2016-07-31 19:00 | 0
2016-07-31 20:00 | 0
2016-07-31 21:00 | 0
2016-07-31 22:00 | 0
2016-07-31 23:00 | 0
2016-08-01 | 0
2016-08-01 01:00 | 0
2016-08-01 02:00 | 0
2016-08-01 03:00 | 0
2016-08-01 04:00 | 0
2016-08-01 05:00 | 0
2016-08-01 06:00 | 0
2016-08-01 07:00 | 0
2016-08-01 08:00 | 0.014
2016-08-01 09:00 | 0.069
2016-08-01 10:00 | 0.109
2016-08-01 11:00 | 0.135
2016-08-01 12:00 | 0.134
2016-08-01 13:00 | 0.125
2016-08-01 14:00 | 0.122
2016-08-01 15:00 | 0.101
2016-08-01 16:00 | 0.069
2016-08-01 17:00 | 0.028
2016-08-01 18:00 | 0.006
2016-08-01 19:00 | 0
2016-08-01 20:00 | 0
2016-08-01 21:00 | 0
2016-08-01 22:00 | 0
2016-08-01 23:00 | 0
2016-08-02 | 0
2016-08-02 01:00 | 0
2016-08-02 02:00 | 0
2016-08-02 03:00 | 0
2016-08-02 04:00 | 0
2016-08-02 05:00 | 0
2016-08-02 06:00 | 0
2016-08-02 07:00 | 0
2016-08-02 08:00 | 0.01
2016-08-02 09:00 | 0.019
2016-08-02 10:00 | 0.052
2016-08-02 11:00 | 0.092
2016-08-02 12:00 | 0.137
2016-08-02 13:00 | 0.148
2016-08-02 14:00 | 0.15
2016-08-02 15:00 | 0.117
2016-08-02 16:00 | 0.062
2016-08-02 17:00 | 0.037
2016-08-02 18:00 | 0.008
2016-08-02 19:00 | 0
2016-08-02 20:00 | 0
2016-08-02 21:00 | 0
2016-08-02 22:00 | 0
2016-08-02 23:00 | 0
2016-08-03 | 0
2016-08-03 01:00 | 0
2016-08-03 02:00 | 0
2016-08-03 03:00 | 0
2016-08-03 04:00 | 0
2016-08-03 05:00 | 0
2016-08-03 06:00 | 0
2016-08-03 07:00 | 0
2016-08-03 08:00 | 0.015
2016-08-03 09:00 | 0.05
2016-08-03 10:00 | 0.094
2016-08-03 11:00 | 0.129
2016-08-03 12:00 | 0.148
2016-08-03 13:00 | 0.151
2016-08-03 14:00 | 0.148
2016-08-03 15:00 | 0.132
2016-08-03 16:00 | 0.098
2016-08-03 17:00 | 0.044
2016-08-03 18:00 | 0.01
2016-08-03 19:00 | 0
2016-08-03 20:00 | 0
2016-08-03 21:00 | 0
2016-08-03 22:00 | 0
2016-08-03 23:00 | 0
2016-08-04 | 0
2016-08-04 01:00 | 0
2016-08-04 02:00 | 0
2016-08-04 03:00 | 0
2016-08-04 04:00 | 0
2016-08-04 05:00 | 0
2016-08-04 06:00 | 0
2016-08-04 07:00 | 0.001
2016-08-04 08:00 | 0.015
2016-08-04 09:00 | 0.042
2016-08-04 10:00 | 0.089
2016-08-04 11:00 | 0.128
2016-08-04 12:00 | 0.146
2016-08-04 13:00 | 0.143
2016-08-04 14:00 | 0.144
2016-08-04 15:00 | 0.119
2016-08-04 16:00 | 0.091
2016-08-04 17:00 | 0.035
2016-08-04 18:00 | 0.008
2016-08-04 19:00 | 0
2016-08-04 20:00 | 0
2016-08-04 21:00 | 0
2016-08-04 22:00 | 0
2016-08-04 23:00 | 0
2016-08-05 | 0
2016-08-05 01:00 | 0
2016-08-05 02:00 | 0
2016-08-05 03:00 | 0
2016-08-05 04:00 | 0
2016-08-05 05:00 | 0
2016-08-05 06:00 | 0
2016-08-05 07:00 | 0.001
2016-08-05 08:00 | 0.015
2016-08-05 09:00 | 0.073
2016-08-05 10:00 | 0.111
2016-08-05 11:00 | 0.137
2016-08-05 12:00 | 0.15
2016-08-05 13:00 | 0.153
2016-08-05 14:00 | 0.147
2016-08-05 15:00 | 0.128
2016-08-05 16:00 | 0.099
2016-08-05 17:00 | 0.045
2016-08-05 18:00 | 0.01
2016-08-05 19:00 | 0
2016-08-05 20:00 | 0
2016-08-05 21:00 | 0
2016-08-05 22:00 | 0
2016-08-05 23:00 | 0
2016-08-06 | 0
2016-08-06 01:00 | 0
2016-08-06 02:00 | 0
2016-08-06 03:00 | 0
2016-08-06 04:00 | 0
2016-08-06 05:00 | 0
2016-08-06 06:00 | 0
2016-08-06 07:00 | 0
2016-08-06 08:00 | 0.01
2016-08-06 09:00 | 0.025
2016-08-06 10:00 | 0.067
2016-08-06 11:00 | 0.077
2016-08-06 12:00 | 0.108
2016-08-06 13:00 | 0.091
2016-08-06 14:00 | 0.079
2016-08-06 15:00 | 0.08
2016-08-06 16:00 | 0.069
2016-08-06 17:00 | 0.017
2016-08-06 18:00 | 0.004
2016-08-06 19:00 | 0
2016-08-06 20:00 | 0
2016-08-06 21:00 | 0
2016-08-06 22:00 | 0
2016-08-06 23:00 | 0
2016-08-07 | 0
2016-08-07 01:00 | 0
2016-08-07 02:00 | 0
2016-08-07 03:00 | 0
2016-08-07 04:00 | 0
2016-08-07 05:00 | 0
2016-08-07 06:00 | 0
2016-08-07 07:00 | 0
2016-08-07 08:00 | 0.011
2016-08-07 09:00 | 0.042
2016-08-07 10:00 | 0.059
2016-08-07 11:00 | 0.072
2016-08-07 12:00 | 0.074
2016-08-07 13:00 | 0.075
2016-08-07 14:00 | 0.082
2016-08-07 15:00 | 0.068
2016-08-07 16:00 | 0.05
2016-08-07 17:00 | 0.012
2016-08-07 18:00 | 0.003
2016-08-07 19:00 | 0
2016-08-07 20:00 | 0
2016-08-07 21:00 | 0
2016-08-07 22:00 | 0
2016-08-07 23:00 | 0
2016-08-08 | 0
2016-08-08 01:00 | 0
2016-08-08 02:00 | 0
2016-08-08 03:00 | 0
2016-08-08 04:00 | 0
2016-08-08 05:00 | 0
2016-08-08 06:00 | 0
2016-08-08 07:00 | 0.001
2016-08-08 08:00 | 0.008
2016-08-08 09:00 | 0.023
2016-08-08 10:00 | 0.049
2016-08-08 11:00 | 0.058
2016-08-08 12:00 | 0.079
2016-08-08 13:00 | 0.078
2016-08-08 14:00 | 0.07
2016-08-08 15:00 | 0.069
2016-08-08 16:00 | 0.048
2016-08-08 17:00 | 0.018
2016-08-08 18:00 | 0.005
2016-08-08 19:00 | 0
2016-08-08 20:00 | 0
2016-08-08 21:00 | 0
2016-08-08 22:00 | 0
2016-08-08 23:00 | 0
2016-08-09 | 0
2016-08-09 01:00 | 0
2016-08-09 02:00 | 0
2016-08-09 03:00 | 0
2016-08-09 04:00 | 0
2016-08-09 05:00 | 0
2016-08-09 06:00 | 0
2016-08-09 07:00 | 0
2016-08-09 08:00 | 0.008
2016-08-09 09:00 | 0.023
2016-08-09 10:00 | 0.041
2016-08-09 11:00 | 0.081
2016-08-09 12:00 | 0.09
2016-08-09 13:00 | 0.07
2016-08-09 14:00 | 0.038
2016-08-09 15:00 | 0.038
2016-08-09 16:00 | 0.023
2016-08-09 17:00 | 0.019
2016-08-09 18:00 | 0.003
2016-08-09 19:00 | 0
2016-08-09 20:00 | 0
2016-08-09 21:00 | 0
2016-08-09 22:00 | 0
2016-08-09 23:00 | 0
2016-08-10 | 0
2016-08-10 01:00 | 0
2016-08-10 02:00 | 0
2016-08-10 03:00 | 0
2016-08-10 04:00 | 0
2016-08-10 05:00 | 0
2016-08-10 06:00 | 0
2016-08-10 07:00 | 0
2016-08-10 08:00 | 0.011
2016-08-10 09:00 | 0.052
2016-08-10 10:00 | 0.102
2016-08-10 11:00 | 0.117
2016-08-10 12:00 | 0.12
2016-08-10 13:00 | 0.117
2016-08-10 14:00 | 0.146
2016-08-10 15:00 | 0.111
2016-08-10 16:00 | 0.113
2016-08-10 17:00 | 0.042
2016-08-10 18:00 | 0.01
2016-08-10 19:00 | 0
2016-08-10 20:00 | 0
2016-08-10 21:00 | 0
2016-08-10 22:00 | 0
2016-08-10 23:00 | 0
2016-08-11 | 0
2016-08-11 01:00 | 0
2016-08-11 02:00 | 0
2016-08-11 03:00 | 0
2016-08-11 04:00 | 0
2016-08-11 05:00 | 0
2016-08-11 06:00 | 0
2016-08-11 07:00 | 0.001
2016-08-11 08:00 | 0.021
2016-08-11 09:00 | 0.084
2016-08-11 10:00 | 0.124
2016-08-11 11:00 | 0.149
2016-08-11 12:00 | 0.161
2016-08-11 13:00 | 0.162
2016-08-11 14:00 | 0.155
2016-08-11 15:00 | 0.143
2016-08-11 16:00 | 0.112
2016-08-11 17:00 | 0.051
2016-08-11 18:00 | 0.012
2016-08-11 19:00 | 0
2016-08-11 20:00 | 0
2016-08-11 21:00 | 0
2016-08-11 22:00 | 0
2016-08-11 23:00 | 0
2016-08-12 | 0
2016-08-12 01:00 | 0
2016-08-12 02:00 | 0
2016-08-12 03:00 | 0
2016-08-12 04:00 | 0
2016-08-12 05:00 | 0
2016-08-12 06:00 | 0
2016-08-12 07:00 | 0.001
2016-08-12 08:00 | 0.021
2016-08-12 09:00 | 0.081
2016-08-12 10:00 | 0.12
2016-08-12 11:00 | 0.142
2016-08-12 12:00 | 0.161
2016-08-12 13:00 | 0.161
2016-08-12 14:00 | 0.153
2016-08-12 15:00 | 0.109
2016-08-12 16:00 | 0.1
2016-08-12 17:00 | 0.024
2016-08-12 18:00 | 0.005
2016-08-12 19:00 | 0
2016-08-12 20:00 | 0
2016-08-12 21:00 | 0
2016-08-12 22:00 | 0
2016-08-12 23:00 | 0
2016-08-13 | 0
2016-08-13 01:00 | 0
2016-08-13 02:00 | 0
2016-08-13 03:00 | 0
2016-08-13 04:00 | 0
2016-08-13 05:00 | 0
2016-08-13 06:00 | 0
2016-08-13 07:00 | 0.001
2016-08-13 08:00 | 0.019
2016-08-13 09:00 | 0.057
2016-08-13 10:00 | 0.1
2016-08-13 11:00 | 0.124
2016-08-13 12:00 | 0.141
2016-08-13 13:00 | 0.144
2016-08-13 14:00 | 0.125
2016-08-13 15:00 | 0.103
2016-08-13 16:00 | 0.076
2016-08-13 17:00 | 0.047
2016-08-13 18:00 | 0.011
2016-08-13 19:00 | 0
2016-08-13 20:00 | 0
2016-08-13 21:00 | 0
2016-08-13 22:00 | 0
2016-08-13 23:00 | 0
2016-08-14 | 0
2016-08-14 01:00 | 0
2016-08-14 02:00 | 0
2016-08-14 03:00 | 0
2016-08-14 04:00 | 0
2016-08-14 05:00 | 0
2016-08-14 06:00 | 0
2016-08-14 07:00 | 0.001
2016-08-14 08:00 | 0.019
2016-08-14 09:00 | 0.066
2016-08-14 10:00 | 0.121
2016-08-14 11:00 | 0.147
2016-08-14 12:00 | 0.16
2016-08-14 13:00 | 0.162
2016-08-14 14:00 | 0.156
2016-08-14 15:00 | 0.138
2016-08-14 16:00 | 0.105
2016-08-14 17:00 | 0.052
2016-08-14 18:00 | 0.011
2016-08-14 19:00 | 0
2016-08-14 20:00 | 0
2016-08-14 21:00 | 0
2016-08-14 22:00 | 0
2016-08-14 23:00 | 0
2016-08-15 | 0
2016-08-15 01:00 | 0
2016-08-15 02:00 | 0
2016-08-15 03:00 | 0
2016-08-15 04:00 | 0
2016-08-15 05:00 | 0
2016-08-15 06:00 | 0
2016-08-15 07:00 | 0.001
2016-08-15 08:00 | 0.022
2016-08-15 09:00 | 0.084
2016-08-15 10:00 | 0.124
2016-08-15 11:00 | 0.151
2016-08-15 12:00 | 0.165
2016-08-15 13:00 | 0.161
2016-08-15 14:00 | 0.159
2016-08-15 15:00 | 0.135
2016-08-15 16:00 | 0.115
2016-08-15 17:00 | 0.056
2016-08-15 18:00 | 0.01
2016-08-15 19:00 | 0
2016-08-15 20:00 | 0
2016-08-15 21:00 | 0
2016-08-15 22:00 | 0
2016-08-15 23:00 | 0
2016-08-16 | 0
2016-08-16 01:00 | 0
2016-08-16 02:00 | 0
2016-08-16 03:00 | 0
2016-08-16 04:00 | 0
2016-08-16 05:00 | 0
2016-08-16 06:00 | 0
2016-08-16 07:00 | 0.001
2016-08-16 08:00 | 0.024
2016-08-16 09:00 | 0.084
2016-08-16 10:00 | 0.123
2016-08-16 11:00 | 0.148
2016-08-16 12:00 | 0.161
2016-08-16 13:00 | 0.163
2016-08-16 14:00 | 0.156
2016-08-16 15:00 | 0.141
2016-08-16 16:00 | 0.111
2016-08-16 17:00 | 0.058
2016-08-16 18:00 | 0.01
2016-08-16 19:00 | 0
2016-08-16 20:00 | 0
2016-08-16 21:00 | 0
2016-08-16 22:00 | 0
2016-08-16 23:00 | 0
2016-08-17 | 0
2016-08-17 01:00 | 0
2016-08-17 02:00 | 0
2016-08-17 03:00 | 0
2016-08-17 04:00 | 0
2016-08-17 05:00 | 0
2016-08-17 06:00 | 0
2016-08-17 07:00 | 0.001
2016-08-17 08:00 | 0.025
2016-08-17 09:00 | 0.085
2016-08-17 10:00 | 0.124
2016-08-17 11:00 | 0.147
2016-08-17 12:00 | 0.162
2016-08-17 13:00 | 0.163
2016-08-17 14:00 | 0.157
2016-08-17 15:00 | 0.137
2016-08-17 16:00 | 0.109
2016-08-17 17:00 | 0.052
2016-08-17 18:00 | 0.011
2016-08-17 19:00 | 0
2016-08-17 20:00 | 0
2016-08-17 21:00 | 0
2016-08-17 22:00 | 0
2016-08-17 23:00 | 0
2016-08-18 | 0
2016-08-18 01:00 | 0
2016-08-18 02:00 | 0
2016-08-18 03:00 | 0
2016-08-18 04:00 | 0
2016-08-18 05:00 | 0
2016-08-18 06:00 | 0
2016-08-18 07:00 | 0.001
2016-08-18 08:00 | 0.021
2016-08-18 09:00 | 0.074
2016-08-18 10:00 | 0.119
2016-08-18 11:00 | 0.137
2016-08-18 12:00 | 0.159
2016-08-18 13:00 | 0.163
2016-08-18 14:00 | 0.154
2016-08-18 15:00 | 0.138
2016-08-18 16:00 | 0.108
2016-08-18 17:00 | 0.055
2016-08-18 18:00 | 0.01
2016-08-18 19:00 | 0
2016-08-18 20:00 | 0
2016-08-18 21:00 | 0
2016-08-18 22:00 | 0
2016-08-18 23:00 | 0
2016-08-19 | 0
2016-08-19 01:00 | 0
2016-08-19 02:00 | 0
2016-08-19 03:00 | 0
2016-08-19 04:00 | 0
2016-08-19 05:00 | 0
2016-08-19 06:00 | 0
2016-08-19 07:00 | 0
2016-08-19 08:00 | 0.017
2016-08-19 09:00 | 0.069
2016-08-19 10:00 | 0.097
2016-08-19 11:00 | 0.13
2016-08-19 12:00 | 0.156
2016-08-19 13:00 | 0.16
2016-08-19 14:00 | 0.152
2016-08-19 15:00 | 0.128
2016-08-19 16:00 | 0.107
2016-08-19 17:00 | 0.045
2016-08-19 18:00 | 0.01
2016-08-19 19:00 | 0
2016-08-19 20:00 | 0
2016-08-19 21:00 | 0
2016-08-19 22:00 | 0
2016-08-19 23:00 | 0
2016-08-20 | 0
2016-08-20 01:00 | 0
2016-08-20 02:00 | 0
2016-08-20 03:00 | 0
2016-08-20 04:00 | 0
2016-08-20 05:00 | 0
2016-08-20 06:00 | 0
2016-08-20 07:00 | 0.001
2016-08-20 08:00 | 0.025
2016-08-20 09:00 | 0.081
2016-08-20 10:00 | 0.121
2016-08-20 11:00 | 0.146
2016-08-20 12:00 | 0.161
2016-08-20 13:00 | 0.165
2016-08-20 14:00 | 0.153
2016-08-20 15:00 | 0.117
2016-08-20 16:00 | 0.093
2016-08-20 17:00 | 0.028
2016-08-20 18:00 | 0.005
2016-08-20 19:00 | 0
2016-08-20 20:00 | 0
2016-08-20 21:00 | 0
2016-08-20 22:00 | 0
2016-08-20 23:00 | 0
2016-08-21 | 0
2016-08-21 01:00 | 0
2016-08-21 02:00 | 0
2016-08-21 03:00 | 0
2016-08-21 04:00 | 0
2016-08-21 05:00 | 0
2016-08-21 06:00 | 0
2016-08-21 07:00 | 0.001
2016-08-21 08:00 | 0.015
2016-08-21 09:00 | 0.061
2016-08-21 10:00 | 0.097
2016-08-21 11:00 | 0.13
2016-08-21 12:00 | 0.161
2016-08-21 13:00 | 0.174
2016-08-21 14:00 | 0.162
2016-08-21 15:00 | 0.145
2016-08-21 16:00 | 0.118
2016-08-21 17:00 | 0.058
2016-08-21 18:00 | 0.012
2016-08-21 19:00 | 0
2016-08-21 20:00 | 0
2016-08-21 21:00 | 0
2016-08-21 22:00 | 0
2016-08-21 23:00 | 0
2016-08-22 | 0
2016-08-22 01:00 | 0
2016-08-22 02:00 | 0
2016-08-22 03:00 | 0
2016-08-22 04:00 | 0
2016-08-22 05:00 | 0
2016-08-22 06:00 | 0
2016-08-22 07:00 | 0.001
2016-08-22 08:00 | 0.027
2016-08-22 09:00 | 0.086
2016-08-22 10:00 | 0.126
2016-08-22 11:00 | 0.149
2016-08-22 12:00 | 0.163
2016-08-22 13:00 | 0.163
2016-08-22 14:00 | 0.154
2016-08-22 15:00 | 0.133
2016-08-22 16:00 | 0.1
2016-08-22 17:00 | 0.061
2016-08-22 18:00 | 0.013
2016-08-22 19:00 | 0
2016-08-22 20:00 | 0
2016-08-22 21:00 | 0
2016-08-22 22:00 | 0
2016-08-22 23:00 | 0
2016-08-23 | 0
2016-08-23 01:00 | 0
2016-08-23 02:00 | 0
2016-08-23 03:00 | 0
2016-08-23 04:00 | 0
2016-08-23 05:00 | 0
2016-08-23 06:00 | 0
2016-08-23 07:00 | 0.001
2016-08-23 08:00 | 0.02
2016-08-23 09:00 | 0.053
2016-08-23 10:00 | 0.08
2016-08-23 11:00 | 0.12
2016-08-23 12:00 | 0.139
2016-08-23 13:00 | 0.125
2016-08-23 14:00 | 0.114
2016-08-23 15:00 | 0.106
2016-08-23 16:00 | 0.094
2016-08-23 17:00 | 0.049
2016-08-23 18:00 | 0.012
2016-08-23 19:00 | 0
2016-08-23 20:00 | 0
2016-08-23 21:00 | 0
2016-08-23 22:00 | 0
2016-08-23 23:00 | 0
2016-08-24 | 0
2016-08-24 01:00 | 0
2016-08-24 02:00 | 0
2016-08-24 03:00 | 0
2016-08-24 04:00 | 0
2016-08-24 05:00 | 0
2016-08-24 06:00 | 0
2016-08-24 07:00 | 0.001
2016-08-24 08:00 | 0.009
2016-08-24 09:00 | 0.037
2016-08-24 10:00 | 0.07
2016-08-24 11:00 | 0.089
2016-08-24 12:00 | 0.109
2016-08-24 13:00 | 0.101
2016-08-24 14:00 | 0.066
2016-08-24 15:00 | 0.07
2016-08-24 16:00 | 0.046
2016-08-24 17:00 | 0.032
2016-08-24 18:00 | 0.008
2016-08-24 19:00 | 0
2016-08-24 20:00 | 0
2016-08-24 21:00 | 0
2016-08-24 22:00 | 0
2016-08-24 23:00 | 0
2016-08-25 | 0
2016-08-25 01:00 | 0
2016-08-25 02:00 | 0
2016-08-25 03:00 | 0
2016-08-25 04:00 | 0
2016-08-25 05:00 | 0
2016-08-25 06:00 | 0
2016-08-25 07:00 | 0.001
2016-08-25 08:00 | 0.015
2016-08-25 09:00 | 0.048
2016-08-25 10:00 | 0.082
2016-08-25 11:00 | 0.11
2016-08-25 12:00 | 0.135
2016-08-25 13:00 | 0.123
2016-08-25 14:00 | 0.114
2016-08-25 15:00 | 0.106
2016-08-25 16:00 | 0.086
2016-08-25 17:00 | 0.042
2016-08-25 18:00 | 0.01
2016-08-25 19:00 | 0
2016-08-25 20:00 | 0
2016-08-25 21:00 | 0
2016-08-25 22:00 | 0
2016-08-25 23:00 | 0
2016-08-26 | 0
2016-08-26 01:00 | 0
2016-08-26 02:00 | 0
2016-08-26 03:00 | 0
2016-08-26 04:00 | 0
2016-08-26 05:00 | 0
2016-08-26 06:00 | 0
2016-08-26 07:00 | 0.002
2016-08-26 08:00 | 0.035
2016-08-26 09:00 | 0.08
2016-08-26 10:00 | 0.121
2016-08-26 11:00 | 0.149
2016-08-26 12:00 | 0.167
2016-08-26 13:00 | 0.166
2016-08-26 14:00 | 0.162
2016-08-26 15:00 | 0.142
2016-08-26 16:00 | 0.112
2016-08-26 17:00 | 0.046
2016-08-26 18:00 | 0.011
2016-08-26 19:00 | 0
2016-08-26 20:00 | 0
2016-08-26 21:00 | 0
2016-08-26 22:00 | 0
2016-08-26 23:00 | 0
2016-08-27 | 0
2016-08-27 01:00 | 0
2016-08-27 02:00 | 0
2016-08-27 03:00 | 0
2016-08-27 04:00 | 0
2016-08-27 05:00 | 0
2016-08-27 06:00 | 0
2016-08-27 07:00 | 0.002
2016-08-27 08:00 | 0.032
2016-08-27 09:00 | 0.09
2016-08-27 10:00 | 0.127
2016-08-27 11:00 | 0.149
2016-08-27 12:00 | 0.164
2016-08-27 13:00 | 0.161
2016-08-27 14:00 | 0.154
2016-08-27 15:00 | 0.135
2016-08-27 16:00 | 0.104
2016-08-27 17:00 | 0.044
2016-08-27 18:00 | 0.01
2016-08-27 19:00 | 0
2016-08-27 20:00 | 0
2016-08-27 21:00 | 0
2016-08-27 22:00 | 0
2016-08-27 23:00 | 0
2016-08-28 | 0
2016-08-28 01:00 | 0
2016-08-28 02:00 | 0
2016-08-28 03:00 | 0
2016-08-28 04:00 | 0
2016-08-28 05:00 | 0
2016-08-28 06:00 | 0
2016-08-28 07:00 | 0.001
2016-08-28 08:00 | 0.02
2016-08-28 09:00 | 0.052
2016-08-28 10:00 | 0.073
2016-08-28 11:00 | 0.081
2016-08-28 12:00 | 0.098
2016-08-28 13:00 | 0.105
2016-08-28 14:00 | 0.089
2016-08-28 15:00 | 0.083
2016-08-28 16:00 | 0.059
2016-08-28 17:00 | 0.025
2016-08-28 18:00 | 0.007
2016-08-28 19:00 | 0
2016-08-28 20:00 | 0
2016-08-28 21:00 | 0
2016-08-28 22:00 | 0
2016-08-28 23:00 | 0
2016-08-29 | 0
2016-08-29 01:00 | 0
2016-08-29 02:00 | 0
2016-08-29 03:00 | 0
2016-08-29 04:00 | 0
2016-08-29 05:00 | 0
2016-08-29 06:00 | 0
2016-08-29 07:00 | 0.001
2016-08-29 08:00 | 0.02
2016-08-29 09:00 | 0.056
2016-08-29 10:00 | 0.073
2016-08-29 11:00 | 0.087
2016-08-29 12:00 | 0.095
2016-08-29 13:00 | 0.092
2016-08-29 14:00 | 0.086
2016-08-29 15:00 | 0.075
2016-08-29 16:00 | 0.058
2016-08-29 17:00 | 0.021
2016-08-29 18:00 | 0.006
2016-08-29 19:00 | 0
2016-08-29 20:00 | 0
2016-08-29 21:00 | 0
2016-08-29 22:00 | 0
2016-08-29 23:00 | 0
2016-08-30 | 0
2016-08-30 01:00 | 0
2016-08-30 02:00 | 0
2016-08-30 03:00 | 0
2016-08-30 04:00 | 0
2016-08-30 05:00 | 0
2016-08-30 06:00 | 0
2016-08-30 07:00 | 0.002
2016-08-30 08:00 | 0.025
2016-08-30 09:00 | 0.066
2016-08-30 10:00 | 0.112
2016-08-30 11:00 | 0.146
2016-08-30 12:00 | 0.14
2016-08-30 13:00 | 0.139
2016-08-30 14:00 | 0.144
2016-08-30 15:00 | 0.131
2016-08-30 16:00 | 0.103
2016-08-30 17:00 | 0.058
2016-08-30 18:00 | 0.012
2016-08-30 19:00 | 0
2016-08-30 20:00 | 0
2016-08-30 21:00 | 0
2016-08-30 22:00 | 0
2016-08-30 23:00 | 0
2016-08-31 | 0
2016-08-31 01:00 | 0
2016-08-31 02:00 | 0
2016-08-31 03:00 | 0
2016-08-31 04:00 | 0
2016-08-31 05:00 | 0
2016-08-31 06:00 | 0
2016-08-31 07:00 | 0.002
2016-08-31 08:00 | 0.032
2016-08-31 09:00 | 0.091
2016-08-31 10:00 | 0.124
2016-08-31 11:00 | 0.149
2016-08-31 12:00 | 0.158
2016-08-31 13:00 | 0.154
2016-08-31 14:00 | 0.153
2016-08-31 15:00 | 0.136
2016-08-31 16:00 | 0.108
2016-08-31 17:00 | 0.05
2016-08-31 18:00 | 0.01
2016-08-31 19:00 | 0
2016-08-31 20:00 | 0
2016-08-31 21:00 | 0
2016-08-31 22:00 | 0
2016-08-31 23:00 | 0
2016-09-01 | 0
2016-09-01 01:00 | 0
2016-09-01 02:00 | 0
2016-09-01 03:00 | 0
2016-09-01 04:00 | 0
2016-09-01 05:00 | 0
2016-09-01 06:00 | 0
2016-09-01 07:00 | 0.002
2016-09-01 08:00 | 0.031
2016-09-01 09:00 | 0.084
2016-09-01 10:00 | 0.12
2016-09-01 11:00 | 0.139
2016-09-01 12:00 | 0.155
2016-09-01 13:00 | 0.156
2016-09-01 14:00 | 0.149
2016-09-01 15:00 | 0.135
2016-09-01 16:00 | 0.098
2016-09-01 17:00 | 0.048
2016-09-01 18:00 | 0.013
2016-09-01 19:00 | 0
2016-09-01 20:00 | 0
2016-09-01 21:00 | 0
2016-09-01 22:00 | 0
2016-09-01 23:00 | 0
2016-09-02 | 0
2016-09-02 01:00 | 0
2016-09-02 02:00 | 0
2016-09-02 03:00 | 0
2016-09-02 04:00 | 0
2016-09-02 05:00 | 0
2016-09-02 06:00 | 0
2016-09-02 07:00 | 0.002
2016-09-02 08:00 | 0.028
2016-09-02 09:00 | 0.07
2016-09-02 10:00 | 0.12
2016-09-02 11:00 | 0.132
2016-09-02 12:00 | 0.146
2016-09-02 13:00 | 0.138
2016-09-02 14:00 | 0.096
2016-09-02 15:00 | 0.074
2016-09-02 16:00 | 0.055
2016-09-02 17:00 | 0.02
2016-09-02 18:00 | 0.004
2016-09-02 19:00 | 0
2016-09-02 20:00 | 0
2016-09-02 21:00 | 0
2016-09-02 22:00 | 0
2016-09-02 23:00 | 0
2016-09-03 | 0
2016-09-03 01:00 | 0
2016-09-03 02:00 | 0
2016-09-03 03:00 | 0
2016-09-03 04:00 | 0
2016-09-03 05:00 | 0
2016-09-03 06:00 | 0
2016-09-03 07:00 | 0.002
2016-09-03 08:00 | 0.017
2016-09-03 09:00 | 0.051
2016-09-03 10:00 | 0.075
2016-09-03 11:00 | 0.091
2016-09-03 12:00 | 0.102
2016-09-03 13:00 | 0.107
2016-09-03 14:00 | 0.101
2016-09-03 15:00 | 0.079
2016-09-03 16:00 | 0.055
2016-09-03 17:00 | 0.026
2016-09-03 18:00 | 0.005
2016-09-03 19:00 | 0
2016-09-03 20:00 | 0
2016-09-03 21:00 | 0
2016-09-03 22:00 | 0
2016-09-03 23:00 | 0
2016-09-04 | 0
2016-09-04 01:00 | 0
2016-09-04 02:00 | 0
2016-09-04 03:00 | 0
2016-09-04 04:00 | 0
2016-09-04 05:00 | 0
2016-09-04 06:00 | 0
2016-09-04 07:00 | 0.002
2016-09-04 08:00 | 0.019
2016-09-04 09:00 | 0.033
2016-09-04 10:00 | 0.07
2016-09-04 11:00 | 0.111
2016-09-04 12:00 | 0.119
2016-09-04 13:00 | 0.128
2016-09-04 14:00 | 0.126
2016-09-04 15:00 | 0.107
2016-09-04 16:00 | 0.075
2016-09-04 17:00 | 0.028
2016-09-04 18:00 | 0.005
2016-09-04 19:00 | 0
2016-09-04 20:00 | 0
2016-09-04 21:00 | 0
2016-09-04 22:00 | 0
2016-09-04 23:00 | 0
2016-09-05 | 0
2016-09-05 01:00 | 0
2016-09-05 02:00 | 0
2016-09-05 03:00 | 0
2016-09-05 04:00 | 0
2016-09-05 05:00 | 0
2016-09-05 06:00 | 0
2016-09-05 07:00 | 0.002
2016-09-05 08:00 | 0.024
2016-09-05 09:00 | 0.068
2016-09-05 10:00 | 0.101
2016-09-05 11:00 | 0.125
2016-09-05 12:00 | 0.138
2016-09-05 13:00 | 0.134
2016-09-05 14:00 | 0.126
2016-09-05 15:00 | 0.108
2016-09-05 16:00 | 0.079
2016-09-05 17:00 | 0.031
2016-09-05 18:00 | 0.007
2016-09-05 19:00 | 0
2016-09-05 20:00 | 0
2016-09-05 21:00 | 0
2016-09-05 22:00 | 0
2016-09-05 23:00 | 0
2016-09-06 | 0
2016-09-06 01:00 | 0
2016-09-06 02:00 | 0
2016-09-06 03:00 | 0
2016-09-06 04:00 | 0
2016-09-06 05:00 | 0
2016-09-06 06:00 | 0
2016-09-06 07:00 | 0.002
2016-09-06 08:00 | 0.029
2016-09-06 09:00 | 0.068
2016-09-06 10:00 | 0.092
2016-09-06 11:00 | 0.126
2016-09-06 12:00 | 0.144
2016-09-06 13:00 | 0.168
2016-09-06 14:00 | 0.159
2016-09-06 15:00 | 0.142
2016-09-06 16:00 | 0.115
2016-09-06 17:00 | 0.044
2016-09-06 18:00 | 0.01
2016-09-06 19:00 | 0
2016-09-06 20:00 | 0
2016-09-06 21:00 | 0
2016-09-06 22:00 | 0
2016-09-06 23:00 | 0
2016-09-07 | 0
2016-09-07 01:00 | 0
2016-09-07 02:00 | 0
2016-09-07 03:00 | 0
2016-09-07 04:00 | 0
2016-09-07 05:00 | 0
2016-09-07 06:00 | 0
2016-09-07 07:00 | 0.003
2016-09-07 08:00 | 0.039
2016-09-07 09:00 | 0.095
2016-09-07 10:00 | 0.128
2016-09-07 11:00 | 0.15
2016-09-07 12:00 | 0.167
2016-09-07 13:00 | 0.164
2016-09-07 14:00 | 0.164
2016-09-07 15:00 | 0.146
2016-09-07 16:00 | 0.115
2016-09-07 17:00 | 0.057
2016-09-07 18:00 | 0.013
2016-09-07 19:00 | 0
2016-09-07 20:00 | 0
2016-09-07 21:00 | 0
2016-09-07 22:00 | 0
2016-09-07 23:00 | 0
2016-09-08 | 0
2016-09-08 01:00 | 0
2016-09-08 02:00 | 0
2016-09-08 03:00 | 0
2016-09-08 04:00 | 0
2016-09-08 05:00 | 0
2016-09-08 06:00 | 0
2016-09-08 07:00 | 0.003
2016-09-08 08:00 | 0.032
2016-09-08 09:00 | 0.066
2016-09-08 10:00 | 0.113
2016-09-08 11:00 | 0.138
2016-09-08 12:00 | 0.163
2016-09-08 13:00 | 0.127
2016-09-08 14:00 | 0.104
2016-09-08 15:00 | 0.092
2016-09-08 16:00 | 0.074
2016-09-08 17:00 | 0.045
2016-09-08 18:00 | 0.011
2016-09-08 19:00 | 0
2016-09-08 20:00 | 0
2016-09-08 21:00 | 0
2016-09-08 22:00 | 0
2016-09-08 23:00 | 0
2016-09-09 | 0
2016-09-09 01:00 | 0
2016-09-09 02:00 | 0
2016-09-09 03:00 | 0
2016-09-09 04:00 | 0
2016-09-09 05:00 | 0
2016-09-09 06:00 | 0
2016-09-09 07:00 | 0.003
2016-09-09 08:00 | 0.032
2016-09-09 09:00 | 0.093
2016-09-09 10:00 | 0.133
2016-09-09 11:00 | 0.157
2016-09-09 12:00 | 0.163
2016-09-09 13:00 | 0.162
2016-09-09 14:00 | 0.16
2016-09-09 15:00 | 0.133
2016-09-09 16:00 | 0.089
2016-09-09 17:00 | 0.06
2016-09-09 18:00 | 0.012
2016-09-09 19:00 | 0
2016-09-09 20:00 | 0
2016-09-09 21:00 | 0
2016-09-09 22:00 | 0
2016-09-09 23:00 | 0
2016-09-10 | 0
2016-09-10 01:00 | 0
2016-09-10 02:00 | 0
2016-09-10 03:00 | 0
2016-09-10 04:00 | 0
2016-09-10 05:00 | 0
2016-09-10 06:00 | 0
2016-09-10 07:00 | 0.003
2016-09-10 08:00 | 0.046
2016-09-10 09:00 | 0.096
2016-09-10 10:00 | 0.13
2016-09-10 11:00 | 0.157
2016-09-10 12:00 | 0.134
2016-09-10 13:00 | 0.15
2016-09-10 14:00 | 0.151
2016-09-10 15:00 | 0.121
2016-09-10 16:00 | 0.096
2016-09-10 17:00 | 0.055
2016-09-10 18:00 | 0.015
2016-09-10 19:00 | 0
2016-09-10 20:00 | 0
2016-09-10 21:00 | 0
2016-09-10 22:00 | 0
2016-09-10 23:00 | 0
2016-09-11 | 0
2016-09-11 01:00 | 0
2016-09-11 02:00 | 0
2016-09-11 03:00 | 0
2016-09-11 04:00 | 0
2016-09-11 05:00 | 0
2016-09-11 06:00 | 0
2016-09-11 07:00 | 0.003
2016-09-11 08:00 | 0.044
2016-09-11 09:00 | 0.099
2016-09-11 10:00 | 0.137
2016-09-11 11:00 | 0.159
2016-09-11 12:00 | 0.166
2016-09-11 13:00 | 0.168
2016-09-11 14:00 | 0.16
2016-09-11 15:00 | 0.144
2016-09-11 16:00 | 0.115
2016-09-11 17:00 | 0.065
2016-09-11 18:00 | 0.012
2016-09-11 19:00 | 0
2016-09-11 20:00 | 0
2016-09-11 21:00 | 0
2016-09-11 22:00 | 0
2016-09-11 23:00 | 0
2016-09-12 | 0
2016-09-12 01:00 | 0
2016-09-12 02:00 | 0
2016-09-12 03:00 | 0
2016-09-12 04:00 | 0
2016-09-12 05:00 | 0
2016-09-12 06:00 | 0
2016-09-12 07:00 | 0.005
2016-09-12 08:00 | 0.042
2016-09-12 09:00 | 0.099
2016-09-12 10:00 | 0.134
2016-09-12 11:00 | 0.156
2016-09-12 12:00 | 0.165
2016-09-12 13:00 | 0.167
2016-09-12 14:00 | 0.162
2016-09-12 15:00 | 0.143
2016-09-12 16:00 | 0.111
2016-09-12 17:00 | 0.069
2016-09-12 18:00 | 0.013
2016-09-12 19:00 | 0
2016-09-12 20:00 | 0
2016-09-12 21:00 | 0
2016-09-12 22:00 | 0
2016-09-12 23:00 | 0
2016-09-13 | 0
2016-09-13 01:00 | 0
2016-09-13 02:00 | 0
2016-09-13 03:00 | 0
2016-09-13 04:00 | 0
2016-09-13 05:00 | 0
2016-09-13 06:00 | 0
2016-09-13 07:00 | 0.004
2016-09-13 08:00 | 0.028
2016-09-13 09:00 | 0.068
2016-09-13 10:00 | 0.122
2016-09-13 11:00 | 0.112
2016-09-13 12:00 | 0.154
2016-09-13 13:00 | 0.133
2016-09-13 14:00 | 0.108
2016-09-13 15:00 | 0.071
2016-09-13 16:00 | 0.041
2016-09-13 17:00 | 0.028
2016-09-13 18:00 | 0.006
2016-09-13 19:00 | 0
2016-09-13 20:00 | 0
2016-09-13 21:00 | 0
2016-09-13 22:00 | 0
2016-09-13 23:00 | 0
2016-09-14 | 0
2016-09-14 01:00 | 0
2016-09-14 02:00 | 0
2016-09-14 03:00 | 0
2016-09-14 04:00 | 0
2016-09-14 05:00 | 0
2016-09-14 06:00 | 0
2016-09-14 07:00 | 0.001
2016-09-14 08:00 | 0.007
2016-09-14 09:00 | 0.019
2016-09-14 10:00 | 0.032
2016-09-14 11:00 | 0.043
2016-09-14 12:00 | 0.074
2016-09-14 13:00 | 0.088
2016-09-14 14:00 | 0.126
2016-09-14 15:00 | 0.107
2016-09-14 16:00 | 0.092
2016-09-14 17:00 | 0.061
2016-09-14 18:00 | 0.008
2016-09-14 19:00 | 0
2016-09-14 20:00 | 0
2016-09-14 21:00 | 0
2016-09-14 22:00 | 0
2016-09-14 23:00 | 0
2016-09-15 | 0
2016-09-15 01:00 | 0
2016-09-15 02:00 | 0
2016-09-15 03:00 | 0
2016-09-15 04:00 | 0
2016-09-15 05:00 | 0
2016-09-15 06:00 | 0
2016-09-15 07:00 | 0.001
2016-09-15 08:00 | 0.01
2016-09-15 09:00 | 0.029
2016-09-15 10:00 | 0.047
2016-09-15 11:00 | 0.064
2016-09-15 12:00 | 0.099
2016-09-15 13:00 | 0.11
2016-09-15 14:00 | 0.104
2016-09-15 15:00 | 0.093
2016-09-15 16:00 | 0.069
2016-09-15 17:00 | 0.043
2016-09-15 18:00 | 0.011
2016-09-15 19:00 | 0
2016-09-15 20:00 | 0
2016-09-15 21:00 | 0
2016-09-15 22:00 | 0
2016-09-15 23:00 | 0
2016-09-16 | 0
2016-09-16 01:00 | 0
2016-09-16 02:00 | 0
2016-09-16 03:00 | 0
2016-09-16 04:00 | 0
2016-09-16 05:00 | 0
2016-09-16 06:00 | 0
2016-09-16 07:00 | 0.002
2016-09-16 08:00 | 0.017
2016-09-16 09:00 | 0.054
2016-09-16 10:00 | 0.097
2016-09-16 11:00 | 0.109
2016-09-16 12:00 | 0.113
2016-09-16 13:00 | 0.115
2016-09-16 14:00 | 0.099
2016-09-16 15:00 | 0.086
2016-09-16 16:00 | 0.066
2016-09-16 17:00 | 0.039
2016-09-16 18:00 | 0.01
2016-09-16 19:00 | 0
2016-09-16 20:00 | 0
2016-09-16 21:00 | 0
2016-09-16 22:00 | 0
2016-09-16 23:00 | 0
2016-09-17 | 0
2016-09-17 01:00 | 0
2016-09-17 02:00 | 0
2016-09-17 03:00 | 0
2016-09-17 04:00 | 0
2016-09-17 05:00 | 0
2016-09-17 06:00 | 0
2016-09-17 07:00 | 0.003
2016-09-17 08:00 | 0.027
2016-09-17 09:00 | 0.06
2016-09-17 10:00 | 0.08
2016-09-17 11:00 | 0.108
2016-09-17 12:00 | 0.119
2016-09-17 13:00 | 0.114
2016-09-17 14:00 | 0.11
2016-09-17 15:00 | 0.088
2016-09-17 16:00 | 0.063
2016-09-17 17:00 | 0.036
2016-09-17 18:00 | 0.01
2016-09-17 19:00 | 0
2016-09-17 20:00 | 0
2016-09-17 21:00 | 0
2016-09-17 22:00 | 0
2016-09-17 23:00 | 0
2016-09-18 | 0
2016-09-18 01:00 | 0
2016-09-18 02:00 | 0
2016-09-18 03:00 | 0
2016-09-18 04:00 | 0
2016-09-18 05:00 | 0
2016-09-18 06:00 | 0
2016-09-18 07:00 | 0.004
2016-09-18 08:00 | 0.028
2016-09-18 09:00 | 0.07
2016-09-18 10:00 | 0.105
2016-09-18 11:00 | 0.115
2016-09-18 12:00 | 0.096
2016-09-18 13:00 | 0.103
2016-09-18 14:00 | 0.096
2016-09-18 15:00 | 0.076
2016-09-18 16:00 | 0.072
2016-09-18 17:00 | 0.032
2016-09-18 18:00 | 0.01
2016-09-18 19:00 | 0
2016-09-18 20:00 | 0
2016-09-18 21:00 | 0
2016-09-18 22:00 | 0
2016-09-18 23:00 | 0
2016-09-19 | 0
2016-09-19 01:00 | 0
2016-09-19 02:00 | 0
2016-09-19 03:00 | 0
2016-09-19 04:00 | 0
2016-09-19 05:00 | 0
2016-09-19 06:00 | 0
2016-09-19 07:00 | 0.003
2016-09-19 08:00 | 0.019
2016-09-19 09:00 | 0.032
2016-09-19 10:00 | 0.059
2016-09-19 11:00 | 0.071
2016-09-19 12:00 | 0.074
2016-09-19 13:00 | 0.075
2016-09-19 14:00 | 0.051
2016-09-19 15:00 | 0.024
2016-09-19 16:00 | 0.023
2016-09-19 17:00 | 0.015
2016-09-19 18:00 | 0.004
2016-09-19 19:00 | 0
2016-09-19 20:00 | 0
2016-09-19 21:00 | 0
2016-09-19 22:00 | 0
2016-09-19 23:00 | 0
2016-09-20 | 0
2016-09-20 01:00 | 0
2016-09-20 02:00 | 0
2016-09-20 03:00 | 0
2016-09-20 04:00 | 0
2016-09-20 05:00 | 0
2016-09-20 06:00 | 0
2016-09-20 07:00 | 0.005
2016-09-20 08:00 | 0.05
2016-09-20 09:00 | 0.096
2016-09-20 10:00 | 0.138
2016-09-20 11:00 | 0.16
2016-09-20 12:00 | 0.174
2016-09-20 13:00 | 0.168
2016-09-20 14:00 | 0.162
2016-09-20 15:00 | 0.144
2016-09-20 16:00 | 0.115
2016-09-20 17:00 | 0.069
2016-09-20 18:00 | 0.014
2016-09-20 19:00 | 0
2016-09-20 20:00 | 0
2016-09-20 21:00 | 0
2016-09-20 22:00 | 0
2016-09-20 23:00 | 0
2016-09-21 | 0
2016-09-21 01:00 | 0
2016-09-21 02:00 | 0
2016-09-21 03:00 | 0
2016-09-21 04:00 | 0
2016-09-21 05:00 | 0
2016-09-21 06:00 | 0
2016-09-21 07:00 | 0.006
2016-09-21 08:00 | 0.049
2016-09-21 09:00 | 0.089
2016-09-21 10:00 | 0.126
2016-09-21 11:00 | 0.149
2016-09-21 12:00 | 0.161
2016-09-21 13:00 | 0.165
2016-09-21 14:00 | 0.154
2016-09-21 15:00 | 0.129
2016-09-21 16:00 | 0.094
2016-09-21 17:00 | 0.055
2016-09-21 18:00 | 0.016
2016-09-21 19:00 | 0
2016-09-21 20:00 | 0
2016-09-21 21:00 | 0
2016-09-21 22:00 | 0
2016-09-21 23:00 | 0
2016-09-22 | 0
2016-09-22 01:00 | 0
2016-09-22 02:00 | 0
2016-09-22 03:00 | 0
2016-09-22 04:00 | 0
2016-09-22 05:00 | 0
2016-09-22 06:00 | 0
2016-09-22 07:00 | 0.007
2016-09-22 08:00 | 0.053
2016-09-22 09:00 | 0.081
2016-09-22 10:00 | 0.117
2016-09-22 11:00 | 0.151
2016-09-22 12:00 | 0.166
2016-09-22 13:00 | 0.125
2016-09-22 14:00 | 0.1
2016-09-22 15:00 | 0.093
2016-09-22 16:00 | 0.074
2016-09-22 17:00 | 0.047
2016-09-22 18:00 | 0.01
2016-09-22 19:00 | 0
2016-09-22 20:00 | 0
2016-09-22 21:00 | 0
2016-09-22 22:00 | 0
2016-09-22 23:00 | 0
2016-09-23 | 0
2016-09-23 01:00 | 0
2016-09-23 02:00 | 0
2016-09-23 03:00 | 0
2016-09-23 04:00 | 0
2016-09-23 05:00 | 0
2016-09-23 06:00 | 0
2016-09-23 07:00 | 0.004
2016-09-23 08:00 | 0.022
2016-09-23 09:00 | 0.054
2016-09-23 10:00 | 0.079
2016-09-23 11:00 | 0.081
2016-09-23 12:00 | 0.117
2016-09-23 13:00 | 0.131
2016-09-23 14:00 | 0.116
2016-09-23 15:00 | 0.088
2016-09-23 16:00 | 0.037
2016-09-23 17:00 | 0.015
2016-09-23 18:00 | 0.002
2016-09-23 19:00 | 0
2016-09-23 20:00 | 0
2016-09-23 21:00 | 0
2016-09-23 22:00 | 0
2016-09-23 23:00 | 0
2016-09-24 | 0
2016-09-24 01:00 | 0
2016-09-24 02:00 | 0
2016-09-24 03:00 | 0
2016-09-24 04:00 | 0
2016-09-24 05:00 | 0
2016-09-24 06:00 | 0
2016-09-24 07:00 | 0.005
2016-09-24 08:00 | 0.023
2016-09-24 09:00 | 0.062
2016-09-24 10:00 | 0.09
2016-09-24 11:00 | 0.096
2016-09-24 12:00 | 0.091
2016-09-24 13:00 | 0.1
2016-09-24 14:00 | 0.082
2016-09-24 15:00 | 0.065
2016-09-24 16:00 | 0.044
2016-09-24 17:00 | 0.026
2016-09-24 18:00 | 0.006
2016-09-24 19:00 | 0
2016-09-24 20:00 | 0
2016-09-24 21:00 | 0
2016-09-24 22:00 | 0
2016-09-24 23:00 | 0
2016-09-25 | 0
2016-09-25 01:00 | 0
2016-09-25 02:00 | 0
2016-09-25 03:00 | 0
2016-09-25 04:00 | 0
2016-09-25 05:00 | 0
2016-09-25 06:00 | 0
2016-09-25 07:00 | 0.003
2016-09-25 08:00 | 0.036
2016-09-25 09:00 | 0.065
2016-09-25 10:00 | 0.085
2016-09-25 11:00 | 0.095
2016-09-25 12:00 | 0.11
2016-09-25 13:00 | 0.111
2016-09-25 14:00 | 0.114
2016-09-25 15:00 | 0.103
2016-09-25 16:00 | 0.073
2016-09-25 17:00 | 0.043
2016-09-25 18:00 | 0.01
2016-09-25 19:00 | 0
2016-09-25 20:00 | 0
2016-09-25 21:00 | 0
2016-09-25 22:00 | 0
2016-09-25 23:00 | 0
2016-09-26 | 0
2016-09-26 01:00 | 0
2016-09-26 02:00 | 0
2016-09-26 03:00 | 0
2016-09-26 04:00 | 0
2016-09-26 05:00 | 0
2016-09-26 06:00 | 0
2016-09-26 07:00 | 0.006
2016-09-26 08:00 | 0.056
2016-09-26 09:00 | 0.082
2016-09-26 10:00 | 0.111
2016-09-26 11:00 | 0.14
2016-09-26 12:00 | 0.167
2016-09-26 13:00 | 0.173
2016-09-26 14:00 | 0.17
2016-09-26 15:00 | 0.149
2016-09-26 16:00 | 0.12
2016-09-26 17:00 | 0.076
2016-09-26 18:00 | 0.015
2016-09-26 19:00 | 0
2016-09-26 20:00 | 0
2016-09-26 21:00 | 0
2016-09-26 22:00 | 0
2016-09-26 23:00 | 0
2016-09-27 | 0
2016-09-27 01:00 | 0
2016-09-27 02:00 | 0
2016-09-27 03:00 | 0
2016-09-27 04:00 | 0
2016-09-27 05:00 | 0
2016-09-27 06:00 | 0
2016-09-27 07:00 | 0.006
2016-09-27 08:00 | 0.058
2016-09-27 09:00 | 0.108
2016-09-27 10:00 | 0.144
2016-09-27 11:00 | 0.159
2016-09-27 12:00 | 0.172
2016-09-27 13:00 | 0.17
2016-09-27 14:00 | 0.154
2016-09-27 15:00 | 0.137
2016-09-27 16:00 | 0.111
2016-09-27 17:00 | 0.071
2016-09-27 18:00 | 0.016
2016-09-27 19:00 | 0
2016-09-27 20:00 | 0
2016-09-27 21:00 | 0
2016-09-27 22:00 | 0
2016-09-27 23:00 | 0
2016-09-28 | 0
2016-09-28 01:00 | 0
2016-09-28 02:00 | 0
2016-09-28 03:00 | 0
2016-09-28 04:00 | 0
2016-09-28 05:00 | 0
2016-09-28 06:00 | 0
2016-09-28 07:00 | 0.01
2016-09-28 08:00 | 0.051
2016-09-28 09:00 | 0.101
2016-09-28 10:00 | 0.133
2016-09-28 11:00 | 0.149
2016-09-28 12:00 | 0.158
2016-09-28 13:00 | 0.145
2016-09-28 14:00 | 0.155
2016-09-28 15:00 | 0.136
2016-09-28 16:00 | 0.099
2016-09-28 17:00 | 0.071
2016-09-28 18:00 | 0.017
2016-09-28 19:00 | 0
2016-09-28 20:00 | 0
2016-09-28 21:00 | 0
2016-09-28 22:00 | 0
2016-09-28 23:00 | 0
2016-09-29 | 0
2016-09-29 01:00 | 0
2016-09-29 02:00 | 0
2016-09-29 03:00 | 0
2016-09-29 04:00 | 0
2016-09-29 05:00 | 0
2016-09-29 06:00 | 0
2016-09-29 07:00 | 0.005
2016-09-29 08:00 | 0.033
2016-09-29 09:00 | 0.094
2016-09-29 10:00 | 0.137
2016-09-29 11:00 | 0.156
2016-09-29 12:00 | 0.16
2016-09-29 13:00 | 0.132
2016-09-29 14:00 | 0.142
2016-09-29 15:00 | 0.131
2016-09-29 16:00 | 0.105
2016-09-29 17:00 | 0.057
2016-09-29 18:00 | 0.012
2016-09-29 19:00 | 0
2016-09-29 20:00 | 0
2016-09-29 21:00 | 0
2016-09-29 22:00 | 0
2016-09-29 23:00 | 0
2016-09-30 | 0
2016-09-30 01:00 | 0
2016-09-30 02:00 | 0
2016-09-30 03:00 | 0
2016-09-30 04:00 | 0
2016-09-30 05:00 | 0
2016-09-30 06:00 | 0
2016-09-30 07:00 | 0.006
2016-09-30 08:00 | 0.031
2016-09-30 09:00 | 0.068
2016-09-30 10:00 | 0.105
2016-09-30 11:00 | 0.126
2016-09-30 12:00 | 0.153
2016-09-30 13:00 | 0.138
2016-09-30 14:00 | 0.12
2016-09-30 15:00 | 0.087
2016-09-30 16:00 | 0.061
2016-09-30 17:00 | 0.045
2016-09-30 18:00 | 0.007
2016-09-30 19:00 | 0
2016-09-30 20:00 | 0
2016-09-30 21:00 | 0
2016-09-30 22:00 | 0
2016-09-30 23:00 | 0
2016-10-01 | 0
2016-10-01 01:00 | 0
2016-10-01 02:00 | 0
2016-10-01 03:00 | 0
2016-10-01 04:00 | 0
2016-10-01 05:00 | 0
2016-10-01 06:00 | 0
2016-10-01 07:00 | 0.003
2016-10-01 08:00 | 0.017
2016-10-01 09:00 | 0.048
2016-10-01 10:00 | 0.074
2016-10-01 11:00 | 0.075
2016-10-01 12:00 | 0.111
2016-10-01 13:00 | 0.089
2016-10-01 14:00 | 0.122
2016-10-01 15:00 | 0.087
2016-10-01 16:00 | 0.057
2016-10-01 17:00 | 0.061
2016-10-01 18:00 | 0.014
2016-10-01 19:00 | 0
2016-10-01 20:00 | 0
2016-10-01 21:00 | 0
2016-10-01 22:00 | 0
2016-10-01 23:00 | 0
2016-10-02 | 0
2016-10-02 01:00 | 0
2016-10-02 02:00 | 0
2016-10-02 03:00 | 0
2016-10-02 04:00 | 0
2016-10-02 05:00 | 0
2016-10-02 06:00 | 0
2016-10-02 07:00 | 0.01
2016-10-02 08:00 | 0.045
2016-10-02 09:00 | 0.096
2016-10-02 10:00 | 0.125
2016-10-02 11:00 | 0.15
2016-10-02 12:00 | 0.155
2016-10-02 13:00 | 0.151
2016-10-02 14:00 | 0.123
2016-10-02 15:00 | 0.112
2016-10-02 16:00 | 0.091
2016-10-02 17:00 | 0.053
2016-10-02 18:00 | 0.016
2016-10-02 19:00 | 0
2016-10-02 20:00 | 0
2016-10-02 21:00 | 0
2016-10-02 22:00 | 0
2016-10-02 23:00 | 0
2016-10-03 | 0
2016-10-03 01:00 | 0
2016-10-03 02:00 | 0
2016-10-03 03:00 | 0
2016-10-03 04:00 | 0
2016-10-03 05:00 | 0
2016-10-03 06:00 | 0
2016-10-03 07:00 | 0.008
2016-10-03 08:00 | 0.056
2016-10-03 09:00 | 0.089
2016-10-03 10:00 | 0.134
2016-10-03 11:00 | 0.142
2016-10-03 12:00 | 0.142
2016-10-03 13:00 | 0.116
2016-10-03 14:00 | 0.113
2016-10-03 15:00 | 0.134
2016-10-03 16:00 | 0.083
2016-10-03 17:00 | 0.031
2016-10-03 18:00 | 0.01
2016-10-03 19:00 | 0
2016-10-03 20:00 | 0
2016-10-03 21:00 | 0
2016-10-03 22:00 | 0
2016-10-03 23:00 | 0
2016-10-04 | 0
2016-10-04 01:00 | 0
2016-10-04 02:00 | 0
2016-10-04 03:00 | 0
2016-10-04 04:00 | 0
2016-10-04 05:00 | 0
2016-10-04 06:00 | 0
2016-10-04 07:00 | 0.004
2016-10-04 08:00 | 0.025
2016-10-04 09:00 | 0.048
2016-10-04 10:00 | 0.044
2016-10-04 11:00 | 0.061
2016-10-04 12:00 | 0.062
2016-10-04 13:00 | 0.052
2016-10-04 14:00 | 0.048
2016-10-04 15:00 | 0.056
2016-10-04 16:00 | 0.037
2016-10-04 17:00 | 0.019
2016-10-04 18:00 | 0.005
2016-10-04 19:00 | 0
2016-10-04 20:00 | 0
2016-10-04 21:00 | 0
2016-10-04 22:00 | 0
2016-10-04 23:00 | 0
2016-10-05 | 0
2016-10-05 01:00 | 0
2016-10-05 02:00 | 0
2016-10-05 03:00 | 0
2016-10-05 04:00 | 0
2016-10-05 05:00 | 0
2016-10-05 06:00 | 0
2016-10-05 07:00 | 0.006
2016-10-05 08:00 | 0.033
2016-10-05 09:00 | 0.091
2016-10-05 10:00 | 0.091
2016-10-05 11:00 | 0.134
2016-10-05 12:00 | 0.148
2016-10-05 13:00 | 0.106
2016-10-05 14:00 | 0.106
2016-10-05 15:00 | 0.109
2016-10-05 16:00 | 0.102
2016-10-05 17:00 | 0.039
2016-10-05 18:00 | 0.012
2016-10-05 19:00 | 0
2016-10-05 20:00 | 0
2016-10-05 21:00 | 0
2016-10-05 22:00 | 0
2016-10-05 23:00 | 0
2016-10-06 | 0
2016-10-06 01:00 | 0
2016-10-06 02:00 | 0
2016-10-06 03:00 | 0
2016-10-06 04:00 | 0
2016-10-06 05:00 | 0
2016-10-06 06:00 | 0
2016-10-06 07:00 | 0.008
2016-10-06 08:00 | 0.042
2016-10-06 09:00 | 0.08
2016-10-06 10:00 | 0.136
2016-10-06 11:00 | 0.152
2016-10-06 12:00 | 0.151
2016-10-06 13:00 | 0.149
2016-10-06 14:00 | 0.133
2016-10-06 15:00 | 0.108
2016-10-06 16:00 | 0.079
2016-10-06 17:00 | 0.048
2016-10-06 18:00 | 0.008
2016-10-06 19:00 | 0
2016-10-06 20:00 | 0
2016-10-06 21:00 | 0
2016-10-06 22:00 | 0
2016-10-06 23:00 | 0
2016-10-07 | 0
2016-10-07 01:00 | 0
2016-10-07 02:00 | 0
2016-10-07 03:00 | 0
2016-10-07 04:00 | 0
2016-10-07 05:00 | 0
2016-10-07 06:00 | 0
2016-10-07 07:00 | 0.01
2016-10-07 08:00 | 0.064
2016-10-07 09:00 | 0.114
2016-10-07 10:00 | 0.149
2016-10-07 11:00 | 0.169
2016-10-07 12:00 | 0.171
2016-10-07 13:00 | 0.159
2016-10-07 14:00 | 0.158
2016-10-07 15:00 | 0.122
2016-10-07 16:00 | 0.085
2016-10-07 17:00 | 0.05
2016-10-07 18:00 | 0.011
2016-10-07 19:00 | 0
2016-10-07 20:00 | 0
2016-10-07 21:00 | 0
2016-10-07 22:00 | 0
2016-10-07 23:00 | 0
2016-10-08 | 0
2016-10-08 01:00 | 0
2016-10-08 02:00 | 0
2016-10-08 03:00 | 0
2016-10-08 04:00 | 0
2016-10-08 05:00 | 0
2016-10-08 06:00 | 0
2016-10-08 07:00 | 0.012
2016-10-08 08:00 | 0.053
2016-10-08 09:00 | 0.095
2016-10-08 10:00 | 0.113
2016-10-08 11:00 | 0.156
2016-10-08 12:00 | 0.176
2016-10-08 13:00 | 0.16
2016-10-08 14:00 | 0.142
2016-10-08 15:00 | 0.132
2016-10-08 16:00 | 0.116
2016-10-08 17:00 | 0.06
2016-10-08 18:00 | 0.01
2016-10-08 19:00 | 0
2016-10-08 20:00 | 0
2016-10-08 21:00 | 0
2016-10-08 22:00 | 0
2016-10-08 23:00 | 0
2016-10-09 | 0
2016-10-09 01:00 | 0
2016-10-09 02:00 | 0
2016-10-09 03:00 | 0
2016-10-09 04:00 | 0
2016-10-09 05:00 | 0
2016-10-09 06:00 | 0
2016-10-09 07:00 | 0.009
2016-10-09 08:00 | 0.047
2016-10-09 09:00 | 0.079
2016-10-09 10:00 | 0.108
2016-10-09 11:00 | 0.128
2016-10-09 12:00 | 0.165
2016-10-09 13:00 | 0.175
2016-10-09 14:00 | 0.147
2016-10-09 15:00 | 0.115
2016-10-09 16:00 | 0.074
2016-10-09 17:00 | 0.037
2016-10-09 18:00 | 0.013
2016-10-09 19:00 | 0
2016-10-09 20:00 | 0
2016-10-09 21:00 | 0
2016-10-09 22:00 | 0
2016-10-09 23:00 | 0
2016-10-10 | 0
2016-10-10 01:00 | 0
2016-10-10 02:00 | 0
2016-10-10 03:00 | 0
2016-10-10 04:00 | 0
2016-10-10 05:00 | 0
2016-10-10 06:00 | 0
2016-10-10 07:00 | 0.006
2016-10-10 08:00 | 0.048
2016-10-10 09:00 | 0.09
2016-10-10 10:00 | 0.138
2016-10-10 11:00 | 0.157
2016-10-10 12:00 | 0.165
2016-10-10 13:00 | 0.164
2016-10-10 14:00 | 0.136
2016-10-10 15:00 | 0.055
2016-10-10 16:00 | 0.039
2016-10-10 17:00 | 0.041
2016-10-10 18:00 | 0.012
2016-10-10 19:00 | 0
2016-10-10 20:00 | 0
2016-10-10 21:00 | 0
2016-10-10 22:00 | 0
2016-10-10 23:00 | 0
2016-10-11 | 0
2016-10-11 01:00 | 0
2016-10-11 02:00 | 0
2016-10-11 03:00 | 0
2016-10-11 04:00 | 0
2016-10-11 05:00 | 0
2016-10-11 06:00 | 0
2016-10-11 07:00 | 0.008
2016-10-11 08:00 | 0.038
2016-10-11 09:00 | 0.075
2016-10-11 10:00 | 0.126
2016-10-11 11:00 | 0.153
2016-10-11 12:00 | 0.148
2016-10-11 13:00 | 0.124
2016-10-11 14:00 | 0.12
2016-10-11 15:00 | 0.112
2016-10-11 16:00 | 0.088
2016-10-11 17:00 | 0.042
2016-10-11 18:00 | 0.012
2016-10-11 19:00 | 0
2016-10-11 20:00 | 0
2016-10-11 21:00 | 0
2016-10-11 22:00 | 0
2016-10-11 23:00 | 0
2016-10-12 | 0
2016-10-12 01:00 | 0
2016-10-12 02:00 | 0
2016-10-12 03:00 | 0
2016-10-12 04:00 | 0
2016-10-12 05:00 | 0
2016-10-12 06:00 | 0
2016-10-12 07:00 | 0.011
2016-10-12 08:00 | 0.058
2016-10-12 09:00 | 0.105
2016-10-12 10:00 | 0.144
2016-10-12 11:00 | 0.159
2016-10-12 12:00 | 0.157
2016-10-12 13:00 | 0.162
2016-10-12 14:00 | 0.14
2016-10-12 15:00 | 0.112
2016-10-12 16:00 | 0.109
2016-10-12 17:00 | 0.059
2016-10-12 18:00 | 0.01
2016-10-12 19:00 | 0
2016-10-12 20:00 | 0
2016-10-12 21:00 | 0
2016-10-12 22:00 | 0
2016-10-12 23:00 | 0
2016-10-13 | 0
2016-10-13 01:00 | 0
2016-10-13 02:00 | 0
2016-10-13 03:00 | 0
2016-10-13 04:00 | 0
2016-10-13 05:00 | 0
2016-10-13 06:00 | 0
2016-10-13 07:00 | 0.015
2016-10-13 08:00 | 0.064
2016-10-13 09:00 | 0.104
2016-10-13 10:00 | 0.111
2016-10-13 11:00 | 0.159
2016-10-13 12:00 | 0.156
2016-10-13 13:00 | 0.171
2016-10-13 14:00 | 0.162
2016-10-13 15:00 | 0.146
2016-10-13 16:00 | 0.104
2016-10-13 17:00 | 0.065
2016-10-13 18:00 | 0.011
2016-10-13 19:00 | 0
2016-10-13 20:00 | 0
2016-10-13 21:00 | 0
2016-10-13 22:00 | 0
2016-10-13 23:00 | 0
2016-10-14 | 0
2016-10-14 01:00 | 0
2016-10-14 02:00 | 0
2016-10-14 03:00 | 0
2016-10-14 04:00 | 0
2016-10-14 05:00 | 0
2016-10-14 06:00 | 0
2016-10-14 07:00 | 0.016
2016-10-14 08:00 | 0.038
2016-10-14 09:00 | 0.061
2016-10-14 10:00 | 0.095
2016-10-14 11:00 | 0.079
2016-10-14 12:00 | 0.1
2016-10-14 13:00 | 0.115
2016-10-14 14:00 | 0.141
2016-10-14 15:00 | 0.133
2016-10-14 16:00 | 0.119
2016-10-14 17:00 | 0.057
2016-10-14 18:00 | 0.01
2016-10-14 19:00 | 0
2016-10-14 20:00 | 0
2016-10-14 21:00 | 0
2016-10-14 22:00 | 0
2016-10-14 23:00 | 0
2016-10-15 | 0
2016-10-15 01:00 | 0
2016-10-15 02:00 | 0
2016-10-15 03:00 | 0
2016-10-15 04:00 | 0
2016-10-15 05:00 | 0
2016-10-15 06:00 | 0
2016-10-15 07:00 | 0.007
2016-10-15 08:00 | 0.033
2016-10-15 09:00 | 0.081
2016-10-15 10:00 | 0.132
2016-10-15 11:00 | 0.167
2016-10-15 12:00 | 0.176
2016-10-15 13:00 | 0.176
2016-10-15 14:00 | 0.13
2016-10-15 15:00 | 0.104
2016-10-15 16:00 | 0.069
2016-10-15 17:00 | 0.032
2016-10-15 18:00 | 0.015
2016-10-15 19:00 | 0.001
2016-10-15 20:00 | 0
2016-10-15 21:00 | 0
2016-10-15 22:00 | 0
2016-10-15 23:00 | 0
2016-10-16 | 0
2016-10-16 01:00 | 0
2016-10-16 02:00 | 0
2016-10-16 03:00 | 0
2016-10-16 04:00 | 0
2016-10-16 05:00 | 0
2016-10-16 06:00 | 0
2016-10-16 07:00 | 0.01
2016-10-16 08:00 | 0.036
2016-10-16 09:00 | 0.071
2016-10-16 10:00 | 0.104
2016-10-16 11:00 | 0.137
2016-10-16 12:00 | 0.146
2016-10-16 13:00 | 0.155
2016-10-16 14:00 | 0.142
2016-10-16 15:00 | 0.089
2016-10-16 16:00 | 0.063
2016-10-16 17:00 | 0.037
2016-10-16 18:00 | 0.011
2016-10-16 19:00 | 0
2016-10-16 20:00 | 0
2016-10-16 21:00 | 0
2016-10-16 22:00 | 0
2016-10-16 23:00 | 0
2016-10-17 | 0
2016-10-17 01:00 | 0
2016-10-17 02:00 | 0
2016-10-17 03:00 | 0
2016-10-17 04:00 | 0
2016-10-17 05:00 | 0
2016-10-17 06:00 | 0
2016-10-17 07:00 | 0.008
2016-10-17 08:00 | 0.024
2016-10-17 09:00 | 0.046
2016-10-17 10:00 | 0.06
2016-10-17 11:00 | 0.075
2016-10-17 12:00 | 0.1
2016-10-17 13:00 | 0.093
2016-10-17 14:00 | 0.077
2016-10-17 15:00 | 0.064
2016-10-17 16:00 | 0.058
2016-10-17 17:00 | 0.041
2016-10-17 18:00 | 0.009
2016-10-17 19:00 | 0
2016-10-17 20:00 | 0
2016-10-17 21:00 | 0
2016-10-17 22:00 | 0
2016-10-17 23:00 | 0
2016-10-18 | 0
2016-10-18 01:00 | 0
2016-10-18 02:00 | 0
2016-10-18 03:00 | 0
2016-10-18 04:00 | 0
2016-10-18 05:00 | 0
2016-10-18 06:00 | 0
2016-10-18 07:00 | 0.007
2016-10-18 08:00 | 0.028
2016-10-18 09:00 | 0.085
2016-10-18 10:00 | 0.126
2016-10-18 11:00 | 0.138
2016-10-18 12:00 | 0.147
2016-10-18 13:00 | 0.125
2016-10-18 14:00 | 0.077
2016-10-18 15:00 | 0.105
2016-10-18 16:00 | 0.11
2016-10-18 17:00 | 0.068
2016-10-18 18:00 | 0.01
2016-10-18 19:00 | 0
2016-10-18 20:00 | 0
2016-10-18 21:00 | 0
2016-10-18 22:00 | 0
2016-10-18 23:00 | 0
2016-10-19 | 0
2016-10-19 01:00 | 0
2016-10-19 02:00 | 0
2016-10-19 03:00 | 0
2016-10-19 04:00 | 0
2016-10-19 05:00 | 0
2016-10-19 06:00 | 0.002
2016-10-19 07:00 | 0.019
2016-10-19 08:00 | 0.063
2016-10-19 09:00 | 0.115
2016-10-19 10:00 | 0.136
2016-10-19 11:00 | 0.168
2016-10-19 12:00 | 0.158
2016-10-19 13:00 | 0.166
2016-10-19 14:00 | 0.154
2016-10-19 15:00 | 0.117
2016-10-19 16:00 | 0.099
2016-10-19 17:00 | 0.053
2016-10-19 18:00 | 0.009
2016-10-19 19:00 | 0
2016-10-19 20:00 | 0
2016-10-19 21:00 | 0
2016-10-19 22:00 | 0
2016-10-19 23:00 | 0
2016-10-20 | 0
2016-10-20 01:00 | 0
2016-10-20 02:00 | 0
2016-10-20 03:00 | 0
2016-10-20 04:00 | 0
2016-10-20 05:00 | 0
2016-10-20 06:00 | 0
2016-10-20 07:00 | 0.011
2016-10-20 08:00 | 0.046
2016-10-20 09:00 | 0.069
2016-10-20 10:00 | 0.089
2016-10-20 11:00 | 0.13
2016-10-20 12:00 | 0.139
2016-10-20 13:00 | 0.127
2016-10-20 14:00 | 0.118
2016-10-20 15:00 | 0.099
2016-10-20 16:00 | 0.075
2016-10-20 17:00 | 0.05
2016-10-20 18:00 | 0.011
2016-10-20 19:00 | 0
2016-10-20 20:00 | 0
2016-10-20 21:00 | 0
2016-10-20 22:00 | 0
2016-10-20 23:00 | 0
2016-10-21 | 0
2016-10-21 01:00 | 0
2016-10-21 02:00 | 0
2016-10-21 03:00 | 0
2016-10-21 04:00 | 0
2016-10-21 05:00 | 0
2016-10-21 06:00 | 0
2016-10-21 07:00 | 0.013
2016-10-21 08:00 | 0.046
2016-10-21 09:00 | 0.073
2016-10-21 10:00 | 0.08
2016-10-21 11:00 | 0.116
2016-10-21 12:00 | 0.078
2016-10-21 13:00 | 0.076
2016-10-21 14:00 | 0.065
2016-10-21 15:00 | 0.075
2016-10-21 16:00 | 0.047
2016-10-21 17:00 | 0.016
2016-10-21 18:00 | 0.006
2016-10-21 19:00 | 0
2016-10-21 20:00 | 0
2016-10-21 21:00 | 0
2016-10-21 22:00 | 0
2016-10-21 23:00 | 0
2016-10-22 | 0
2016-10-22 01:00 | 0
2016-10-22 02:00 | 0
2016-10-22 03:00 | 0
2016-10-22 04:00 | 0
2016-10-22 05:00 | 0
2016-10-22 06:00 | 0
2016-10-22 07:00 | 0.012
2016-10-22 08:00 | 0.039
2016-10-22 09:00 | 0.093
2016-10-22 10:00 | 0.135
2016-10-22 11:00 | 0.163
2016-10-22 12:00 | 0.174
2016-10-22 13:00 | 0.169
2016-10-22 14:00 | 0.166
2016-10-22 15:00 | 0.15
2016-10-22 16:00 | 0.115
2016-10-22 17:00 | 0.076
2016-10-22 18:00 | 0.019
2016-10-22 19:00 | 0.001
2016-10-22 20:00 | 0
2016-10-22 21:00 | 0
2016-10-22 22:00 | 0
2016-10-22 23:00 | 0
2016-10-23 | 0
2016-10-23 01:00 | 0
2016-10-23 02:00 | 0
2016-10-23 03:00 | 0
2016-10-23 04:00 | 0
2016-10-23 05:00 | 0
2016-10-23 06:00 | 0.001
2016-10-23 07:00 | 0.019
2016-10-23 08:00 | 0.07
2016-10-23 09:00 | 0.116
2016-10-23 10:00 | 0.15
2016-10-23 11:00 | 0.167
2016-10-23 12:00 | 0.175
2016-10-23 13:00 | 0.16
2016-10-23 14:00 | 0.161
2016-10-23 15:00 | 0.137
2016-10-23 16:00 | 0.099
2016-10-23 17:00 | 0.061
2016-10-23 18:00 | 0.014
2016-10-23 19:00 | 0
2016-10-23 20:00 | 0
2016-10-23 21:00 | 0
2016-10-23 22:00 | 0
2016-10-23 23:00 | 0
2016-10-24 | 0
2016-10-24 01:00 | 0
2016-10-24 02:00 | 0
2016-10-24 03:00 | 0
2016-10-24 04:00 | 0
2016-10-24 05:00 | 0
2016-10-24 06:00 | 0.001
2016-10-24 07:00 | 0.017
2016-10-24 08:00 | 0.066
2016-10-24 09:00 | 0.084
2016-10-24 10:00 | 0.129
2016-10-24 11:00 | 0.149
2016-10-24 12:00 | 0.1
2016-10-24 13:00 | 0.094
2016-10-24 14:00 | 0.087
2016-10-24 15:00 | 0.076
2016-10-24 16:00 | 0.067
2016-10-24 17:00 | 0.051
2016-10-24 18:00 | 0.017
2016-10-24 19:00 | 0.001
2016-10-24 20:00 | 0
2016-10-24 21:00 | 0
2016-10-24 22:00 | 0
2016-10-24 23:00 | 0
2016-10-25 | 0
2016-10-25 01:00 | 0
2016-10-25 02:00 | 0
2016-10-25 03:00 | 0
2016-10-25 04:00 | 0
2016-10-25 05:00 | 0
2016-10-25 06:00 | 0.001
2016-10-25 07:00 | 0.021
2016-10-25 08:00 | 0.054
2016-10-25 09:00 | 0.078
2016-10-25 10:00 | 0.11
2016-10-25 11:00 | 0.146
2016-10-25 12:00 | 0.137
2016-10-25 13:00 | 0.118
2016-10-25 14:00 | 0.073
2016-10-25 15:00 | 0.06
2016-10-25 16:00 | 0.068
2016-10-25 17:00 | 0.04
2016-10-25 18:00 | 0.016
2016-10-25 19:00 | 0
2016-10-25 20:00 | 0
2016-10-25 21:00 | 0
2016-10-25 22:00 | 0
2016-10-25 23:00 | 0
2016-10-26 | 0
2016-10-26 01:00 | 0
2016-10-26 02:00 | 0
2016-10-26 03:00 | 0
2016-10-26 04:00 | 0
2016-10-26 05:00 | 0
2016-10-26 06:00 | 0
2016-10-26 07:00 | 0.009
2016-10-26 08:00 | 0.035
2016-10-26 09:00 | 0.077
2016-10-26 10:00 | 0.097
2016-10-26 11:00 | 0.114
2016-10-26 12:00 | 0.115
2016-10-26 13:00 | 0.08
2016-10-26 14:00 | 0.077
2016-10-26 15:00 | 0.064
2016-10-26 16:00 | 0.037
2016-10-26 17:00 | 0.015
2016-10-26 18:00 | 0.006
2016-10-26 19:00 | 0
2016-10-26 20:00 | 0
2016-10-26 21:00 | 0
2016-10-26 22:00 | 0
2016-10-26 23:00 | 0
2016-10-27 | 0
2016-10-27 01:00 | 0
2016-10-27 02:00 | 0
2016-10-27 03:00 | 0
2016-10-27 04:00 | 0
2016-10-27 05:00 | 0
2016-10-27 06:00 | 0.001
2016-10-27 07:00 | 0.014
2016-10-27 08:00 | 0.046
2016-10-27 09:00 | 0.094
2016-10-27 10:00 | 0.135
2016-10-27 11:00 | 0.157
2016-10-27 12:00 | 0.16
2016-10-27 13:00 | 0.16
2016-10-27 14:00 | 0.138
2016-10-27 15:00 | 0.109
2016-10-27 16:00 | 0.098
2016-10-27 17:00 | 0.076
2016-10-27 18:00 | 0.018
2016-10-27 19:00 | 0.001
2016-10-27 20:00 | 0
2016-10-27 21:00 | 0
2016-10-27 22:00 | 0
2016-10-27 23:00 | 0
2016-10-28 | 0
2016-10-28 01:00 | 0
2016-10-28 02:00 | 0
2016-10-28 03:00 | 0
2016-10-28 04:00 | 0
2016-10-28 05:00 | 0
2016-10-28 06:00 | 0.001
2016-10-28 07:00 | 0.022
2016-10-28 08:00 | 0.071
2016-10-28 09:00 | 0.108
2016-10-28 10:00 | 0.154
2016-10-28 11:00 | 0.157
2016-10-28 12:00 | 0.153
2016-10-28 13:00 | 0.165
2016-10-28 14:00 | 0.161
2016-10-28 15:00 | 0.147
2016-10-28 16:00 | 0.112
2016-10-28 17:00 | 0.059
2016-10-28 18:00 | 0.01
2016-10-28 19:00 | 0.001
2016-10-28 20:00 | 0
2016-10-28 21:00 | 0
2016-10-28 22:00 | 0
2016-10-28 23:00 | 0
2016-10-29 | 0
2016-10-29 01:00 | 0
2016-10-29 02:00 | 0
2016-10-29 03:00 | 0
2016-10-29 04:00 | 0
2016-10-29 05:00 | 0
2016-10-29 06:00 | 0.001
2016-10-29 07:00 | 0.024
2016-10-29 08:00 | 0.074
2016-10-29 09:00 | 0.117
2016-10-29 10:00 | 0.157
2016-10-29 11:00 | 0.168
2016-10-29 12:00 | 0.165
2016-10-29 13:00 | 0.156
2016-10-29 14:00 | 0.156
2016-10-29 15:00 | 0.104
2016-10-29 16:00 | 0.079
2016-10-29 17:00 | 0.057
2016-10-29 18:00 | 0.01
2016-10-29 19:00 | 0.001
2016-10-29 20:00 | 0
2016-10-29 21:00 | 0
2016-10-29 22:00 | 0
2016-10-29 23:00 | 0
2016-10-30 | 0
2016-10-30 01:00 | 0
2016-10-30 02:00 | 0
2016-10-30 03:00 | 0
2016-10-30 04:00 | 0
2016-10-30 05:00 | 0
2016-10-30 06:00 | 0.001
2016-10-30 07:00 | 0.023
2016-10-30 08:00 | 0.07
2016-10-30 09:00 | 0.096
2016-10-30 10:00 | 0.149
2016-10-30 11:00 | 0.166
2016-10-30 12:00 | 0.179
2016-10-30 13:00 | 0.175
2016-10-30 14:00 | 0.164
2016-10-30 15:00 | 0.151
2016-10-30 16:00 | 0.117
2016-10-30 17:00 | 0.075
2016-10-30 18:00 | 0.016
2016-10-30 19:00 | 0.001
2016-10-30 20:00 | 0
2016-10-30 21:00 | 0
2016-10-30 22:00 | 0
2016-10-30 23:00 | 0
2016-10-31 | 0
2016-10-31 01:00 | 0
2016-10-31 02:00 | 0
2016-10-31 03:00 | 0
2016-10-31 04:00 | 0
2016-10-31 05:00 | 0
2016-10-31 06:00 | 0.001
2016-10-31 07:00 | 0.021
2016-10-31 08:00 | 0.048
2016-10-31 09:00 | 0.102
2016-10-31 10:00 | 0.136
2016-10-31 11:00 | 0.17
2016-10-31 12:00 | 0.174
2016-10-31 13:00 | 0.17
2016-10-31 14:00 | 0.155
2016-10-31 15:00 | 0.124
2016-10-31 16:00 | 0.11
2016-10-31 17:00 | 0.056
2016-10-31 18:00 | 0.017
2016-10-31 19:00 | 0.001
2016-10-31 20:00 | 0
2016-10-31 21:00 | 0
2016-10-31 22:00 | 0
2016-10-31 23:00 | 0
2016-11-01 | 0
2016-11-01 01:00 | 0
2016-11-01 02:00 | 0
2016-11-01 03:00 | 0
2016-11-01 04:00 | 0
2016-11-01 05:00 | 0
2016-11-01 06:00 | 0.001
2016-11-01 07:00 | 0.012
2016-11-01 08:00 | 0.052
2016-11-01 09:00 | 0.111
2016-11-01 10:00 | 0.143
2016-11-01 11:00 | 0.142
2016-11-01 12:00 | 0.143
2016-11-01 13:00 | 0.144
2016-11-01 14:00 | 0.129
2016-11-01 15:00 | 0.094
2016-11-01 16:00 | 0.081
2016-11-01 17:00 | 0.051
2016-11-01 18:00 | 0.015
2016-11-01 19:00 | 0.002
2016-11-01 20:00 | 0
2016-11-01 21:00 | 0
2016-11-01 22:00 | 0
2016-11-01 23:00 | 0
2016-11-02 | 0
2016-11-02 01:00 | 0
2016-11-02 02:00 | 0
2016-11-02 03:00 | 0
2016-11-02 04:00 | 0
2016-11-02 05:00 | 0
2016-11-02 06:00 | 0
2016-11-02 07:00 | 0.007
2016-11-02 08:00 | 0.026
2016-11-02 09:00 | 0.063
2016-11-02 10:00 | 0.075
2016-11-02 11:00 | 0.075
2016-11-02 12:00 | 0.097
2016-11-02 13:00 | 0.092
2016-11-02 14:00 | 0.095
2016-11-02 15:00 | 0.11
2016-11-02 16:00 | 0.084
2016-11-02 17:00 | 0.04
2016-11-02 18:00 | 0.019
2016-11-02 19:00 | 0.003
2016-11-02 20:00 | 0
2016-11-02 21:00 | 0
2016-11-02 22:00 | 0
2016-11-02 23:00 | 0
2016-11-03 | 0
2016-11-03 01:00 | 0
2016-11-03 02:00 | 0
2016-11-03 03:00 | 0
2016-11-03 04:00 | 0
2016-11-03 05:00 | 0
2016-11-03 06:00 | 0
2016-11-03 07:00 | 0.01
2016-11-03 08:00 | 0.03
2016-11-03 09:00 | 0.064
2016-11-03 10:00 | 0.121
2016-11-03 11:00 | 0.15
2016-11-03 12:00 | 0.146
2016-11-03 13:00 | 0.147
2016-11-03 14:00 | 0.14
2016-11-03 15:00 | 0.128
2016-11-03 16:00 | 0.091
2016-11-03 17:00 | 0.04
2016-11-03 18:00 | 0.016
2016-11-03 19:00 | 0.001
2016-11-03 20:00 | 0
2016-11-03 21:00 | 0
2016-11-03 22:00 | 0
2016-11-03 23:00 | 0
2016-11-04 | 0
2016-11-04 01:00 | 0
2016-11-04 02:00 | 0
2016-11-04 03:00 | 0
2016-11-04 04:00 | 0
2016-11-04 05:00 | 0
2016-11-04 06:00 | 0.001
2016-11-04 07:00 | 0.017
2016-11-04 08:00 | 0.071
2016-11-04 09:00 | 0.12
2016-11-04 10:00 | 0.152
2016-11-04 11:00 | 0.174
2016-11-04 12:00 | 0.175
2016-11-04 13:00 | 0.178
2016-11-04 14:00 | 0.168
2016-11-04 15:00 | 0.151
2016-11-04 16:00 | 0.111
2016-11-04 17:00 | 0.066
2016-11-04 18:00 | 0.016
2016-11-04 19:00 | 0.001
2016-11-04 20:00 | 0
2016-11-04 21:00 | 0
2016-11-04 22:00 | 0
2016-11-04 23:00 | 0
2016-11-05 | 0
2016-11-05 01:00 | 0
2016-11-05 02:00 | 0
2016-11-05 03:00 | 0
2016-11-05 04:00 | 0
2016-11-05 05:00 | 0
2016-11-05 06:00 | 0.001
2016-11-05 07:00 | 0.028
2016-11-05 08:00 | 0.075
2016-11-05 09:00 | 0.119
2016-11-05 10:00 | 0.152
2016-11-05 11:00 | 0.167
2016-11-05 12:00 | 0.168
2016-11-05 13:00 | 0.169
2016-11-05 14:00 | 0.17
2016-11-05 15:00 | 0.155
2016-11-05 16:00 | 0.116
2016-11-05 17:00 | 0.083
2016-11-05 18:00 | 0.016
2016-11-05 19:00 | 0.001
2016-11-05 20:00 | 0
2016-11-05 21:00 | 0
2016-11-05 22:00 | 0
2016-11-05 23:00 | 0
2016-11-06 | 0
2016-11-06 01:00 | 0
2016-11-06 02:00 | 0
2016-11-06 03:00 | 0
2016-11-06 04:00 | 0
2016-11-06 05:00 | 0
2016-11-06 06:00 | 0.001
2016-11-06 07:00 | 0.034
2016-11-06 08:00 | 0.075
2016-11-06 09:00 | 0.123
2016-11-06 10:00 | 0.15
2016-11-06 11:00 | 0.17
2016-11-06 12:00 | 0.175
2016-11-06 13:00 | 0.169
2016-11-06 14:00 | 0.16
2016-11-06 15:00 | 0.15
2016-11-06 16:00 | 0.119
2016-11-06 17:00 | 0.076
2016-11-06 18:00 | 0.017
2016-11-06 19:00 | 0.001
2016-11-06 20:00 | 0
2016-11-06 21:00 | 0
2016-11-06 22:00 | 0
2016-11-06 23:00 | 0
2016-11-07 | 0
2016-11-07 01:00 | 0
2016-11-07 02:00 | 0
2016-11-07 03:00 | 0
2016-11-07 04:00 | 0
2016-11-07 05:00 | 0
2016-11-07 06:00 | 0.002
2016-11-07 07:00 | 0.032
2016-11-07 08:00 | 0.077
2016-11-07 09:00 | 0.12
2016-11-07 10:00 | 0.152
2016-11-07 11:00 | 0.167
2016-11-07 12:00 | 0.157
2016-11-07 13:00 | 0.162
2016-11-07 14:00 | 0.151
2016-11-07 15:00 | 0.137
2016-11-07 16:00 | 0.098
2016-11-07 17:00 | 0.063
2016-11-07 18:00 | 0.016
2016-11-07 19:00 | 0.001
2016-11-07 20:00 | 0
2016-11-07 21:00 | 0
2016-11-07 22:00 | 0
2016-11-07 23:00 | 0
2016-11-08 | 0
2016-11-08 01:00 | 0
2016-11-08 02:00 | 0
2016-11-08 03:00 | 0
2016-11-08 04:00 | 0
2016-11-08 05:00 | 0
2016-11-08 06:00 | 0.001
2016-11-08 07:00 | 0.028
2016-11-08 08:00 | 0.072
2016-11-08 09:00 | 0.1
2016-11-08 10:00 | 0.12
2016-11-08 11:00 | 0.145
2016-11-08 12:00 | 0.146
2016-11-08 13:00 | 0.16
2016-11-08 14:00 | 0.157
2016-11-08 15:00 | 0.13
2016-11-08 16:00 | 0.096
2016-11-08 17:00 | 0.061
2016-11-08 18:00 | 0.009
2016-11-08 19:00 | 0
2016-11-08 20:00 | 0
2016-11-08 21:00 | 0
2016-11-08 22:00 | 0
2016-11-08 23:00 | 0
2016-11-09 | 0
2016-11-09 01:00 | 0
2016-11-09 02:00 | 0
2016-11-09 03:00 | 0
2016-11-09 04:00 | 0
2016-11-09 05:00 | 0
2016-11-09 06:00 | 0.002
2016-11-09 07:00 | 0.029
2016-11-09 08:00 | 0.069
2016-11-09 09:00 | 0.112
2016-11-09 10:00 | 0.138
2016-11-09 11:00 | 0.154
2016-11-09 12:00 | 0.17
2016-11-09 13:00 | 0.165
2016-11-09 14:00 | 0.15
2016-11-09 15:00 | 0.132
2016-11-09 16:00 | 0.109
2016-11-09 17:00 | 0.05
2016-11-09 18:00 | 0.015
2016-11-09 19:00 | 0.001
2016-11-09 20:00 | 0
2016-11-09 21:00 | 0
2016-11-09 22:00 | 0
2016-11-09 23:00 | 0
2016-11-10 | 0
2016-11-10 01:00 | 0
2016-11-10 02:00 | 0
2016-11-10 03:00 | 0
2016-11-10 04:00 | 0
2016-11-10 05:00 | 0
2016-11-10 06:00 | 0.001
2016-11-10 07:00 | 0.019
2016-11-10 08:00 | 0.06
2016-11-10 09:00 | 0.102
2016-11-10 10:00 | 0.15
2016-11-10 11:00 | 0.164
2016-11-10 12:00 | 0.157
2016-11-10 13:00 | 0.135
2016-11-10 14:00 | 0.128
2016-11-10 15:00 | 0.145
2016-11-10 16:00 | 0.117
2016-11-10 17:00 | 0.063
2016-11-10 18:00 | 0.019
2016-11-10 19:00 | 0.001
2016-11-10 20:00 | 0
2016-11-10 21:00 | 0
2016-11-10 22:00 | 0
2016-11-10 23:00 | 0
2016-11-11 | 0
2016-11-11 01:00 | 0
2016-11-11 02:00 | 0
2016-11-11 03:00 | 0
2016-11-11 04:00 | 0
2016-11-11 05:00 | 0
2016-11-11 06:00 | 0.001
2016-11-11 07:00 | 0.011
2016-11-11 08:00 | 0.026
2016-11-11 09:00 | 0.044
2016-11-11 10:00 | 0.049
2016-11-11 11:00 | 0.068
2016-11-11 12:00 | 0.085
2016-11-11 13:00 | 0.107
2016-11-11 14:00 | 0.058
2016-11-11 15:00 | 0.042
2016-11-11 16:00 | 0.034
2016-11-11 17:00 | 0.022
2016-11-11 18:00 | 0.006
2016-11-11 19:00 | 0
2016-11-11 20:00 | 0
2016-11-11 21:00 | 0
2016-11-11 22:00 | 0
2016-11-11 23:00 | 0
2016-11-12 | 0
2016-11-12 01:00 | 0
2016-11-12 02:00 | 0
2016-11-12 03:00 | 0
2016-11-12 04:00 | 0
2016-11-12 05:00 | 0
2016-11-12 06:00 | 0.001
2016-11-12 07:00 | 0.011
2016-11-12 08:00 | 0.034
2016-11-12 09:00 | 0.063
2016-11-12 10:00 | 0.096
2016-11-12 11:00 | 0.13
2016-11-12 12:00 | 0.162
2016-11-12 13:00 | 0.166
2016-11-12 14:00 | 0.179
2016-11-12 15:00 | 0.152
2016-11-12 16:00 | 0.11
2016-11-12 17:00 | 0.072
2016-11-12 18:00 | 0.017
2016-11-12 19:00 | 0.001
2016-11-12 20:00 | 0
2016-11-12 21:00 | 0
2016-11-12 22:00 | 0
2016-11-12 23:00 | 0
2016-11-13 | 0
2016-11-13 01:00 | 0
2016-11-13 02:00 | 0
2016-11-13 03:00 | 0
2016-11-13 04:00 | 0
2016-11-13 05:00 | 0
2016-11-13 06:00 | 0.001
2016-11-13 07:00 | 0.022
2016-11-13 08:00 | 0.075
2016-11-13 09:00 | 0.116
2016-11-13 10:00 | 0.128
2016-11-13 11:00 | 0.145
2016-11-13 12:00 | 0.156
2016-11-13 13:00 | 0.156
2016-11-13 14:00 | 0.15
2016-11-13 15:00 | 0.136
2016-11-13 16:00 | 0.094
2016-11-13 17:00 | 0.066
2016-11-13 18:00 | 0.017
2016-11-13 19:00 | 0.001
2016-11-13 20:00 | 0
2016-11-13 21:00 | 0
2016-11-13 22:00 | 0
2016-11-13 23:00 | 0
2016-11-14 | 0
2016-11-14 01:00 | 0
2016-11-14 02:00 | 0
2016-11-14 03:00 | 0
2016-11-14 04:00 | 0
2016-11-14 05:00 | 0
2016-11-14 06:00 | 0.002
2016-11-14 07:00 | 0.03
2016-11-14 08:00 | 0.074
2016-11-14 09:00 | 0.119
2016-11-14 10:00 | 0.147
2016-11-14 11:00 | 0.169
2016-11-14 12:00 | 0.178
2016-11-14 13:00 | 0.172
2016-11-14 14:00 | 0.162
2016-11-14 15:00 | 0.134
2016-11-14 16:00 | 0.107
2016-11-14 17:00 | 0.05
2016-11-14 18:00 | 0.014
2016-11-14 19:00 | 0.001
2016-11-14 20:00 | 0
2016-11-14 21:00 | 0
2016-11-14 22:00 | 0
2016-11-14 23:00 | 0
2016-11-15 | 0
2016-11-15 01:00 | 0
2016-11-15 02:00 | 0
2016-11-15 03:00 | 0
2016-11-15 04:00 | 0
2016-11-15 05:00 | 0
2016-11-15 06:00 | 0.002
2016-11-15 07:00 | 0.026
2016-11-15 08:00 | 0.052
2016-11-15 09:00 | 0.086
2016-11-15 10:00 | 0.123
2016-11-15 11:00 | 0.144
2016-11-15 12:00 | 0.166
2016-11-15 13:00 | 0.168
2016-11-15 14:00 | 0.151
2016-11-15 15:00 | 0.144
2016-11-15 16:00 | 0.093
2016-11-15 17:00 | 0.041
2016-11-15 18:00 | 0.02
2016-11-15 19:00 | 0.001
2016-11-15 20:00 | 0
2016-11-15 21:00 | 0
2016-11-15 22:00 | 0
2016-11-15 23:00 | 0
2016-11-16 | 0
2016-11-16 01:00 | 0
2016-11-16 02:00 | 0
2016-11-16 03:00 | 0
2016-11-16 04:00 | 0
2016-11-16 05:00 | 0
2016-11-16 06:00 | 0.002
2016-11-16 07:00 | 0.016
2016-11-16 08:00 | 0.045
2016-11-16 09:00 | 0.088
2016-11-16 10:00 | 0.127
2016-11-16 11:00 | 0.153
2016-11-16 12:00 | 0.17
2016-11-16 13:00 | 0.171
2016-11-16 14:00 | 0.17
2016-11-16 15:00 | 0.145
2016-11-16 16:00 | 0.11
2016-11-16 17:00 | 0.052
2016-11-16 18:00 | 0.015
2016-11-16 19:00 | 0.002
2016-11-16 20:00 | 0
2016-11-16 21:00 | 0
2016-11-16 22:00 | 0
2016-11-16 23:00 | 0
2016-11-17 | 0
2016-11-17 01:00 | 0
2016-11-17 02:00 | 0
2016-11-17 03:00 | 0
2016-11-17 04:00 | 0
2016-11-17 05:00 | 0
2016-11-17 06:00 | 0.001
2016-11-17 07:00 | 0.023
2016-11-17 08:00 | 0.076
2016-11-17 09:00 | 0.085
2016-11-17 10:00 | 0.114
2016-11-17 11:00 | 0.137
2016-11-17 12:00 | 0.13
2016-11-17 13:00 | 0.128
2016-11-17 14:00 | 0.111
2016-11-17 15:00 | 0.102
2016-11-17 16:00 | 0.079
2016-11-17 17:00 | 0.039
2016-11-17 18:00 | 0.017
2016-11-17 19:00 | 0.001
2016-11-17 20:00 | 0
2016-11-17 21:00 | 0
2016-11-17 22:00 | 0
2016-11-17 23:00 | 0
2016-11-18 | 0
2016-11-18 01:00 | 0
2016-11-18 02:00 | 0
2016-11-18 03:00 | 0
2016-11-18 04:00 | 0
2016-11-18 05:00 | 0
2016-11-18 06:00 | 0.002
2016-11-18 07:00 | 0.025
2016-11-18 08:00 | 0.072
2016-11-18 09:00 | 0.113
2016-11-18 10:00 | 0.154
2016-11-18 11:00 | 0.164
2016-11-18 12:00 | 0.178
2016-11-18 13:00 | 0.169
2016-11-18 14:00 | 0.168
2016-11-18 15:00 | 0.154
2016-11-18 16:00 | 0.107
2016-11-18 17:00 | 0.058
2016-11-18 18:00 | 0.016
2016-11-18 19:00 | 0.002
2016-11-18 20:00 | 0
2016-11-18 21:00 | 0
2016-11-18 22:00 | 0
2016-11-18 23:00 | 0
2016-11-19 | 0
2016-11-19 01:00 | 0
2016-11-19 02:00 | 0
2016-11-19 03:00 | 0
2016-11-19 04:00 | 0
2016-11-19 05:00 | 0
2016-11-19 06:00 | 0.002
2016-11-19 07:00 | 0.016
2016-11-19 08:00 | 0.062
2016-11-19 09:00 | 0.12
2016-11-19 10:00 | 0.141
2016-11-19 11:00 | 0.158
2016-11-19 12:00 | 0.161
2016-11-19 13:00 | 0.16
2016-11-19 14:00 | 0.147
2016-11-19 15:00 | 0.108
2016-11-19 16:00 | 0.08
2016-11-19 17:00 | 0.063
2016-11-19 18:00 | 0.017
2016-11-19 19:00 | 0.002
2016-11-19 20:00 | 0
2016-11-19 21:00 | 0
2016-11-19 22:00 | 0
2016-11-19 23:00 | 0
2016-11-20 | 0
2016-11-20 01:00 | 0
2016-11-20 02:00 | 0
2016-11-20 03:00 | 0
2016-11-20 04:00 | 0
2016-11-20 05:00 | 0
2016-11-20 06:00 | 0.001
2016-11-20 07:00 | 0.009
2016-11-20 08:00 | 0.038
2016-11-20 09:00 | 0.073
2016-11-20 10:00 | 0.107
2016-11-20 11:00 | 0.124
2016-11-20 12:00 | 0.134
2016-11-20 13:00 | 0.14
2016-11-20 14:00 | 0.151
2016-11-20 15:00 | 0.123
2016-11-20 16:00 | 0.096
2016-11-20 17:00 | 0.047
2016-11-20 18:00 | 0.017
2016-11-20 19:00 | 0.001
2016-11-20 20:00 | 0
2016-11-20 21:00 | 0
2016-11-20 22:00 | 0
2016-11-20 23:00 | 0
2016-11-21 | 0
2016-11-21 01:00 | 0
2016-11-21 02:00 | 0
2016-11-21 03:00 | 0
2016-11-21 04:00 | 0
2016-11-21 05:00 | 0
2016-11-21 06:00 | 0.001
2016-11-21 07:00 | 0.012
2016-11-21 08:00 | 0.038
2016-11-21 09:00 | 0.066
2016-11-21 10:00 | 0.111
2016-11-21 11:00 | 0.105
2016-11-21 12:00 | 0.129
2016-11-21 13:00 | 0.113
2016-11-21 14:00 | 0.081
2016-11-21 15:00 | 0.087
2016-11-21 16:00 | 0.079
2016-11-21 17:00 | 0.041
2016-11-21 18:00 | 0.018
2016-11-21 19:00 | 0.002
2016-11-21 20:00 | 0
2016-11-21 21:00 | 0
2016-11-21 22:00 | 0
2016-11-21 23:00 | 0
2016-11-22 | 0
2016-11-22 01:00 | 0
2016-11-22 02:00 | 0
2016-11-22 03:00 | 0
2016-11-22 04:00 | 0
2016-11-22 05:00 | 0
2016-11-22 06:00 | 0.002
2016-11-22 07:00 | 0.021
2016-11-22 08:00 | 0.052
2016-11-22 09:00 | 0.073
2016-11-22 10:00 | 0.09
2016-11-22 11:00 | 0.108
2016-11-22 12:00 | 0.107
2016-11-22 13:00 | 0.099
2016-11-22 14:00 | 0.087
2016-11-22 15:00 | 0.061
2016-11-22 16:00 | 0.039
2016-11-22 17:00 | 0.042
2016-11-22 18:00 | 0.012
2016-11-22 19:00 | 0
2016-11-22 20:00 | 0
2016-11-22 21:00 | 0
2016-11-22 22:00 | 0
2016-11-22 23:00 | 0
2016-11-23 | 0
2016-11-23 01:00 | 0
2016-11-23 02:00 | 0
2016-11-23 03:00 | 0
2016-11-23 04:00 | 0
2016-11-23 05:00 | 0
2016-11-23 06:00 | 0
2016-11-23 07:00 | 0.012
2016-11-23 08:00 | 0.028
2016-11-23 09:00 | 0.039
2016-11-23 10:00 | 0.063
2016-11-23 11:00 | 0.104
2016-11-23 12:00 | 0.132
2016-11-23 13:00 | 0.134
2016-11-23 14:00 | 0.123
2016-11-23 15:00 | 0.083
2016-11-23 16:00 | 0.048
2016-11-23 17:00 | 0.049
2016-11-23 18:00 | 0.013
2016-11-23 19:00 | 0.001
2016-11-23 20:00 | 0
2016-11-23 21:00 | 0
2016-11-23 22:00 | 0
2016-11-23 23:00 | 0
2016-11-24 | 0
2016-11-24 01:00 | 0
2016-11-24 02:00 | 0
2016-11-24 03:00 | 0
2016-11-24 04:00 | 0
2016-11-24 05:00 | 0
2016-11-24 06:00 | 0.002
2016-11-24 07:00 | 0.025
2016-11-24 08:00 | 0.068
2016-11-24 09:00 | 0.11
2016-11-24 10:00 | 0.132
2016-11-24 11:00 | 0.155
2016-11-24 12:00 | 0.135
2016-11-24 13:00 | 0.158
2016-11-24 14:00 | 0.133
2016-11-24 15:00 | 0.112
2016-11-24 16:00 | 0.073
2016-11-24 17:00 | 0.049
2016-11-24 18:00 | 0.016
2016-11-24 19:00 | 0.001
2016-11-24 20:00 | 0
2016-11-24 21:00 | 0
2016-11-24 22:00 | 0
2016-11-24 23:00 | 0
2016-11-25 | 0
2016-11-25 01:00 | 0
2016-11-25 02:00 | 0
2016-11-25 03:00 | 0
2016-11-25 04:00 | 0
2016-11-25 05:00 | 0
2016-11-25 06:00 | 0.002
2016-11-25 07:00 | 0.025
2016-11-25 08:00 | 0.071
2016-11-25 09:00 | 0.117
2016-11-25 10:00 | 0.147
2016-11-25 11:00 | 0.172
2016-11-25 12:00 | 0.179
2016-11-25 13:00 | 0.166
2016-11-25 14:00 | 0.149
2016-11-25 15:00 | 0.139
2016-11-25 16:00 | 0.104
2016-11-25 17:00 | 0.061
2016-11-25 18:00 | 0.022
2016-11-25 19:00 | 0.002
2016-11-25 20:00 | 0
2016-11-25 21:00 | 0
2016-11-25 22:00 | 0
2016-11-25 23:00 | 0
2016-11-26 | 0
2016-11-26 01:00 | 0
2016-11-26 02:00 | 0
2016-11-26 03:00 | 0
2016-11-26 04:00 | 0
2016-11-26 05:00 | 0
2016-11-26 06:00 | 0.002
2016-11-26 07:00 | 0.028
2016-11-26 08:00 | 0.065
2016-11-26 09:00 | 0.095
2016-11-26 10:00 | 0.116
2016-11-26 11:00 | 0.139
2016-11-26 12:00 | 0.11
2016-11-26 13:00 | 0.076
2016-11-26 14:00 | 0.135
2016-11-26 15:00 | 0.143
2016-11-26 16:00 | 0.117
2016-11-26 17:00 | 0.075
2016-11-26 18:00 | 0.021
2016-11-26 19:00 | 0.001
2016-11-26 20:00 | 0
2016-11-26 21:00 | 0
2016-11-26 22:00 | 0
2016-11-26 23:00 | 0
2016-11-27 | 0
2016-11-27 01:00 | 0
2016-11-27 02:00 | 0
2016-11-27 03:00 | 0
2016-11-27 04:00 | 0
2016-11-27 05:00 | 0
2016-11-27 06:00 | 0.002
2016-11-27 07:00 | 0.029
2016-11-27 08:00 | 0.071
2016-11-27 09:00 | 0.112
2016-11-27 10:00 | 0.134
2016-11-27 11:00 | 0.156
2016-11-27 12:00 | 0.164
2016-11-27 13:00 | 0.157
2016-11-27 14:00 | 0.141
2016-11-27 15:00 | 0.148
2016-11-27 16:00 | 0.122
2016-11-27 17:00 | 0.07
2016-11-27 18:00 | 0.019
2016-11-27 19:00 | 0.002
2016-11-27 20:00 | 0
2016-11-27 21:00 | 0
2016-11-27 22:00 | 0
2016-11-27 23:00 | 0
2016-11-28 | 0
2016-11-28 01:00 | 0
2016-11-28 02:00 | 0
2016-11-28 03:00 | 0
2016-11-28 04:00 | 0
2016-11-28 05:00 | 0
2016-11-28 06:00 | 0.002
2016-11-28 07:00 | 0.027
2016-11-28 08:00 | 0.049
2016-11-28 09:00 | 0.08
2016-11-28 10:00 | 0.111
2016-11-28 11:00 | 0.123
2016-11-28 12:00 | 0.127
2016-11-28 13:00 | 0.135
2016-11-28 14:00 | 0.119
2016-11-28 15:00 | 0.131
2016-11-28 16:00 | 0.09
2016-11-28 17:00 | 0.05
2016-11-28 18:00 | 0.013
2016-11-28 19:00 | 0.001
2016-11-28 20:00 | 0
2016-11-28 21:00 | 0
2016-11-28 22:00 | 0
2016-11-28 23:00 | 0
2016-11-29 | 0
2016-11-29 01:00 | 0
2016-11-29 02:00 | 0
2016-11-29 03:00 | 0
2016-11-29 04:00 | 0
2016-11-29 05:00 | 0
2016-11-29 06:00 | 0.002
2016-11-29 07:00 | 0.024
2016-11-29 08:00 | 0.05
2016-11-29 09:00 | 0.086
2016-11-29 10:00 | 0.122
2016-11-29 11:00 | 0.136
2016-11-29 12:00 | 0.137
2016-11-29 13:00 | 0.122
2016-11-29 14:00 | 0.107
2016-11-29 15:00 | 0.136
2016-11-29 16:00 | 0.121
2016-11-29 17:00 | 0.077
2016-11-29 18:00 | 0.024
2016-11-29 19:00 | 0.002
2016-11-29 20:00 | 0
2016-11-29 21:00 | 0
2016-11-29 22:00 | 0
2016-11-29 23:00 | 0
2016-11-30 | 0
2016-11-30 01:00 | 0
2016-11-30 02:00 | 0
2016-11-30 03:00 | 0
2016-11-30 04:00 | 0
2016-11-30 05:00 | 0
2016-11-30 06:00 | 0
2016-11-30 07:00 | 0.003
2016-11-30 08:00 | 0.02
2016-11-30 09:00 | 0.045
2016-11-30 10:00 | 0.074
2016-11-30 11:00 | 0.116
2016-11-30 12:00 | 0.123
2016-11-30 13:00 | 0.114
2016-11-30 14:00 | 0.105
2016-11-30 15:00 | 0.109
2016-11-30 16:00 | 0.098
2016-11-30 17:00 | 0.054
2016-11-30 18:00 | 0.024
2016-11-30 19:00 | 0.001
2016-11-30 20:00 | 0
2016-11-30 21:00 | 0
2016-11-30 22:00 | 0
2016-11-30 23:00 | 0
2016-12-01 | 0
2016-12-01 01:00 | 0
2016-12-01 02:00 | 0
2016-12-01 03:00 | 0
2016-12-01 04:00 | 0
2016-12-01 05:00 | 0
2016-12-01 06:00 | 0.002
2016-12-01 07:00 | 0.025
2016-12-01 08:00 | 0.071
2016-12-01 09:00 | 0.115
2016-12-01 10:00 | 0.125
2016-12-01 11:00 | 0.137
2016-12-01 12:00 | 0.154
2016-12-01 13:00 | 0.15
2016-12-01 14:00 | 0.165
2016-12-01 15:00 | 0.146
2016-12-01 16:00 | 0.124
2016-12-01 17:00 | 0.08
2016-12-01 18:00 | 0.026
2016-12-01 19:00 | 0.002
2016-12-01 20:00 | 0
2016-12-01 21:00 | 0
2016-12-01 22:00 | 0
2016-12-01 23:00 | 0
2016-12-02 | 0
2016-12-02 01:00 | 0
2016-12-02 02:00 | 0
2016-12-02 03:00 | 0
2016-12-02 04:00 | 0
2016-12-02 05:00 | 0
2016-12-02 06:00 | 0.003
2016-12-02 07:00 | 0.025
2016-12-02 08:00 | 0.065
2016-12-02 09:00 | 0.108
2016-12-02 10:00 | 0.141
2016-12-02 11:00 | 0.155
2016-12-02 12:00 | 0.154
2016-12-02 13:00 | 0.152
2016-12-02 14:00 | 0.159
2016-12-02 15:00 | 0.148
2016-12-02 16:00 | 0.127
2016-12-02 17:00 | 0.079
2016-12-02 18:00 | 0.027
2016-12-02 19:00 | 0.002
2016-12-02 20:00 | 0
2016-12-02 21:00 | 0
2016-12-02 22:00 | 0
2016-12-02 23:00 | 0
2016-12-03 | 0
2016-12-03 01:00 | 0
2016-12-03 02:00 | 0
2016-12-03 03:00 | 0
2016-12-03 04:00 | 0
2016-12-03 05:00 | 0
2016-12-03 06:00 | 0.002
2016-12-03 07:00 | 0.03
2016-12-03 08:00 | 0.073
2016-12-03 09:00 | 0.113
2016-12-03 10:00 | 0.137
2016-12-03 11:00 | 0.163
2016-12-03 12:00 | 0.169
2016-12-03 13:00 | 0.158
2016-12-03 14:00 | 0.104
2016-12-03 15:00 | 0.074
2016-12-03 16:00 | 0.053
2016-12-03 17:00 | 0.048
2016-12-03 18:00 | 0.024
2016-12-03 19:00 | 0.003
2016-12-03 20:00 | 0
2016-12-03 21:00 | 0
2016-12-03 22:00 | 0
2016-12-03 23:00 | 0
2016-12-04 | 0
2016-12-04 01:00 | 0
2016-12-04 02:00 | 0
2016-12-04 03:00 | 0
2016-12-04 04:00 | 0
2016-12-04 05:00 | 0
2016-12-04 06:00 | 0.001
2016-12-04 07:00 | 0.025
2016-12-04 08:00 | 0.074
2016-12-04 09:00 | 0.115
2016-12-04 10:00 | 0.148
2016-12-04 11:00 | 0.163
2016-12-04 12:00 | 0.136
2016-12-04 13:00 | 0.15
2016-12-04 14:00 | 0.164
2016-12-04 15:00 | 0.101
2016-12-04 16:00 | 0.087
2016-12-04 17:00 | 0.058
2016-12-04 18:00 | 0.025
2016-12-04 19:00 | 0.002
2016-12-04 20:00 | 0
2016-12-04 21:00 | 0
2016-12-04 22:00 | 0
2016-12-04 23:00 | 0
2016-12-05 | 0
2016-12-05 01:00 | 0
2016-12-05 02:00 | 0
2016-12-05 03:00 | 0
2016-12-05 04:00 | 0
2016-12-05 05:00 | 0
2016-12-05 06:00 | 0.002
2016-12-05 07:00 | 0.027
2016-12-05 08:00 | 0.07
2016-12-05 09:00 | 0.111
2016-12-05 10:00 | 0.132
2016-12-05 11:00 | 0.152
2016-12-05 12:00 | 0.153
2016-12-05 13:00 | 0.166
2016-12-05 14:00 | 0.151
2016-12-05 15:00 | 0.112
2016-12-05 16:00 | 0.091
2016-12-05 17:00 | 0.046
2016-12-05 18:00 | 0.016
2016-12-05 19:00 | 0.002
2016-12-05 20:00 | 0
2016-12-05 21:00 | 0
2016-12-05 22:00 | 0
2016-12-05 23:00 | 0
2016-12-06 | 0
2016-12-06 01:00 | 0
2016-12-06 02:00 | 0
2016-12-06 03:00 | 0
2016-12-06 04:00 | 0
2016-12-06 05:00 | 0
2016-12-06 06:00 | 0.001
2016-12-06 07:00 | 0.009
2016-12-06 08:00 | 0.031
2016-12-06 09:00 | 0.08
2016-12-06 10:00 | 0.103
2016-12-06 11:00 | 0.122
2016-12-06 12:00 | 0.152
2016-12-06 13:00 | 0.142
2016-12-06 14:00 | 0.109
2016-12-06 15:00 | 0.115
2016-12-06 16:00 | 0.087
2016-12-06 17:00 | 0.018
2016-12-06 18:00 | 0.001
2016-12-06 19:00 | 0
2016-12-06 20:00 | 0
2016-12-06 21:00 | 0
2016-12-06 22:00 | 0
2016-12-06 23:00 | 0
2016-12-07 | 0
2016-12-07 01:00 | 0
2016-12-07 02:00 | 0
2016-12-07 03:00 | 0
2016-12-07 04:00 | 0
2016-12-07 05:00 | 0
2016-12-07 06:00 | 0.001
2016-12-07 07:00 | 0.012
2016-12-07 08:00 | 0.066
2016-12-07 09:00 | 0.113
2016-12-07 10:00 | 0.138
2016-12-07 11:00 | 0.144
2016-12-07 12:00 | 0.139
2016-12-07 13:00 | 0.163
2016-12-07 14:00 | 0.141
2016-12-07 15:00 | 0.122
2016-12-07 16:00 | 0.094
2016-12-07 17:00 | 0.069
2016-12-07 18:00 | 0.018
2016-12-07 19:00 | 0.003
2016-12-07 20:00 | 0
2016-12-07 21:00 | 0
2016-12-07 22:00 | 0
2016-12-07 23:00 | 0
2016-12-08 | 0
2016-12-08 01:00 | 0
2016-12-08 02:00 | 0
2016-12-08 03:00 | 0
2016-12-08 04:00 | 0
2016-12-08 05:00 | 0
2016-12-08 06:00 | 0.001
2016-12-08 07:00 | 0.024
2016-12-08 08:00 | 0.061
2016-12-08 09:00 | 0.089
2016-12-08 10:00 | 0.111
2016-12-08 11:00 | 0.128
2016-12-08 12:00 | 0.137
2016-12-08 13:00 | 0.14
2016-12-08 14:00 | 0.129
2016-12-08 15:00 | 0.113
2016-12-08 16:00 | 0.1
2016-12-08 17:00 | 0.057
2016-12-08 18:00 | 0.02
2016-12-08 19:00 | 0.001
2016-12-08 20:00 | 0
2016-12-08 21:00 | 0
2016-12-08 22:00 | 0
2016-12-08 23:00 | 0
2016-12-09 | 0
2016-12-09 01:00 | 0
2016-12-09 02:00 | 0
2016-12-09 03:00 | 0
2016-12-09 04:00 | 0
2016-12-09 05:00 | 0
2016-12-09 06:00 | 0.001
2016-12-09 07:00 | 0.02
2016-12-09 08:00 | 0.052
2016-12-09 09:00 | 0.077
2016-12-09 10:00 | 0.089
2016-12-09 11:00 | 0.096
2016-12-09 12:00 | 0.115
2016-12-09 13:00 | 0.106
2016-12-09 14:00 | 0.103
2016-12-09 15:00 | 0.094
2016-12-09 16:00 | 0.034
2016-12-09 17:00 | 0.018
2016-12-09 18:00 | 0.007
2016-12-09 19:00 | 0.001
2016-12-09 20:00 | 0
2016-12-09 21:00 | 0
2016-12-09 22:00 | 0
2016-12-09 23:00 | 0
2016-12-10 | 0
2016-12-10 01:00 | 0
2016-12-10 02:00 | 0
2016-12-10 03:00 | 0
2016-12-10 04:00 | 0
2016-12-10 05:00 | 0
2016-12-10 06:00 | 0
2016-12-10 07:00 | 0.003
2016-12-10 08:00 | 0.011
2016-12-10 09:00 | 0.01
2016-12-10 10:00 | 0.02
2016-12-10 11:00 | 0.015
2016-12-10 12:00 | 0.03
2016-12-10 13:00 | 0.057
2016-12-10 14:00 | 0.069
2016-12-10 15:00 | 0.056
2016-12-10 16:00 | 0.053
2016-12-10 17:00 | 0.041
2016-12-10 18:00 | 0.023
2016-12-10 19:00 | 0.002
2016-12-10 20:00 | 0
2016-12-10 21:00 | 0
2016-12-10 22:00 | 0
2016-12-10 23:00 | 0
2016-12-11 | 0
2016-12-11 01:00 | 0
2016-12-11 02:00 | 0
2016-12-11 03:00 | 0
2016-12-11 04:00 | 0
2016-12-11 05:00 | 0
2016-12-11 06:00 | 0.001
2016-12-11 07:00 | 0.014
2016-12-11 08:00 | 0.057
2016-12-11 09:00 | 0.098
2016-12-11 10:00 | 0.103
2016-12-11 11:00 | 0.145
2016-12-11 12:00 | 0.166
2016-12-11 13:00 | 0.147
2016-12-11 14:00 | 0.127
2016-12-11 15:00 | 0.098
2016-12-11 16:00 | 0.12
2016-12-11 17:00 | 0.068
2016-12-11 18:00 | 0.018
2016-12-11 19:00 | 0.003
2016-12-11 20:00 | 0
2016-12-11 21:00 | 0
2016-12-11 22:00 | 0
2016-12-11 23:00 | 0
2016-12-12 | 0
2016-12-12 01:00 | 0
2016-12-12 02:00 | 0
2016-12-12 03:00 | 0
2016-12-12 04:00 | 0
2016-12-12 05:00 | 0
2016-12-12 06:00 | 0.001
2016-12-12 07:00 | 0.026
2016-12-12 08:00 | 0.065
2016-12-12 09:00 | 0.107
2016-12-12 10:00 | 0.127
2016-12-12 11:00 | 0.138
2016-12-12 12:00 | 0.165
2016-12-12 13:00 | 0.155
2016-12-12 14:00 | 0.149
2016-12-12 15:00 | 0.092
2016-12-12 16:00 | 0.076
2016-12-12 17:00 | 0.044
2016-12-12 18:00 | 0.022
2016-12-12 19:00 | 0.004
2016-12-12 20:00 | 0
2016-12-12 21:00 | 0
2016-12-12 22:00 | 0
2016-12-12 23:00 | 0
2016-12-13 | 0
2016-12-13 01:00 | 0
2016-12-13 02:00 | 0
2016-12-13 03:00 | 0
2016-12-13 04:00 | 0
2016-12-13 05:00 | 0
2016-12-13 06:00 | 0.001
2016-12-13 07:00 | 0.015
2016-12-13 08:00 | 0.056
2016-12-13 09:00 | 0.107
2016-12-13 10:00 | 0.145
2016-12-13 11:00 | 0.134
2016-12-13 12:00 | 0.123
2016-12-13 13:00 | 0.142
2016-12-13 14:00 | 0.14
2016-12-13 15:00 | 0.1
2016-12-13 16:00 | 0.049
2016-12-13 17:00 | 0.044
2016-12-13 18:00 | 0.024
2016-12-13 19:00 | 0.003
2016-12-13 20:00 | 0
2016-12-13 21:00 | 0
2016-12-13 22:00 | 0
2016-12-13 23:00 | 0
2016-12-14 | 0
2016-12-14 01:00 | 0
2016-12-14 02:00 | 0
2016-12-14 03:00 | 0
2016-12-14 04:00 | 0
2016-12-14 05:00 | 0
2016-12-14 06:00 | 0.001
2016-12-14 07:00 | 0.009
2016-12-14 08:00 | 0.027
2016-12-14 09:00 | 0.066
2016-12-14 10:00 | 0.097
2016-12-14 11:00 | 0.121
2016-12-14 12:00 | 0.127
2016-12-14 13:00 | 0.097
2016-12-14 14:00 | 0.126
2016-12-14 15:00 | 0.117
2016-12-14 16:00 | 0.125
2016-12-14 17:00 | 0.056
2016-12-14 18:00 | 0.017
2016-12-14 19:00 | 0.003
2016-12-14 20:00 | 0
2016-12-14 21:00 | 0
2016-12-14 22:00 | 0
2016-12-14 23:00 | 0
2016-12-15 | 0
2016-12-15 01:00 | 0
2016-12-15 02:00 | 0
2016-12-15 03:00 | 0
2016-12-15 04:00 | 0
2016-12-15 05:00 | 0
2016-12-15 06:00 | 0.001
2016-12-15 07:00 | 0.019
2016-12-15 08:00 | 0.067
2016-12-15 09:00 | 0.105
2016-12-15 10:00 | 0.132
2016-12-15 11:00 | 0.16
2016-12-15 12:00 | 0.135
2016-12-15 13:00 | 0.136
2016-12-15 14:00 | 0.097
2016-12-15 15:00 | 0.085
2016-12-15 16:00 | 0.069
2016-12-15 17:00 | 0.047
2016-12-15 18:00 | 0.017
2016-12-15 19:00 | 0.002
2016-12-15 20:00 | 0
2016-12-15 21:00 | 0
2016-12-15 22:00 | 0
2016-12-15 23:00 | 0
2016-12-16 | 0
2016-12-16 01:00 | 0
2016-12-16 02:00 | 0
2016-12-16 03:00 | 0
2016-12-16 04:00 | 0
2016-12-16 05:00 | 0
2016-12-16 06:00 | 0.001
2016-12-16 07:00 | 0.007
2016-12-16 08:00 | 0.032
2016-12-16 09:00 | 0.071
2016-12-16 10:00 | 0.102
2016-12-16 11:00 | 0.12
2016-12-16 12:00 | 0.156
2016-12-16 13:00 | 0.158
2016-12-16 14:00 | 0.15
2016-12-16 15:00 | 0.139
2016-12-16 16:00 | 0.127
2016-12-16 17:00 | 0.085
2016-12-16 18:00 | 0.034
2016-12-16 19:00 | 0.003
2016-12-16 20:00 | 0
2016-12-16 21:00 | 0
2016-12-16 22:00 | 0
2016-12-16 23:00 | 0
2016-12-17 | 0
2016-12-17 01:00 | 0
2016-12-17 02:00 | 0
2016-12-17 03:00 | 0
2016-12-17 04:00 | 0
2016-12-17 05:00 | 0
2016-12-17 06:00 | 0.001
2016-12-17 07:00 | 0.016
2016-12-17 08:00 | 0.064
2016-12-17 09:00 | 0.092
2016-12-17 10:00 | 0.143
2016-12-17 11:00 | 0.16
2016-12-17 12:00 | 0.147
2016-12-17 13:00 | 0.145
2016-12-17 14:00 | 0.133
2016-12-17 15:00 | 0.116
2016-12-17 16:00 | 0.083
2016-12-17 17:00 | 0.057
2016-12-17 18:00 | 0.023
2016-12-17 19:00 | 0.003
2016-12-17 20:00 | 0
2016-12-17 21:00 | 0
2016-12-17 22:00 | 0
2016-12-17 23:00 | 0
2016-12-18 | 0
2016-12-18 01:00 | 0
2016-12-18 02:00 | 0
2016-12-18 03:00 | 0
2016-12-18 04:00 | 0
2016-12-18 05:00 | 0
2016-12-18 06:00 | 0.001
2016-12-18 07:00 | 0.016
2016-12-18 08:00 | 0.062
2016-12-18 09:00 | 0.107
2016-12-18 10:00 | 0.133
2016-12-18 11:00 | 0.118
2016-12-18 12:00 | 0.12
2016-12-18 13:00 | 0.108
2016-12-18 14:00 | 0.134
2016-12-18 15:00 | 0.096
2016-12-18 16:00 | 0.069
2016-12-18 17:00 | 0.047
2016-12-18 18:00 | 0.02
2016-12-18 19:00 | 0.003
2016-12-18 20:00 | 0
2016-12-18 21:00 | 0
2016-12-18 22:00 | 0
2016-12-18 23:00 | 0
2016-12-19 | 0
2016-12-19 01:00 | 0
2016-12-19 02:00 | 0
2016-12-19 03:00 | 0
2016-12-19 04:00 | 0
2016-12-19 05:00 | 0
2016-12-19 06:00 | 0.001
2016-12-19 07:00 | 0.025
2016-12-19 08:00 | 0.06
2016-12-19 09:00 | 0.107
2016-12-19 10:00 | 0.136
2016-12-19 11:00 | 0.171
2016-12-19 12:00 | 0.147
2016-12-19 13:00 | 0.135
2016-12-19 14:00 | 0.122
2016-12-19 15:00 | 0.114
2016-12-19 16:00 | 0.066
2016-12-19 17:00 | 0.037
2016-12-19 18:00 | 0.02
2016-12-19 19:00 | 0.004
2016-12-19 20:00 | 0
2016-12-19 21:00 | 0
2016-12-19 22:00 | 0
2016-12-19 23:00 | 0
2016-12-20 | 0
2016-12-20 01:00 | 0
2016-12-20 02:00 | 0
2016-12-20 03:00 | 0
2016-12-20 04:00 | 0
2016-12-20 05:00 | 0
2016-12-20 06:00 | 0.001
2016-12-20 07:00 | 0.017
2016-12-20 08:00 | 0.05
2016-12-20 09:00 | 0.081
2016-12-20 10:00 | 0.134
2016-12-20 11:00 | 0.167
2016-12-20 12:00 | 0.126
2016-12-20 13:00 | 0.129
2016-12-20 14:00 | 0.128
2016-12-20 15:00 | 0.109
2016-12-20 16:00 | 0.097
2016-12-20 17:00 | 0.092
2016-12-20 18:00 | 0.038
2016-12-20 19:00 | 0.004
2016-12-20 20:00 | 0
2016-12-20 21:00 | 0
2016-12-20 22:00 | 0
2016-12-20 23:00 | 0
2016-12-21 | 0
2016-12-21 01:00 | 0
2016-12-21 02:00 | 0
2016-12-21 03:00 | 0
2016-12-21 04:00 | 0
2016-12-21 05:00 | 0
2016-12-21 06:00 | 0.001
2016-12-21 07:00 | 0.022
2016-12-21 08:00 | 0.065
2016-12-21 09:00 | 0.084
2016-12-21 10:00 | 0.125
2016-12-21 11:00 | 0.125
2016-12-21 12:00 | 0.119
2016-12-21 13:00 | 0.117
2016-12-21 14:00 | 0.125
2016-12-21 15:00 | 0.12
2016-12-21 16:00 | 0.104
2016-12-21 17:00 | 0.071
2016-12-21 18:00 | 0.041
2016-12-21 19:00 | 0.004
2016-12-21 20:00 | 0
2016-12-21 21:00 | 0
2016-12-21 22:00 | 0
2016-12-21 23:00 | 0
2016-12-22 | 0
2016-12-22 01:00 | 0
2016-12-22 02:00 | 0
2016-12-22 03:00 | 0
2016-12-22 04:00 | 0
2016-12-22 05:00 | 0
2016-12-22 06:00 | 0.001
2016-12-22 07:00 | 0.018
2016-12-22 08:00 | 0.046
2016-12-22 09:00 | 0.071
2016-12-22 10:00 | 0.093
2016-12-22 11:00 | 0.086
2016-12-22 12:00 | 0.13
2016-12-22 13:00 | 0.137
2016-12-22 14:00 | 0.148
2016-12-22 15:00 | 0.09
2016-12-22 16:00 | 0.105
2016-12-22 17:00 | 0.054
2016-12-22 18:00 | 0.025
2016-12-22 19:00 | 0.006
2016-12-22 20:00 | 0
2016-12-22 21:00 | 0
2016-12-22 22:00 | 0
2016-12-22 23:00 | 0
2016-12-23 | 0
2016-12-23 01:00 | 0
2016-12-23 02:00 | 0
2016-12-23 03:00 | 0
2016-12-23 04:00 | 0
2016-12-23 05:00 | 0
2016-12-23 06:00 | 0
2016-12-23 07:00 | 0.006
2016-12-23 08:00 | 0.02
2016-12-23 09:00 | 0.041
2016-12-23 10:00 | 0.087
2016-12-23 11:00 | 0.12
2016-12-23 12:00 | 0.137
2016-12-23 13:00 | 0.141
2016-12-23 14:00 | 0.155
2016-12-23 15:00 | 0.136
2016-12-23 16:00 | 0.126
2016-12-23 17:00 | 0.095
2016-12-23 18:00 | 0.043
2016-12-23 19:00 | 0.003
2016-12-23 20:00 | 0
2016-12-23 21:00 | 0
2016-12-23 22:00 | 0
2016-12-23 23:00 | 0
2016-12-24 | 0
2016-12-24 01:00 | 0
2016-12-24 02:00 | 0
2016-12-24 03:00 | 0
2016-12-24 04:00 | 0
2016-12-24 05:00 | 0
2016-12-24 06:00 | 0.001
2016-12-24 07:00 | 0.015
2016-12-24 08:00 | 0.053
2016-12-24 09:00 | 0.085
2016-12-24 10:00 | 0.126
2016-12-24 11:00 | 0.136
2016-12-24 12:00 | 0.16
2016-12-24 13:00 | 0.158
2016-12-24 14:00 | 0.151
2016-12-24 15:00 | 0.138
2016-12-24 16:00 | 0.128
2016-12-24 17:00 | 0.095
2016-12-24 18:00 | 0.039
2016-12-24 19:00 | 0.004
2016-12-24 20:00 | 0
2016-12-24 21:00 | 0
2016-12-24 22:00 | 0
2016-12-24 23:00 | 0
2016-12-25 | 0
2016-12-25 01:00 | 0
2016-12-25 02:00 | 0
2016-12-25 03:00 | 0
2016-12-25 04:00 | 0
2016-12-25 05:00 | 0
2016-12-25 06:00 | 0
2016-12-25 07:00 | 0.019
2016-12-25 08:00 | 0.039
2016-12-25 09:00 | 0.08
2016-12-25 10:00 | 0.125
2016-12-25 11:00 | 0.138
2016-12-25 12:00 | 0.156
2016-12-25 13:00 | 0.153
2016-12-25 14:00 | 0.128
2016-12-25 15:00 | 0.081
2016-12-25 16:00 | 0.089
2016-12-25 17:00 | 0.074
2016-12-25 18:00 | 0.033
2016-12-25 19:00 | 0.006
2016-12-25 20:00 | 0
2016-12-25 21:00 | 0
2016-12-25 22:00 | 0
2016-12-25 23:00 | 0
2016-12-26 | 0
2016-12-26 01:00 | 0
2016-12-26 02:00 | 0
2016-12-26 03:00 | 0
2016-12-26 04:00 | 0
2016-12-26 05:00 | 0
2016-12-26 06:00 | 0.001
2016-12-26 07:00 | 0.019
2016-12-26 08:00 | 0.057
2016-12-26 09:00 | 0.097
2016-12-26 10:00 | 0.12
2016-12-26 11:00 | 0.13
2016-12-26 12:00 | 0.157
2016-12-26 13:00 | 0.166
2016-12-26 14:00 | 0.145
2016-12-26 15:00 | 0.102
2016-12-26 16:00 | 0.092
2016-12-26 17:00 | 0.079
2016-12-26 18:00 | 0.029
2016-12-26 19:00 | 0.006
2016-12-26 20:00 | 0
2016-12-26 21:00 | 0
2016-12-26 22:00 | 0
2016-12-26 23:00 | 0
2016-12-27 | 0
2016-12-27 01:00 | 0
2016-12-27 02:00 | 0
2016-12-27 03:00 | 0
2016-12-27 04:00 | 0
2016-12-27 05:00 | 0
2016-12-27 06:00 | 0.001
2016-12-27 07:00 | 0.021
2016-12-27 08:00 | 0.057
2016-12-27 09:00 | 0.086
2016-12-27 10:00 | 0.126
2016-12-27 11:00 | 0.134
2016-12-27 12:00 | 0.109
2016-12-27 13:00 | 0.09
2016-12-27 14:00 | 0.119
2016-12-27 15:00 | 0.089
2016-12-27 16:00 | 0.051
2016-12-27 17:00 | 0.013
2016-12-27 18:00 | 0.009
2016-12-27 19:00 | 0.004
2016-12-27 20:00 | 0
2016-12-27 21:00 | 0
2016-12-27 22:00 | 0
2016-12-27 23:00 | 0
2016-12-28 | 0
2016-12-28 01:00 | 0
2016-12-28 02:00 | 0
2016-12-28 03:00 | 0
2016-12-28 04:00 | 0
2016-12-28 05:00 | 0
2016-12-28 06:00 | 0
2016-12-28 07:00 | 0.02
2016-12-28 08:00 | 0.062
2016-12-28 09:00 | 0.091
2016-12-28 10:00 | 0.1
2016-12-28 11:00 | 0.108
2016-12-28 12:00 | 0.102
2016-12-28 13:00 | 0.084
2016-12-28 14:00 | 0.093
2016-12-28 15:00 | 0.122
2016-12-28 16:00 | 0.079
2016-12-28 17:00 | 0.042
2016-12-28 18:00 | 0.018
2016-12-28 19:00 | 0.002
2016-12-28 20:00 | 0
2016-12-28 21:00 | 0
2016-12-28 22:00 | 0
2016-12-28 23:00 | 0
2016-12-29 | 0
2016-12-29 01:00 | 0
2016-12-29 02:00 | 0
2016-12-29 03:00 | 0
2016-12-29 04:00 | 0
2016-12-29 05:00 | 0
2016-12-29 06:00 | 0.001
2016-12-29 07:00 | 0.013
2016-12-29 08:00 | 0.053
2016-12-29 09:00 | 0.093
2016-12-29 10:00 | 0.126
2016-12-29 11:00 | 0.136
2016-12-29 12:00 | 0.153
2016-12-29 13:00 | 0.13
2016-12-29 14:00 | 0.12
2016-12-29 15:00 | 0.115
2016-12-29 16:00 | 0.094
2016-12-29 17:00 | 0.06
2016-12-29 18:00 | 0.028
2016-12-29 19:00 | 0.005
2016-12-29 20:00 | 0
2016-12-29 21:00 | 0
2016-12-29 22:00 | 0
2016-12-29 23:00 | 0
2016-12-30 | 0
2016-12-30 01:00 | 0
2016-12-30 02:00 | 0
2016-12-30 03:00 | 0
2016-12-30 04:00 | 0
2016-12-30 05:00 | 0
2016-12-30 06:00 | 0
2016-12-30 07:00 | 0.016
2016-12-30 08:00 | 0.059
2016-12-30 09:00 | 0.105
2016-12-30 10:00 | 0.14
2016-12-30 11:00 | 0.158
2016-12-30 12:00 | 0.148
2016-12-30 13:00 | 0.138
2016-12-30 14:00 | 0.13
2016-12-30 15:00 | 0.09
2016-12-30 16:00 | 0.094
2016-12-30 17:00 | 0.085
2016-12-30 18:00 | 0.025
2016-12-30 19:00 | 0.004
2016-12-30 20:00 | 0
2016-12-30 21:00 | 0
2016-12-30 22:00 | 0
2016-12-30 23:00 | 0
2016-12-31 | 0
2016-12-31 01:00 | 0
2016-12-31 02:00 | 0
2016-12-31 03:00 | 0
2016-12-31 04:00 | 0
2016-12-31 05:00 | 0
2016-12-31 06:00 | 0
2016-12-31 07:00 | 0.017
2016-12-31 08:00 | 0.055
2016-12-31 09:00 | 0.102
2016-12-31 10:00 | 0.125
2016-12-31 11:00 | 0.158
2016-12-31 12:00 | 0.159
2016-12-31 13:00 | 0.149
2016-12-31 14:00 | 0.086
2016-12-31 15:00 | 0.091
2016-12-31 16:00 | 0.083
2016-12-31 17:00 | 0.066
2016-12-31 18:00 | 0.022
2016-12-31 19:00 | 0.003
2016-12-31 20:00 | 0
2016-12-31 21:00 | 0
2016-12-31 22:00 | 0
2016-12-31 23:00 | 0
2017-01-01 | 0
2017-01-01 01:00 | 0
2017-01-01 02:00 | 0
2017-01-01 03:00 | 0
2017-01-01 04:00 | 0
2017-01-01 05:00 | 0
2017-01-01 06:00 | 0
2017-01-01 07:00 | 0.009
2017-01-01 08:00 | 0.023
2017-01-01 09:00 | 0.047
2017-01-01 10:00 | 0.071
2017-01-01 11:00 | 0.085
2017-01-01 12:00 | 0.092
2017-01-01 13:00 | 0.099
2017-01-01 14:00 | 0.098
2017-01-01 15:00 | 0.089
2017-01-01 16:00 | 0.074
2017-01-01 17:00 | 0.053
2017-01-01 18:00 | 0.024
2017-01-01 19:00 | 0.006
2017-01-01 20:00 | 0
2017-01-01 21:00 | 0
2017-01-01 22:00 | 0
2017-01-01 23:00 | 0
2017-01-02 | 0
2017-01-02 01:00 | 0
2017-01-02 02:00 | 0
2017-01-02 03:00 | 0
2017-01-02 04:00 | 0
2017-01-02 05:00 | 0
2017-01-02 06:00 | 0
2017-01-02 07:00 | 0.006
2017-01-02 08:00 | 0.017
2017-01-02 09:00 | 0.048
2017-01-02 10:00 | 0.074
2017-01-02 11:00 | 0.074
2017-01-02 12:00 | 0.084
2017-01-02 13:00 | 0.118
2017-01-02 14:00 | 0.137
2017-01-02 15:00 | 0.115
2017-01-02 16:00 | 0.074
2017-01-02 17:00 | 0.08
2017-01-02 18:00 | 0.023
2017-01-02 19:00 | 0.004
2017-01-02 20:00 | 0
2017-01-02 21:00 | 0
2017-01-02 22:00 | 0
2017-01-02 23:00 | 0
2017-01-03 | 0
2017-01-03 01:00 | 0
2017-01-03 02:00 | 0
2017-01-03 03:00 | 0
2017-01-03 04:00 | 0
2017-01-03 05:00 | 0
2017-01-03 06:00 | 0
2017-01-03 07:00 | 0.015
2017-01-03 08:00 | 0.051
2017-01-03 09:00 | 0.089
2017-01-03 10:00 | 0.123
2017-01-03 11:00 | 0.154
2017-01-03 12:00 | 0.123
2017-01-03 13:00 | 0.103
2017-01-03 14:00 | 0.124
2017-01-03 15:00 | 0.126
2017-01-03 16:00 | 0.124
2017-01-03 17:00 | 0.074
2017-01-03 18:00 | 0.034
2017-01-03 19:00 | 0.004
2017-01-03 20:00 | 0
2017-01-03 21:00 | 0
2017-01-03 22:00 | 0
2017-01-03 23:00 | 0
2017-01-04 | 0
2017-01-04 01:00 | 0
2017-01-04 02:00 | 0
2017-01-04 03:00 | 0
2017-01-04 04:00 | 0
2017-01-04 05:00 | 0
2017-01-04 06:00 | 0
2017-01-04 07:00 | 0.013
2017-01-04 08:00 | 0.055
2017-01-04 09:00 | 0.088
2017-01-04 10:00 | 0.114
2017-01-04 11:00 | 0.142
2017-01-04 12:00 | 0.147
2017-01-04 13:00 | 0.144
2017-01-04 14:00 | 0.141
2017-01-04 15:00 | 0.134
2017-01-04 16:00 | 0.136
2017-01-04 17:00 | 0.093
2017-01-04 18:00 | 0.031
2017-01-04 19:00 | 0.004
2017-01-04 20:00 | 0
2017-01-04 21:00 | 0
2017-01-04 22:00 | 0
2017-01-04 23:00 | 0
2017-01-05 | 0
2017-01-05 01:00 | 0
2017-01-05 02:00 | 0
2017-01-05 03:00 | 0
2017-01-05 04:00 | 0
2017-01-05 05:00 | 0
2017-01-05 06:00 | 0
2017-01-05 07:00 | 0.016
2017-01-05 08:00 | 0.048
2017-01-05 09:00 | 0.105
2017-01-05 10:00 | 0.123
2017-01-05 11:00 | 0.157
2017-01-05 12:00 | 0.161
2017-01-05 13:00 | 0.153
2017-01-05 14:00 | 0.168
2017-01-05 15:00 | 0.154
2017-01-05 16:00 | 0.102
2017-01-05 17:00 | 0.075
2017-01-05 18:00 | 0.04
2017-01-05 19:00 | 0.005
2017-01-05 20:00 | 0
2017-01-05 21:00 | 0
2017-01-05 22:00 | 0
2017-01-05 23:00 | 0
2017-01-06 | 0
2017-01-06 01:00 | 0
2017-01-06 02:00 | 0
2017-01-06 03:00 | 0
2017-01-06 04:00 | 0
2017-01-06 05:00 | 0
2017-01-06 06:00 | 0
2017-01-06 07:00 | 0.021
2017-01-06 08:00 | 0.027
2017-01-06 09:00 | 0.084
2017-01-06 10:00 | 0.112
2017-01-06 11:00 | 0.156
2017-01-06 12:00 | 0.146
2017-01-06 13:00 | 0.157
2017-01-06 14:00 | 0.132
2017-01-06 15:00 | 0.107
2017-01-06 16:00 | 0.082
2017-01-06 17:00 | 0.083
2017-01-06 18:00 | 0.032
2017-01-06 19:00 | 0.005
2017-01-06 20:00 | 0
2017-01-06 21:00 | 0
2017-01-06 22:00 | 0
2017-01-06 23:00 | 0
2017-01-07 | 0
2017-01-07 01:00 | 0
2017-01-07 02:00 | 0
2017-01-07 03:00 | 0
2017-01-07 04:00 | 0
2017-01-07 05:00 | 0
2017-01-07 06:00 | 0
2017-01-07 07:00 | 0.011
2017-01-07 08:00 | 0.046
2017-01-07 09:00 | 0.091
2017-01-07 10:00 | 0.098
2017-01-07 11:00 | 0.117
2017-01-07 12:00 | 0.124
2017-01-07 13:00 | 0.121
2017-01-07 14:00 | 0.121
2017-01-07 15:00 | 0.113
2017-01-07 16:00 | 0.121
2017-01-07 17:00 | 0.098
2017-01-07 18:00 | 0.035
2017-01-07 19:00 | 0.005
2017-01-07 20:00 | 0
2017-01-07 21:00 | 0
2017-01-07 22:00 | 0
2017-01-07 23:00 | 0
2017-01-08 | 0
2017-01-08 01:00 | 0
2017-01-08 02:00 | 0
2017-01-08 03:00 | 0
2017-01-08 04:00 | 0
2017-01-08 05:00 | 0
2017-01-08 06:00 | 0
2017-01-08 07:00 | 0.007
2017-01-08 08:00 | 0.031
2017-01-08 09:00 | 0.067
2017-01-08 10:00 | 0.097
2017-01-08 11:00 | 0.145
2017-01-08 12:00 | 0.152
2017-01-08 13:00 | 0.181
2017-01-08 14:00 | 0.151
2017-01-08 15:00 | 0.156
2017-01-08 16:00 | 0.135
2017-01-08 17:00 | 0.1
2017-01-08 18:00 | 0.05
2017-01-08 19:00 | 0.005
2017-01-08 20:00 | 0
2017-01-08 21:00 | 0
2017-01-08 22:00 | 0
2017-01-08 23:00 | 0
2017-01-09 | 0
2017-01-09 01:00 | 0
2017-01-09 02:00 | 0
2017-01-09 03:00 | 0
2017-01-09 04:00 | 0
2017-01-09 05:00 | 0
2017-01-09 06:00 | 0
2017-01-09 07:00 | 0.016
2017-01-09 08:00 | 0.053
2017-01-09 09:00 | 0.084
2017-01-09 10:00 | 0.125
2017-01-09 11:00 | 0.099
2017-01-09 12:00 | 0.098
2017-01-09 13:00 | 0.106
2017-01-09 14:00 | 0.12
2017-01-09 15:00 | 0.099
2017-01-09 16:00 | 0.086
2017-01-09 17:00 | 0.059
2017-01-09 18:00 | 0.03
2017-01-09 19:00 | 0.005
2017-01-09 20:00 | 0
2017-01-09 21:00 | 0
2017-01-09 22:00 | 0
2017-01-09 23:00 | 0
2017-01-10 | 0
2017-01-10 01:00 | 0
2017-01-10 02:00 | 0
2017-01-10 03:00 | 0
2017-01-10 04:00 | 0
2017-01-10 05:00 | 0
2017-01-10 06:00 | 0
2017-01-10 07:00 | 0.014
2017-01-10 08:00 | 0.04
2017-01-10 09:00 | 0.08
2017-01-10 10:00 | 0.106
2017-01-10 11:00 | 0.13
2017-01-10 12:00 | 0.144
2017-01-10 13:00 | 0.161
2017-01-10 14:00 | 0.148
2017-01-10 15:00 | 0.139
2017-01-10 16:00 | 0.098
2017-01-10 17:00 | 0.054
2017-01-10 18:00 | 0.022
2017-01-10 19:00 | 0.002
2017-01-10 20:00 | 0
2017-01-10 21:00 | 0
2017-01-10 22:00 | 0
2017-01-10 23:00 | 0
2017-01-11 | 0
2017-01-11 01:00 | 0
2017-01-11 02:00 | 0
2017-01-11 03:00 | 0
2017-01-11 04:00 | 0
2017-01-11 05:00 | 0
2017-01-11 06:00 | 0
2017-01-11 07:00 | 0.015
2017-01-11 08:00 | 0.052
2017-01-11 09:00 | 0.095
2017-01-11 10:00 | 0.107
2017-01-11 11:00 | 0.104
2017-01-11 12:00 | 0.143
2017-01-11 13:00 | 0.131
2017-01-11 14:00 | 0.142
2017-01-11 15:00 | 0.13
2017-01-11 16:00 | 0.101
2017-01-11 17:00 | 0.082
2017-01-11 18:00 | 0.048
2017-01-11 19:00 | 0.007
2017-01-11 20:00 | 0
2017-01-11 21:00 | 0
2017-01-11 22:00 | 0
2017-01-11 23:00 | 0
2017-01-12 | 0
2017-01-12 01:00 | 0
2017-01-12 02:00 | 0
2017-01-12 03:00 | 0
2017-01-12 04:00 | 0
2017-01-12 05:00 | 0
2017-01-12 06:00 | 0
2017-01-12 07:00 | 0.012
2017-01-12 08:00 | 0.065
2017-01-12 09:00 | 0.088
2017-01-12 10:00 | 0.122
2017-01-12 11:00 | 0.161
2017-01-12 12:00 | 0.145
2017-01-12 13:00 | 0.12
2017-01-12 14:00 | 0.111
2017-01-12 15:00 | 0.027
2017-01-12 16:00 | 0.026
2017-01-12 17:00 | 0.03
2017-01-12 18:00 | 0.015
2017-01-12 19:00 | 0.004
2017-01-12 20:00 | 0
2017-01-12 21:00 | 0
2017-01-12 22:00 | 0
2017-01-12 23:00 | 0
2017-01-13 | 0
2017-01-13 01:00 | 0
2017-01-13 02:00 | 0
2017-01-13 03:00 | 0
2017-01-13 04:00 | 0
2017-01-13 05:00 | 0
2017-01-13 06:00 | 0
2017-01-13 07:00 | 0.01
2017-01-13 08:00 | 0.047
2017-01-13 09:00 | 0.072
2017-01-13 10:00 | 0.127
2017-01-13 11:00 | 0.15
2017-01-13 12:00 | 0.157
2017-01-13 13:00 | 0.157
2017-01-13 14:00 | 0.138
2017-01-13 15:00 | 0.141
2017-01-13 16:00 | 0.067
2017-01-13 17:00 | 0.029
2017-01-13 18:00 | 0.024
2017-01-13 19:00 | 0.006
2017-01-13 20:00 | 0
2017-01-13 21:00 | 0
2017-01-13 22:00 | 0
2017-01-13 23:00 | 0
2017-01-14 | 0
2017-01-14 01:00 | 0
2017-01-14 02:00 | 0
2017-01-14 03:00 | 0
2017-01-14 04:00 | 0
2017-01-14 05:00 | 0
2017-01-14 06:00 | 0
2017-01-14 07:00 | 0.011
2017-01-14 08:00 | 0.053
2017-01-14 09:00 | 0.095
2017-01-14 10:00 | 0.137
2017-01-14 11:00 | 0.154
2017-01-14 12:00 | 0.166
2017-01-14 13:00 | 0.141
2017-01-14 14:00 | 0.141
2017-01-14 15:00 | 0.131
2017-01-14 16:00 | 0.091
2017-01-14 17:00 | 0.073
2017-01-14 18:00 | 0.018
2017-01-14 19:00 | 0.004
2017-01-14 20:00 | 0
2017-01-14 21:00 | 0
2017-01-14 22:00 | 0
2017-01-14 23:00 | 0
2017-01-15 | 0
2017-01-15 01:00 | 0
2017-01-15 02:00 | 0
2017-01-15 03:00 | 0
2017-01-15 04:00 | 0
2017-01-15 05:00 | 0
2017-01-15 06:00 | 0
2017-01-15 07:00 | 0.004
2017-01-15 08:00 | 0.017
2017-01-15 09:00 | 0.033
2017-01-15 10:00 | 0.063
2017-01-15 11:00 | 0.113
2017-01-15 12:00 | 0.155
2017-01-15 13:00 | 0.146
2017-01-15 14:00 | 0.162
2017-01-15 15:00 | 0.137
2017-01-15 16:00 | 0.112
2017-01-15 17:00 | 0.055
2017-01-15 18:00 | 0.027
2017-01-15 19:00 | 0.007
2017-01-15 20:00 | 0
2017-01-15 21:00 | 0
2017-01-15 22:00 | 0
2017-01-15 23:00 | 0
2017-01-16 | 0
2017-01-16 01:00 | 0
2017-01-16 02:00 | 0
2017-01-16 03:00 | 0
2017-01-16 04:00 | 0
2017-01-16 05:00 | 0
2017-01-16 06:00 | 0
2017-01-16 07:00 | 0.014
2017-01-16 08:00 | 0.039
2017-01-16 09:00 | 0.08
2017-01-16 10:00 | 0.13
2017-01-16 11:00 | 0.136
2017-01-16 12:00 | 0.141
2017-01-16 13:00 | 0.162
2017-01-16 14:00 | 0.134
2017-01-16 15:00 | 0.102
2017-01-16 16:00 | 0.125
2017-01-16 17:00 | 0.088
2017-01-16 18:00 | 0.028
2017-01-16 19:00 | 0.005
2017-01-16 20:00 | 0
2017-01-16 21:00 | 0
2017-01-16 22:00 | 0
2017-01-16 23:00 | 0
2017-01-17 | 0
2017-01-17 01:00 | 0
2017-01-17 02:00 | 0
2017-01-17 03:00 | 0
2017-01-17 04:00 | 0
2017-01-17 05:00 | 0
2017-01-17 06:00 | 0
2017-01-17 07:00 | 0.006
2017-01-17 08:00 | 0.023
2017-01-17 09:00 | 0.058
2017-01-17 10:00 | 0.08
2017-01-17 11:00 | 0.125
2017-01-17 12:00 | 0.165
2017-01-17 13:00 | 0.17
2017-01-17 14:00 | 0.147
2017-01-17 15:00 | 0.111
2017-01-17 16:00 | 0.015
2017-01-17 17:00 | 0.016
2017-01-17 18:00 | 0.011
2017-01-17 19:00 | 0.002
2017-01-17 20:00 | 0
2017-01-17 21:00 | 0
2017-01-17 22:00 | 0
2017-01-17 23:00 | 0
2017-01-18 | 0
2017-01-18 01:00 | 0
2017-01-18 02:00 | 0
2017-01-18 03:00 | 0
2017-01-18 04:00 | 0
2017-01-18 05:00 | 0
2017-01-18 06:00 | 0
2017-01-18 07:00 | 0.006
2017-01-18 08:00 | 0.022
2017-01-18 09:00 | 0.05
2017-01-18 10:00 | 0.082
2017-01-18 11:00 | 0.105
2017-01-18 12:00 | 0.122
2017-01-18 13:00 | 0.151
2017-01-18 14:00 | 0.162
2017-01-18 15:00 | 0.154
2017-01-18 16:00 | 0.121
2017-01-18 17:00 | 0.083
2017-01-18 18:00 | 0.03
2017-01-18 19:00 | 0.006
2017-01-18 20:00 | 0
2017-01-18 21:00 | 0
2017-01-18 22:00 | 0
2017-01-18 23:00 | 0
2017-01-19 | 0
2017-01-19 01:00 | 0
2017-01-19 02:00 | 0
2017-01-19 03:00 | 0
2017-01-19 04:00 | 0
2017-01-19 05:00 | 0
2017-01-19 06:00 | 0
2017-01-19 07:00 | 0.006
2017-01-19 08:00 | 0.02
2017-01-19 09:00 | 0.047
2017-01-19 10:00 | 0.075
2017-01-19 11:00 | 0.092
2017-01-19 12:00 | 0.102
2017-01-19 13:00 | 0.119
2017-01-19 14:00 | 0.139
2017-01-19 15:00 | 0.13
2017-01-19 16:00 | 0.113
2017-01-19 17:00 | 0.067
2017-01-19 18:00 | 0.028
2017-01-19 19:00 | 0.004
2017-01-19 20:00 | 0
2017-01-19 21:00 | 0
2017-01-19 22:00 | 0
2017-01-19 23:00 | 0
2017-01-20 | 0
2017-01-20 01:00 | 0
2017-01-20 02:00 | 0
2017-01-20 03:00 | 0
2017-01-20 04:00 | 0
2017-01-20 05:00 | 0
2017-01-20 06:00 | 0
2017-01-20 07:00 | 0.004
2017-01-20 08:00 | 0.019
2017-01-20 09:00 | 0.052
2017-01-20 10:00 | 0.078
2017-01-20 11:00 | 0.092
2017-01-20 12:00 | 0.115
2017-01-20 13:00 | 0.116
2017-01-20 14:00 | 0.115
2017-01-20 15:00 | 0.115
2017-01-20 16:00 | 0.098
2017-01-20 17:00 | 0.085
2017-01-20 18:00 | 0.039
2017-01-20 19:00 | 0.007
2017-01-20 20:00 | 0
2017-01-20 21:00 | 0
2017-01-20 22:00 | 0
2017-01-20 23:00 | 0
2017-01-21 | 0
2017-01-21 01:00 | 0
2017-01-21 02:00 | 0
2017-01-21 03:00 | 0
2017-01-21 04:00 | 0
2017-01-21 05:00 | 0
2017-01-21 06:00 | 0
2017-01-21 07:00 | 0.007
2017-01-21 08:00 | 0.031
2017-01-21 09:00 | 0.075
2017-01-21 10:00 | 0.135
2017-01-21 11:00 | 0.12
2017-01-21 12:00 | 0.095
2017-01-21 13:00 | 0.15
2017-01-21 14:00 | 0.067
2017-01-21 15:00 | 0.132
2017-01-21 16:00 | 0.08
2017-01-21 17:00 | 0.08
2017-01-21 18:00 | 0.034
2017-01-21 19:00 | 0.006
2017-01-21 20:00 | 0
2017-01-21 21:00 | 0
2017-01-21 22:00 | 0
2017-01-21 23:00 | 0
2017-01-22 | 0
2017-01-22 01:00 | 0
2017-01-22 02:00 | 0
2017-01-22 03:00 | 0
2017-01-22 04:00 | 0
2017-01-22 05:00 | 0
2017-01-22 06:00 | 0
2017-01-22 07:00 | 0.01
2017-01-22 08:00 | 0.047
2017-01-22 09:00 | 0.1
2017-01-22 10:00 | 0.129
2017-01-22 11:00 | 0.155
2017-01-22 12:00 | 0.143
2017-01-22 13:00 | 0.166
2017-01-22 14:00 | 0.136
2017-01-22 15:00 | 0.155
2017-01-22 16:00 | 0.13
2017-01-22 17:00 | 0.103
2017-01-22 18:00 | 0.034
2017-01-22 19:00 | 0.004
2017-01-22 20:00 | 0
2017-01-22 21:00 | 0
2017-01-22 22:00 | 0
2017-01-22 23:00 | 0
2017-01-23 | 0
2017-01-23 01:00 | 0
2017-01-23 02:00 | 0
2017-01-23 03:00 | 0
2017-01-23 04:00 | 0
2017-01-23 05:00 | 0
2017-01-23 06:00 | 0
2017-01-23 07:00 | 0.011
2017-01-23 08:00 | 0.038
2017-01-23 09:00 | 0.073
2017-01-23 10:00 | 0.114
2017-01-23 11:00 | 0.14
2017-01-23 12:00 | 0.162
2017-01-23 13:00 | 0.149
2017-01-23 14:00 | 0.101
2017-01-23 15:00 | 0.058
2017-01-23 16:00 | 0.045
2017-01-23 17:00 | 0.03
2017-01-23 18:00 | 0.028
2017-01-23 19:00 | 0.011
2017-01-23 20:00 | 0
2017-01-23 21:00 | 0
2017-01-23 22:00 | 0
2017-01-23 23:00 | 0
2017-01-24 | 0
2017-01-24 01:00 | 0
2017-01-24 02:00 | 0
2017-01-24 03:00 | 0
2017-01-24 04:00 | 0
2017-01-24 05:00 | 0
2017-01-24 06:00 | 0
2017-01-24 07:00 | 0.007
2017-01-24 08:00 | 0.04
2017-01-24 09:00 | 0.065
2017-01-24 10:00 | 0.076
2017-01-24 11:00 | 0.105
2017-01-24 12:00 | 0.138
2017-01-24 13:00 | 0.142
2017-01-24 14:00 | 0.14
2017-01-24 15:00 | 0.14
2017-01-24 16:00 | 0.106
2017-01-24 17:00 | 0.094
2017-01-24 18:00 | 0.05
2017-01-24 19:00 | 0.002
2017-01-24 20:00 | 0
2017-01-24 21:00 | 0
2017-01-24 22:00 | 0
2017-01-24 23:00 | 0
2017-01-25 | 0
2017-01-25 01:00 | 0
2017-01-25 02:00 | 0
2017-01-25 03:00 | 0
2017-01-25 04:00 | 0
2017-01-25 05:00 | 0
2017-01-25 06:00 | 0
2017-01-25 07:00 | 0.011
2017-01-25 08:00 | 0.044
2017-01-25 09:00 | 0.087
2017-01-25 10:00 | 0.12
2017-01-25 11:00 | 0.132
2017-01-25 12:00 | 0.142
2017-01-25 13:00 | 0.147
2017-01-25 14:00 | 0.158
2017-01-25 15:00 | 0.095
2017-01-25 16:00 | 0.04
2017-01-25 17:00 | 0.054
2017-01-25 18:00 | 0.027
2017-01-25 19:00 | 0.006
2017-01-25 20:00 | 0
2017-01-25 21:00 | 0
2017-01-25 22:00 | 0
2017-01-25 23:00 | 0
2017-01-26 | 0
2017-01-26 01:00 | 0
2017-01-26 02:00 | 0
2017-01-26 03:00 | 0
2017-01-26 04:00 | 0
2017-01-26 05:00 | 0
2017-01-26 06:00 | 0
2017-01-26 07:00 | 0.006
2017-01-26 08:00 | 0.029
2017-01-26 09:00 | 0.081
2017-01-26 10:00 | 0.138
2017-01-26 11:00 | 0.147
2017-01-26 12:00 | 0.145
2017-01-26 13:00 | 0.134
2017-01-26 14:00 | 0.131
2017-01-26 15:00 | 0.144
2017-01-26 16:00 | 0.107
2017-01-26 17:00 | 0.094
2017-01-26 18:00 | 0.035
2017-01-26 19:00 | 0.005
2017-01-26 20:00 | 0
2017-01-26 21:00 | 0
2017-01-26 22:00 | 0
2017-01-26 23:00 | 0
2017-01-27 | 0
2017-01-27 01:00 | 0
2017-01-27 02:00 | 0
2017-01-27 03:00 | 0
2017-01-27 04:00 | 0
2017-01-27 05:00 | 0
2017-01-27 06:00 | 0
2017-01-27 07:00 | 0.007
2017-01-27 08:00 | 0.052
2017-01-27 09:00 | 0.1
2017-01-27 10:00 | 0.129
2017-01-27 11:00 | 0.158
2017-01-27 12:00 | 0.181
2017-01-27 13:00 | 0.185
2017-01-27 14:00 | 0.163
2017-01-27 15:00 | 0.156
2017-01-27 16:00 | 0.135
2017-01-27 17:00 | 0.104
2017-01-27 18:00 | 0.051
2017-01-27 19:00 | 0.004
2017-01-27 20:00 | 0
2017-01-27 21:00 | 0
2017-01-27 22:00 | 0
2017-01-27 23:00 | 0
2017-01-28 | 0
2017-01-28 01:00 | 0
2017-01-28 02:00 | 0
2017-01-28 03:00 | 0
2017-01-28 04:00 | 0
2017-01-28 05:00 | 0
2017-01-28 06:00 | 0
2017-01-28 07:00 | 0.011
2017-01-28 08:00 | 0.051
2017-01-28 09:00 | 0.099
2017-01-28 10:00 | 0.136
2017-01-28 11:00 | 0.167
2017-01-28 12:00 | 0.177
2017-01-28 13:00 | 0.174
2017-01-28 14:00 | 0.174
2017-01-28 15:00 | 0.161
2017-01-28 16:00 | 0.139
2017-01-28 17:00 | 0.097
2017-01-28 18:00 | 0.054
2017-01-28 19:00 | 0.004
2017-01-28 20:00 | 0
2017-01-28 21:00 | 0
2017-01-28 22:00 | 0
2017-01-28 23:00 | 0
2017-01-29 | 0
2017-01-29 01:00 | 0
2017-01-29 02:00 | 0
2017-01-29 03:00 | 0
2017-01-29 04:00 | 0
2017-01-29 05:00 | 0
2017-01-29 06:00 | 0
2017-01-29 07:00 | 0.01
2017-01-29 08:00 | 0.051
2017-01-29 09:00 | 0.098
2017-01-29 10:00 | 0.133
2017-01-29 11:00 | 0.163
2017-01-29 12:00 | 0.177
2017-01-29 13:00 | 0.182
2017-01-29 14:00 | 0.175
2017-01-29 15:00 | 0.156
2017-01-29 16:00 | 0.134
2017-01-29 17:00 | 0.102
2017-01-29 18:00 | 0.049
2017-01-29 19:00 | 0.005
2017-01-29 20:00 | 0
2017-01-29 21:00 | 0
2017-01-29 22:00 | 0
2017-01-29 23:00 | 0
2017-01-30 | 0
2017-01-30 01:00 | 0
2017-01-30 02:00 | 0
2017-01-30 03:00 | 0
2017-01-30 04:00 | 0
2017-01-30 05:00 | 0
2017-01-30 06:00 | 0
2017-01-30 07:00 | 0.01
2017-01-30 08:00 | 0.052
2017-01-30 09:00 | 0.098
2017-01-30 10:00 | 0.134
2017-01-30 11:00 | 0.154
2017-01-30 12:00 | 0.157
2017-01-30 13:00 | 0.168
2017-01-30 14:00 | 0.131
2017-01-30 15:00 | 0.102
2017-01-30 16:00 | 0.081
2017-01-30 17:00 | 0.097
2017-01-30 18:00 | 0.048
2017-01-30 19:00 | 0.007
2017-01-30 20:00 | 0
2017-01-30 21:00 | 0
2017-01-30 22:00 | 0
2017-01-30 23:00 | 0
2017-01-31 | 0
2017-01-31 01:00 | 0
2017-01-31 02:00 | 0
2017-01-31 03:00 | 0
2017-01-31 04:00 | 0
2017-01-31 05:00 | 0
2017-01-31 06:00 | 0
2017-01-31 07:00 | 0.008
2017-01-31 08:00 | 0.049
2017-01-31 09:00 | 0.092
2017-01-31 10:00 | 0.136
2017-01-31 11:00 | 0.145
2017-01-31 12:00 | 0.14
2017-01-31 13:00 | 0.151
2017-01-31 14:00 | 0.134
2017-01-31 15:00 | 0.148
2017-01-31 16:00 | 0.13
2017-01-31 17:00 | 0.093
2017-01-31 18:00 | 0.039
2017-01-31 19:00 | 0.005
2017-01-31 20:00 | 0
2017-01-31 21:00 | 0
2017-01-31 22:00 | 0
2017-01-31 23:00 | 0
2017-02-01 | 0
2017-02-01 01:00 | 0
2017-02-01 02:00 | 0
2017-02-01 03:00 | 0
2017-02-01 04:00 | 0
2017-02-01 05:00 | 0
2017-02-01 06:00 | 0
2017-02-01 07:00 | 0.011
2017-02-01 08:00 | 0.055
2017-02-01 09:00 | 0.089
2017-02-01 10:00 | 0.132
2017-02-01 11:00 | 0.153
2017-02-01 12:00 | 0.172
2017-02-01 13:00 | 0.11
2017-02-01 14:00 | 0.096
2017-02-01 15:00 | 0.088
2017-02-01 16:00 | 0.066
2017-02-01 17:00 | 0.064
2017-02-01 18:00 | 0.026
2017-02-01 19:00 | 0.003
2017-02-01 20:00 | 0
2017-02-01 21:00 | 0
2017-02-01 22:00 | 0
2017-02-01 23:00 | 0
2017-02-02 | 0
2017-02-02 01:00 | 0
2017-02-02 02:00 | 0
2017-02-02 03:00 | 0
2017-02-02 04:00 | 0
2017-02-02 05:00 | 0
2017-02-02 06:00 | 0
2017-02-02 07:00 | 0.008
2017-02-02 08:00 | 0.047
2017-02-02 09:00 | 0.085
2017-02-02 10:00 | 0.114
2017-02-02 11:00 | 0.116
2017-02-02 12:00 | 0.089
2017-02-02 13:00 | 0.164
2017-02-02 14:00 | 0.16
2017-02-02 15:00 | 0.143
2017-02-02 16:00 | 0.116
2017-02-02 17:00 | 0.092
2017-02-02 18:00 | 0.037
2017-02-02 19:00 | 0.005
2017-02-02 20:00 | 0
2017-02-02 21:00 | 0
2017-02-02 22:00 | 0
2017-02-02 23:00 | 0
2017-02-03 | 0
2017-02-03 01:00 | 0
2017-02-03 02:00 | 0
2017-02-03 03:00 | 0
2017-02-03 04:00 | 0
2017-02-03 05:00 | 0
2017-02-03 06:00 | 0
2017-02-03 07:00 | 0.006
2017-02-03 08:00 | 0.034
2017-02-03 09:00 | 0.08
2017-02-03 10:00 | 0.1
2017-02-03 11:00 | 0.115
2017-02-03 12:00 | 0.11
2017-02-03 13:00 | 0.133
2017-02-03 14:00 | 0.131
2017-02-03 15:00 | 0.126
2017-02-03 16:00 | 0.101
2017-02-03 17:00 | 0.061
2017-02-03 18:00 | 0.023
2017-02-03 19:00 | 0.005
2017-02-03 20:00 | 0
2017-02-03 21:00 | 0
2017-02-03 22:00 | 0
2017-02-03 23:00 | 0
2017-02-04 | 0
2017-02-04 01:00 | 0
2017-02-04 02:00 | 0
2017-02-04 03:00 | 0
2017-02-04 04:00 | 0
2017-02-04 05:00 | 0
2017-02-04 06:00 | 0
2017-02-04 07:00 | 0.008
2017-02-04 08:00 | 0.03
2017-02-04 09:00 | 0.067
2017-02-04 10:00 | 0.097
2017-02-04 11:00 | 0.16
2017-02-04 12:00 | 0.17
2017-02-04 13:00 | 0.179
2017-02-04 14:00 | 0.174
2017-02-04 15:00 | 0.162
2017-02-04 16:00 | 0.142
2017-02-04 17:00 | 0.088
2017-02-04 18:00 | 0.029
2017-02-04 19:00 | 0.004
2017-02-04 20:00 | 0
2017-02-04 21:00 | 0
2017-02-04 22:00 | 0
2017-02-04 23:00 | 0
2017-02-05 | 0
2017-02-05 01:00 | 0
2017-02-05 02:00 | 0
2017-02-05 03:00 | 0
2017-02-05 04:00 | 0
2017-02-05 05:00 | 0
2017-02-05 06:00 | 0
2017-02-05 07:00 | 0.004
2017-02-05 08:00 | 0.033
2017-02-05 09:00 | 0.071
2017-02-05 10:00 | 0.128
2017-02-05 11:00 | 0.129
2017-02-05 12:00 | 0.093
2017-02-05 13:00 | 0.097
2017-02-05 14:00 | 0.104
2017-02-05 15:00 | 0.045
2017-02-05 16:00 | 0.044
2017-02-05 17:00 | 0.06
2017-02-05 18:00 | 0.033
2017-02-05 19:00 | 0.003
2017-02-05 20:00 | 0
2017-02-05 21:00 | 0
2017-02-05 22:00 | 0
2017-02-05 23:00 | 0
2017-02-06 | 0
2017-02-06 01:00 | 0
2017-02-06 02:00 | 0
2017-02-06 03:00 | 0
2017-02-06 04:00 | 0
2017-02-06 05:00 | 0
2017-02-06 06:00 | 0
2017-02-06 07:00 | 0.002
2017-02-06 08:00 | 0.017
2017-02-06 09:00 | 0.032
2017-02-06 10:00 | 0.038
2017-02-06 11:00 | 0.034
2017-02-06 12:00 | 0.053
2017-02-06 13:00 | 0.069
2017-02-06 14:00 | 0.084
2017-02-06 15:00 | 0.086
2017-02-06 16:00 | 0.12
2017-02-06 17:00 | 0.086
2017-02-06 18:00 | 0.041
2017-02-06 19:00 | 0.004
2017-02-06 20:00 | 0
2017-02-06 21:00 | 0
2017-02-06 22:00 | 0
2017-02-06 23:00 | 0
2017-02-07 | 0
2017-02-07 01:00 | 0
2017-02-07 02:00 | 0
2017-02-07 03:00 | 0
2017-02-07 04:00 | 0
2017-02-07 05:00 | 0
2017-02-07 06:00 | 0
2017-02-07 07:00 | 0.003
2017-02-07 08:00 | 0.015
2017-02-07 09:00 | 0.047
2017-02-07 10:00 | 0.073
2017-02-07 11:00 | 0.085
2017-02-07 12:00 | 0.08
2017-02-07 13:00 | 0.104
2017-02-07 14:00 | 0.092
2017-02-07 15:00 | 0.095
2017-02-07 16:00 | 0.078
2017-02-07 17:00 | 0.048
2017-02-07 18:00 | 0.028
2017-02-07 19:00 | 0.003
2017-02-07 20:00 | 0
2017-02-07 21:00 | 0
2017-02-07 22:00 | 0
2017-02-07 23:00 | 0
2017-02-08 | 0
2017-02-08 01:00 | 0
2017-02-08 02:00 | 0
2017-02-08 03:00 | 0
2017-02-08 04:00 | 0
2017-02-08 05:00 | 0
2017-02-08 06:00 | 0
2017-02-08 07:00 | 0.006
2017-02-08 08:00 | 0.045
2017-02-08 09:00 | 0.085
2017-02-08 10:00 | 0.131
2017-02-08 11:00 | 0.141
2017-02-08 12:00 | 0.142
2017-02-08 13:00 | 0.161
2017-02-08 14:00 | 0.16
2017-02-08 15:00 | 0.105
2017-02-08 16:00 | 0.089
2017-02-08 17:00 | 0.066
2017-02-08 18:00 | 0.024
2017-02-08 19:00 | 0.004
2017-02-08 20:00 | 0
2017-02-08 21:00 | 0
2017-02-08 22:00 | 0
2017-02-08 23:00 | 0
2017-02-09 | 0
2017-02-09 01:00 | 0
2017-02-09 02:00 | 0
2017-02-09 03:00 | 0
2017-02-09 04:00 | 0
2017-02-09 05:00 | 0
2017-02-09 06:00 | 0
2017-02-09 07:00 | 0.009
2017-02-09 08:00 | 0.045
2017-02-09 09:00 | 0.094
2017-02-09 10:00 | 0.126
2017-02-09 11:00 | 0.145
2017-02-09 12:00 | 0.173
2017-02-09 13:00 | 0.141
2017-02-09 14:00 | 0.154
2017-02-09 15:00 | 0.136
2017-02-09 16:00 | 0.117
2017-02-09 17:00 | 0.081
2017-02-09 18:00 | 0.038
2017-02-09 19:00 | 0.005
2017-02-09 20:00 | 0
2017-02-09 21:00 | 0
2017-02-09 22:00 | 0
2017-02-09 23:00 | 0
2017-02-10 | 0
2017-02-10 01:00 | 0
2017-02-10 02:00 | 0
2017-02-10 03:00 | 0
2017-02-10 04:00 | 0
2017-02-10 05:00 | 0
2017-02-10 06:00 | 0
2017-02-10 07:00 | 0.005
2017-02-10 08:00 | 0.023
2017-02-10 09:00 | 0.051
2017-02-10 10:00 | 0.091
2017-02-10 11:00 | 0.107
2017-02-10 12:00 | 0.115
2017-02-10 13:00 | 0.131
2017-02-10 14:00 | 0.117
2017-02-10 15:00 | 0.118
2017-02-10 16:00 | 0.072
2017-02-10 17:00 | 0.032
2017-02-10 18:00 | 0.009
2017-02-10 19:00 | 0.002
2017-02-10 20:00 | 0
2017-02-10 21:00 | 0
2017-02-10 22:00 | 0
2017-02-10 23:00 | 0
2017-02-11 | 0
2017-02-11 01:00 | 0
2017-02-11 02:00 | 0
2017-02-11 03:00 | 0
2017-02-11 04:00 | 0
2017-02-11 05:00 | 0
2017-02-11 06:00 | 0
2017-02-11 07:00 | 0.006
2017-02-11 08:00 | 0.023
2017-02-11 09:00 | 0.061
2017-02-11 10:00 | 0.1
2017-02-11 11:00 | 0.129
2017-02-11 12:00 | 0.098
2017-02-11 13:00 | 0.076
2017-02-11 14:00 | 0.058
2017-02-11 15:00 | 0.052
2017-02-11 16:00 | 0.042
2017-02-11 17:00 | 0.016
2017-02-11 18:00 | 0.019
2017-02-11 19:00 | 0.003
2017-02-11 20:00 | 0
2017-02-11 21:00 | 0
2017-02-11 22:00 | 0
2017-02-11 23:00 | 0
2017-02-12 | 0
2017-02-12 01:00 | 0
2017-02-12 02:00 | 0
2017-02-12 03:00 | 0
2017-02-12 04:00 | 0
2017-02-12 05:00 | 0
2017-02-12 06:00 | 0
2017-02-12 07:00 | 0.003
2017-02-12 08:00 | 0.025
2017-02-12 09:00 | 0.071
2017-02-12 10:00 | 0.106
2017-02-12 11:00 | 0.102
2017-02-12 12:00 | 0.11
2017-02-12 13:00 | 0.094
2017-02-12 14:00 | 0.126
2017-02-12 15:00 | 0.128
2017-02-12 16:00 | 0.105
2017-02-12 17:00 | 0.08
2017-02-12 18:00 | 0.042
2017-02-12 19:00 | 0.005
2017-02-12 20:00 | 0
2017-02-12 21:00 | 0
2017-02-12 22:00 | 0
2017-02-12 23:00 | 0
2017-02-13 | 0
2017-02-13 01:00 | 0
2017-02-13 02:00 | 0
2017-02-13 03:00 | 0
2017-02-13 04:00 | 0
2017-02-13 05:00 | 0
2017-02-13 06:00 | 0
2017-02-13 07:00 | 0.003
2017-02-13 08:00 | 0.027
2017-02-13 09:00 | 0.088
2017-02-13 10:00 | 0.136
2017-02-13 11:00 | 0.162
2017-02-13 12:00 | 0.18
2017-02-13 13:00 | 0.166
2017-02-13 14:00 | 0.159
2017-02-13 15:00 | 0.145
2017-02-13 16:00 | 0.126
2017-02-13 17:00 | 0.092
2017-02-13 18:00 | 0.045
2017-02-13 19:00 | 0.004
2017-02-13 20:00 | 0
2017-02-13 21:00 | 0
2017-02-13 22:00 | 0
2017-02-13 23:00 | 0
2017-02-14 | 0
2017-02-14 01:00 | 0
2017-02-14 02:00 | 0
2017-02-14 03:00 | 0
2017-02-14 04:00 | 0
2017-02-14 05:00 | 0
2017-02-14 06:00 | 0
2017-02-14 07:00 | 0.01
2017-02-14 08:00 | 0.032
2017-02-14 09:00 | 0.081
2017-02-14 10:00 | 0.125
2017-02-14 11:00 | 0.154
2017-02-14 12:00 | 0.169
2017-02-14 13:00 | 0.172
2017-02-14 14:00 | 0.101
2017-02-14 15:00 | 0.081
2017-02-14 16:00 | 0.074
2017-02-14 17:00 | 0.062
2017-02-14 18:00 | 0.032
2017-02-14 19:00 | 0.004
2017-02-14 20:00 | 0
2017-02-14 21:00 | 0
2017-02-14 22:00 | 0
2017-02-14 23:00 | 0
2017-02-15 | 0
2017-02-15 01:00 | 0
2017-02-15 02:00 | 0
2017-02-15 03:00 | 0
2017-02-15 04:00 | 0
2017-02-15 05:00 | 0
2017-02-15 06:00 | 0
2017-02-15 07:00 | 0.004
2017-02-15 08:00 | 0.032
2017-02-15 09:00 | 0.088
2017-02-15 10:00 | 0.122
2017-02-15 11:00 | 0.097
2017-02-15 12:00 | 0.079
2017-02-15 13:00 | 0.129
2017-02-15 14:00 | 0.132
2017-02-15 15:00 | 0.115
2017-02-15 16:00 | 0.072
2017-02-15 17:00 | 0.03
2017-02-15 18:00 | 0.026
2017-02-15 19:00 | 0.002
2017-02-15 20:00 | 0
2017-02-15 21:00 | 0
2017-02-15 22:00 | 0
2017-02-15 23:00 | 0
2017-02-16 | 0
2017-02-16 01:00 | 0
2017-02-16 02:00 | 0
2017-02-16 03:00 | 0
2017-02-16 04:00 | 0
2017-02-16 05:00 | 0
2017-02-16 06:00 | 0
2017-02-16 07:00 | 0.008
2017-02-16 08:00 | 0.035
2017-02-16 09:00 | 0.085
2017-02-16 10:00 | 0.111
2017-02-16 11:00 | 0.145
2017-02-16 12:00 | 0.129
2017-02-16 13:00 | 0.132
2017-02-16 14:00 | 0.133
2017-02-16 15:00 | 0.106
2017-02-16 16:00 | 0.086
2017-02-16 17:00 | 0.05
2017-02-16 18:00 | 0.025
2017-02-16 19:00 | 0.004
2017-02-16 20:00 | 0
2017-02-16 21:00 | 0
2017-02-16 22:00 | 0
2017-02-16 23:00 | 0
2017-02-17 | 0
2017-02-17 01:00 | 0
2017-02-17 02:00 | 0
2017-02-17 03:00 | 0
2017-02-17 04:00 | 0
2017-02-17 05:00 | 0
2017-02-17 06:00 | 0
2017-02-17 07:00 | 0.004
2017-02-17 08:00 | 0.038
2017-02-17 09:00 | 0.068
2017-02-17 10:00 | 0.083
2017-02-17 11:00 | 0.107
2017-02-17 12:00 | 0.117
2017-02-17 13:00 | 0.113
2017-02-17 14:00 | 0.119
2017-02-17 15:00 | 0.127
2017-02-17 16:00 | 0.1
2017-02-17 17:00 | 0.074
2017-02-17 18:00 | 0.018
2017-02-17 19:00 | 0.001
2017-02-17 20:00 | 0
2017-02-17 21:00 | 0
2017-02-17 22:00 | 0
2017-02-17 23:00 | 0
2017-02-18 | 0
2017-02-18 01:00 | 0
2017-02-18 02:00 | 0
2017-02-18 03:00 | 0
2017-02-18 04:00 | 0
2017-02-18 05:00 | 0
2017-02-18 06:00 | 0
2017-02-18 07:00 | 0.003
2017-02-18 08:00 | 0.009
2017-02-18 09:00 | 0.017
2017-02-18 10:00 | 0.016
2017-02-18 11:00 | 0.048
2017-02-18 12:00 | 0.085
2017-02-18 13:00 | 0.099
2017-02-18 14:00 | 0.094
2017-02-18 15:00 | 0.056
2017-02-18 16:00 | 0.058
2017-02-18 17:00 | 0.05
2017-02-18 18:00 | 0.028
2017-02-18 19:00 | 0.003
2017-02-18 20:00 | 0
2017-02-18 21:00 | 0
2017-02-18 22:00 | 0
2017-02-18 23:00 | 0
2017-02-19 | 0
2017-02-19 01:00 | 0
2017-02-19 02:00 | 0
2017-02-19 03:00 | 0
2017-02-19 04:00 | 0
2017-02-19 05:00 | 0
2017-02-19 06:00 | 0
2017-02-19 07:00 | 0.002
2017-02-19 08:00 | 0.011
2017-02-19 09:00 | 0.016
2017-02-19 10:00 | 0.051
2017-02-19 11:00 | 0.048
2017-02-19 12:00 | 0.076
2017-02-19 13:00 | 0.128
2017-02-19 14:00 | 0.139
2017-02-19 15:00 | 0.09
2017-02-19 16:00 | 0.055
2017-02-19 17:00 | 0.039
2017-02-19 18:00 | 0.018
2017-02-19 19:00 | 0.003
2017-02-19 20:00 | 0
2017-02-19 21:00 | 0
2017-02-19 22:00 | 0
2017-02-19 23:00 | 0
2017-02-20 | 0
2017-02-20 01:00 | 0
2017-02-20 02:00 | 0
2017-02-20 03:00 | 0
2017-02-20 04:00 | 0
2017-02-20 05:00 | 0
2017-02-20 06:00 | 0
2017-02-20 07:00 | 0.004
2017-02-20 08:00 | 0.016
2017-02-20 09:00 | 0.052
2017-02-20 10:00 | 0.113
2017-02-20 11:00 | 0.127
2017-02-20 12:00 | 0.181
2017-02-20 13:00 | 0.156
2017-02-20 14:00 | 0.12
2017-02-20 15:00 | 0.099
2017-02-20 16:00 | 0.075
2017-02-20 17:00 | 0.081
2017-02-20 18:00 | 0.031
2017-02-20 19:00 | 0.005
2017-02-20 20:00 | 0
2017-02-20 21:00 | 0
2017-02-20 22:00 | 0
2017-02-20 23:00 | 0
2017-02-21 | 0
2017-02-21 01:00 | 0
2017-02-21 02:00 | 0
2017-02-21 03:00 | 0
2017-02-21 04:00 | 0
2017-02-21 05:00 | 0
2017-02-21 06:00 | 0
2017-02-21 07:00 | 0.003
2017-02-21 08:00 | 0.017
2017-02-21 09:00 | 0.056
2017-02-21 10:00 | 0.093
2017-02-21 11:00 | 0.131
2017-02-21 12:00 | 0.157
2017-02-21 13:00 | 0.139
2017-02-21 14:00 | 0.114
2017-02-21 15:00 | 0.134
2017-02-21 16:00 | 0.119
2017-02-21 17:00 | 0.085
2017-02-21 18:00 | 0.032
2017-02-21 19:00 | 0.003
2017-02-21 20:00 | 0
2017-02-21 21:00 | 0
2017-02-21 22:00 | 0
2017-02-21 23:00 | 0
2017-02-22 | 0
2017-02-22 01:00 | 0
2017-02-22 02:00 | 0
2017-02-22 03:00 | 0
2017-02-22 04:00 | 0
2017-02-22 05:00 | 0
2017-02-22 06:00 | 0
2017-02-22 07:00 | 0.005
2017-02-22 08:00 | 0.043
2017-02-22 09:00 | 0.069
2017-02-22 10:00 | 0.105
2017-02-22 11:00 | 0.149
2017-02-22 12:00 | 0.164
2017-02-22 13:00 | 0.152
2017-02-22 14:00 | 0.14
2017-02-22 15:00 | 0.146
2017-02-22 16:00 | 0.134
2017-02-22 17:00 | 0.094
2017-02-22 18:00 | 0.039
2017-02-22 19:00 | 0.005
2017-02-22 20:00 | 0
2017-02-22 21:00 | 0
2017-02-22 22:00 | 0
2017-02-22 23:00 | 0
2017-02-23 | 0
2017-02-23 01:00 | 0
2017-02-23 02:00 | 0
2017-02-23 03:00 | 0
2017-02-23 04:00 | 0
2017-02-23 05:00 | 0
2017-02-23 06:00 | 0
2017-02-23 07:00 | 0.003
2017-02-23 08:00 | 0.039
2017-02-23 09:00 | 0.095
2017-02-23 10:00 | 0.141
2017-02-23 11:00 | 0.148
2017-02-23 12:00 | 0.167
2017-02-23 13:00 | 0.16
2017-02-23 14:00 | 0.134
2017-02-23 15:00 | 0.091
2017-02-23 16:00 | 0.073
2017-02-23 17:00 | 0.069
2017-02-23 18:00 | 0.041
2017-02-23 19:00 | 0.004
2017-02-23 20:00 | 0
2017-02-23 21:00 | 0
2017-02-23 22:00 | 0
2017-02-23 23:00 | 0
2017-02-24 | 0
2017-02-24 01:00 | 0
2017-02-24 02:00 | 0
2017-02-24 03:00 | 0
2017-02-24 04:00 | 0
2017-02-24 05:00 | 0
2017-02-24 06:00 | 0
2017-02-24 07:00 | 0.004
2017-02-24 08:00 | 0.039
2017-02-24 09:00 | 0.077
2017-02-24 10:00 | 0.098
2017-02-24 11:00 | 0.149
2017-02-24 12:00 | 0.169
2017-02-24 13:00 | 0.177
2017-02-24 14:00 | 0.173
2017-02-24 15:00 | 0.146
2017-02-24 16:00 | 0.139
2017-02-24 17:00 | 0.107
2017-02-24 18:00 | 0.04
2017-02-24 19:00 | 0.004
2017-02-24 20:00 | 0
2017-02-24 21:00 | 0
2017-02-24 22:00 | 0
2017-02-24 23:00 | 0
2017-02-25 | 0
2017-02-25 01:00 | 0
2017-02-25 02:00 | 0
2017-02-25 03:00 | 0
2017-02-25 04:00 | 0
2017-02-25 05:00 | 0
2017-02-25 06:00 | 0
2017-02-25 07:00 | 0.002
2017-02-25 08:00 | 0.031
2017-02-25 09:00 | 0.064
2017-02-25 10:00 | 0.092
2017-02-25 11:00 | 0.112
2017-02-25 12:00 | 0.139
2017-02-25 13:00 | 0.131
2017-02-25 14:00 | 0.116
2017-02-25 15:00 | 0.096
2017-02-25 16:00 | 0.124
2017-02-25 17:00 | 0.053
2017-02-25 18:00 | 0.01
2017-02-25 19:00 | 0.003
2017-02-25 20:00 | 0
2017-02-25 21:00 | 0
2017-02-25 22:00 | 0
2017-02-25 23:00 | 0
2017-02-26 | 0
2017-02-26 01:00 | 0
2017-02-26 02:00 | 0
2017-02-26 03:00 | 0
2017-02-26 04:00 | 0
2017-02-26 05:00 | 0
2017-02-26 06:00 | 0
2017-02-26 07:00 | 0.002
2017-02-26 08:00 | 0.022
2017-02-26 09:00 | 0.052
2017-02-26 10:00 | 0.071
2017-02-26 11:00 | 0.097
2017-02-26 12:00 | 0.104
2017-02-26 13:00 | 0.087
2017-02-26 14:00 | 0.063
2017-02-26 15:00 | 0.041
2017-02-26 16:00 | 0.047
2017-02-26 17:00 | 0.034
2017-02-26 18:00 | 0.011
2017-02-26 19:00 | 0.002
2017-02-26 20:00 | 0
2017-02-26 21:00 | 0
2017-02-26 22:00 | 0
2017-02-26 23:00 | 0
2017-02-27 | 0
2017-02-27 01:00 | 0
2017-02-27 02:00 | 0
2017-02-27 03:00 | 0
2017-02-27 04:00 | 0
2017-02-27 05:00 | 0
2017-02-27 06:00 | 0
2017-02-27 07:00 | 0.002
2017-02-27 08:00 | 0.017
2017-02-27 09:00 | 0.045
2017-02-27 10:00 | 0.064
2017-02-27 11:00 | 0.102
2017-02-27 12:00 | 0.111
2017-02-27 13:00 | 0.119
2017-02-27 14:00 | 0.119
2017-02-27 15:00 | 0.119
2017-02-27 16:00 | 0.054
2017-02-27 17:00 | 0.05
2017-02-27 18:00 | 0.019
2017-02-27 19:00 | 0.001
2017-02-27 20:00 | 0
2017-02-27 21:00 | 0
2017-02-27 22:00 | 0
2017-02-27 23:00 | 0
2017-02-28 | 0
2017-02-28 01:00 | 0
2017-02-28 02:00 | 0
2017-02-28 03:00 | 0
2017-02-28 04:00 | 0
2017-02-28 05:00 | 0
2017-02-28 06:00 | 0
2017-02-28 07:00 | 0.004
2017-02-28 08:00 | 0.022
2017-02-28 09:00 | 0.088
2017-02-28 10:00 | 0.095
2017-02-28 11:00 | 0.122
2017-02-28 12:00 | 0.141
2017-02-28 13:00 | 0.12
2017-02-28 14:00 | 0.109
2017-02-28 15:00 | 0.105
2017-02-28 16:00 | 0.088
2017-02-28 17:00 | 0.063
2017-02-28 18:00 | 0.026
2017-02-28 19:00 | 0.005
2017-02-28 20:00 | 0
2017-02-28 21:00 | 0
2017-02-28 22:00 | 0
2017-02-28 23:00 | 0
2017-03-01 | 0
2017-03-01 01:00 | 0
2017-03-01 02:00 | 0
2017-03-01 03:00 | 0
2017-03-01 04:00 | 0
2017-03-01 05:00 | 0
2017-03-01 06:00 | 0
2017-03-01 07:00 | 0.004
2017-03-01 08:00 | 0.042
2017-03-01 09:00 | 0.094
2017-03-01 10:00 | 0.124
2017-03-01 11:00 | 0.15
2017-03-01 12:00 | 0.138
2017-03-01 13:00 | 0.145
2017-03-01 14:00 | 0.156
2017-03-01 15:00 | 0.142
2017-03-01 16:00 | 0.092
2017-03-01 17:00 | 0.056
2017-03-01 18:00 | 0.017
2017-03-01 19:00 | 0.002
2017-03-01 20:00 | 0
2017-03-01 21:00 | 0
2017-03-01 22:00 | 0
2017-03-01 23:00 | 0
2017-03-02 | 0
2017-03-02 01:00 | 0
2017-03-02 02:00 | 0
2017-03-02 03:00 | 0
2017-03-02 04:00 | 0
2017-03-02 05:00 | 0
2017-03-02 06:00 | 0
2017-03-02 07:00 | 0.003
2017-03-02 08:00 | 0.031
2017-03-02 09:00 | 0.093
2017-03-02 10:00 | 0.136
2017-03-02 11:00 | 0.159
2017-03-02 12:00 | 0.172
2017-03-02 13:00 | 0.154
2017-03-02 14:00 | 0.137
2017-03-02 15:00 | 0.148
2017-03-02 16:00 | 0.131
2017-03-02 17:00 | 0.052
2017-03-02 18:00 | 0.024
2017-03-02 19:00 | 0.004
2017-03-02 20:00 | 0
2017-03-02 21:00 | 0
2017-03-02 22:00 | 0
2017-03-02 23:00 | 0
2017-03-03 | 0
2017-03-03 01:00 | 0
2017-03-03 02:00 | 0
2017-03-03 03:00 | 0
2017-03-03 04:00 | 0
2017-03-03 05:00 | 0
2017-03-03 06:00 | 0
2017-03-03 07:00 | 0.002
2017-03-03 08:00 | 0.012
2017-03-03 09:00 | 0.021
2017-03-03 10:00 | 0.087
2017-03-03 11:00 | 0.1
2017-03-03 12:00 | 0.121
2017-03-03 13:00 | 0.118
2017-03-03 14:00 | 0.123
2017-03-03 15:00 | 0.131
2017-03-03 16:00 | 0.136
2017-03-03 17:00 | 0.097
2017-03-03 18:00 | 0.031
2017-03-03 19:00 | 0.003
2017-03-03 20:00 | 0
2017-03-03 21:00 | 0
2017-03-03 22:00 | 0
2017-03-03 23:00 | 0
2017-03-04 | 0
2017-03-04 01:00 | 0
2017-03-04 02:00 | 0
2017-03-04 03:00 | 0
2017-03-04 04:00 | 0
2017-03-04 05:00 | 0
2017-03-04 06:00 | 0
2017-03-04 07:00 | 0.003
2017-03-04 08:00 | 0.014
2017-03-04 09:00 | 0.028
2017-03-04 10:00 | 0.072
2017-03-04 11:00 | 0.099
2017-03-04 12:00 | 0.108
2017-03-04 13:00 | 0.088
2017-03-04 14:00 | 0.088
2017-03-04 15:00 | 0.09
2017-03-04 16:00 | 0.07
2017-03-04 17:00 | 0.065
2017-03-04 18:00 | 0.024
2017-03-04 19:00 | 0.002
2017-03-04 20:00 | 0
2017-03-04 21:00 | 0
2017-03-04 22:00 | 0
2017-03-04 23:00 | 0
2017-03-05 | 0
2017-03-05 01:00 | 0
2017-03-05 02:00 | 0
2017-03-05 03:00 | 0
2017-03-05 04:00 | 0
2017-03-05 05:00 | 0
2017-03-05 06:00 | 0
2017-03-05 07:00 | 0.001
2017-03-05 08:00 | 0.011
2017-03-05 09:00 | 0.025
2017-03-05 10:00 | 0.028
2017-03-05 11:00 | 0.045
2017-03-05 12:00 | 0.081
2017-03-05 13:00 | 0.097
2017-03-05 14:00 | 0.039
2017-03-05 15:00 | 0.049
2017-03-05 16:00 | 0.048
2017-03-05 17:00 | 0.035
2017-03-05 18:00 | 0.011
2017-03-05 19:00 | 0.002
2017-03-05 20:00 | 0
2017-03-05 21:00 | 0
2017-03-05 22:00 | 0
2017-03-05 23:00 | 0
2017-03-06 | 0
2017-03-06 01:00 | 0
2017-03-06 02:00 | 0
2017-03-06 03:00 | 0
2017-03-06 04:00 | 0
2017-03-06 05:00 | 0
2017-03-06 06:00 | 0
2017-03-06 07:00 | 0.001
2017-03-06 08:00 | 0.008
2017-03-06 09:00 | 0.023
2017-03-06 10:00 | 0.038
2017-03-06 11:00 | 0.042
2017-03-06 12:00 | 0.041
2017-03-06 13:00 | 0.059
2017-03-06 14:00 | 0.101
2017-03-06 15:00 | 0.127
2017-03-06 16:00 | 0.097
2017-03-06 17:00 | 0.075
2017-03-06 18:00 | 0.026
2017-03-06 19:00 | 0.001
2017-03-06 20:00 | 0
2017-03-06 21:00 | 0
2017-03-06 22:00 | 0
2017-03-06 23:00 | 0
2017-03-07 | 0
2017-03-07 01:00 | 0
2017-03-07 02:00 | 0
2017-03-07 03:00 | 0
2017-03-07 04:00 | 0
2017-03-07 05:00 | 0
2017-03-07 06:00 | 0
2017-03-07 07:00 | 0.003
2017-03-07 08:00 | 0.021
2017-03-07 09:00 | 0.063
2017-03-07 10:00 | 0.077
2017-03-07 11:00 | 0.065
2017-03-07 12:00 | 0.125
2017-03-07 13:00 | 0.113
2017-03-07 14:00 | 0.14
2017-03-07 15:00 | 0.15
2017-03-07 16:00 | 0.115
2017-03-07 17:00 | 0.1
2017-03-07 18:00 | 0.037
2017-03-07 19:00 | 0.001
2017-03-07 20:00 | 0
2017-03-07 21:00 | 0
2017-03-07 22:00 | 0
2017-03-07 23:00 | 0
2017-03-08 | 0
2017-03-08 01:00 | 0
2017-03-08 02:00 | 0
2017-03-08 03:00 | 0
2017-03-08 04:00 | 0
2017-03-08 05:00 | 0
2017-03-08 06:00 | 0
2017-03-08 07:00 | 0.004
2017-03-08 08:00 | 0.03
2017-03-08 09:00 | 0.083
2017-03-08 10:00 | 0.133
2017-03-08 11:00 | 0.158
2017-03-08 12:00 | 0.168
2017-03-08 13:00 | 0.18
2017-03-08 14:00 | 0.163
2017-03-08 15:00 | 0.156
2017-03-08 16:00 | 0.131
2017-03-08 17:00 | 0.09
2017-03-08 18:00 | 0.024
2017-03-08 19:00 | 0.002
2017-03-08 20:00 | 0
2017-03-08 21:00 | 0
2017-03-08 22:00 | 0
2017-03-08 23:00 | 0
2017-03-09 | 0
2017-03-09 01:00 | 0
2017-03-09 02:00 | 0
2017-03-09 03:00 | 0
2017-03-09 04:00 | 0
2017-03-09 05:00 | 0
2017-03-09 06:00 | 0
2017-03-09 07:00 | 0.002
2017-03-09 08:00 | 0.033
2017-03-09 09:00 | 0.08
2017-03-09 10:00 | 0.126
2017-03-09 11:00 | 0.156
2017-03-09 12:00 | 0.169
2017-03-09 13:00 | 0.186
2017-03-09 14:00 | 0.165
2017-03-09 15:00 | 0.155
2017-03-09 16:00 | 0.129
2017-03-09 17:00 | 0.054
2017-03-09 18:00 | 0.017
2017-03-09 19:00 | 0.001
2017-03-09 20:00 | 0
2017-03-09 21:00 | 0
2017-03-09 22:00 | 0
2017-03-09 23:00 | 0
2017-03-10 | 0
2017-03-10 01:00 | 0
2017-03-10 02:00 | 0
2017-03-10 03:00 | 0
2017-03-10 04:00 | 0
2017-03-10 05:00 | 0
2017-03-10 06:00 | 0
2017-03-10 07:00 | 0.003
2017-03-10 08:00 | 0.042
2017-03-10 09:00 | 0.07
2017-03-10 10:00 | 0.117
2017-03-10 11:00 | 0.112
2017-03-10 12:00 | 0.151
2017-03-10 13:00 | 0.146
2017-03-10 14:00 | 0.098
2017-03-10 15:00 | 0.075
2017-03-10 16:00 | 0.061
2017-03-10 17:00 | 0.028
2017-03-10 18:00 | 0.008
2017-03-10 19:00 | 0.001
2017-03-10 20:00 | 0
2017-03-10 21:00 | 0
2017-03-10 22:00 | 0
2017-03-10 23:00 | 0
2017-03-11 | 0
2017-03-11 01:00 | 0
2017-03-11 02:00 | 0
2017-03-11 03:00 | 0
2017-03-11 04:00 | 0
2017-03-11 05:00 | 0
2017-03-11 06:00 | 0
2017-03-11 07:00 | 0.001
2017-03-11 08:00 | 0.012
2017-03-11 09:00 | 0.04
2017-03-11 10:00 | 0.04
2017-03-11 11:00 | 0.069
2017-03-11 12:00 | 0.09
2017-03-11 13:00 | 0.095
2017-03-11 14:00 | 0.115
2017-03-11 15:00 | 0.112
2017-03-11 16:00 | 0.076
2017-03-11 17:00 | 0.062
2017-03-11 18:00 | 0.023
2017-03-11 19:00 | 0.002
2017-03-11 20:00 | 0
2017-03-11 21:00 | 0
2017-03-11 22:00 | 0
2017-03-11 23:00 | 0
2017-03-12 | 0
2017-03-12 01:00 | 0
2017-03-12 02:00 | 0
2017-03-12 03:00 | 0
2017-03-12 04:00 | 0
2017-03-12 05:00 | 0
2017-03-12 06:00 | 0
2017-03-12 07:00 | 0.003
2017-03-12 08:00 | 0.028
2017-03-12 09:00 | 0.075
2017-03-12 10:00 | 0.108
2017-03-12 11:00 | 0.145
2017-03-12 12:00 | 0.132
2017-03-12 13:00 | 0.123
2017-03-12 14:00 | 0.127
2017-03-12 15:00 | 0.078
2017-03-12 16:00 | 0.046
2017-03-12 17:00 | 0.036
2017-03-12 18:00 | 0.021
2017-03-12 19:00 | 0.001
2017-03-12 20:00 | 0
2017-03-12 21:00 | 0
2017-03-12 22:00 | 0
2017-03-12 23:00 | 0
2017-03-13 | 0
2017-03-13 01:00 | 0
2017-03-13 02:00 | 0
2017-03-13 03:00 | 0
2017-03-13 04:00 | 0
2017-03-13 05:00 | 0
2017-03-13 06:00 | 0
2017-03-13 07:00 | 0.001
2017-03-13 08:00 | 0.006
2017-03-13 09:00 | 0.03
2017-03-13 10:00 | 0.064
2017-03-13 11:00 | 0.086
2017-03-13 12:00 | 0.129
2017-03-13 13:00 | 0.174
2017-03-13 14:00 | 0.136
2017-03-13 15:00 | 0.117
2017-03-13 16:00 | 0.101
2017-03-13 17:00 | 0.059
2017-03-13 18:00 | 0.021
2017-03-13 19:00 | 0.001
2017-03-13 20:00 | 0
2017-03-13 21:00 | 0
2017-03-13 22:00 | 0
2017-03-13 23:00 | 0
2017-03-14 | 0
2017-03-14 01:00 | 0
2017-03-14 02:00 | 0
2017-03-14 03:00 | 0
2017-03-14 04:00 | 0
2017-03-14 05:00 | 0
2017-03-14 06:00 | 0
2017-03-14 07:00 | 0.003
2017-03-14 08:00 | 0.026
2017-03-14 09:00 | 0.075
2017-03-14 10:00 | 0.103
2017-03-14 11:00 | 0.145
2017-03-14 12:00 | 0.132
2017-03-14 13:00 | 0.118
2017-03-14 14:00 | 0.108
2017-03-14 15:00 | 0.101
2017-03-14 16:00 | 0.066
2017-03-14 17:00 | 0.048
2017-03-14 18:00 | 0.023
2017-03-14 19:00 | 0.001
2017-03-14 20:00 | 0
2017-03-14 21:00 | 0
2017-03-14 22:00 | 0
2017-03-14 23:00 | 0
2017-03-15 | 0
2017-03-15 01:00 | 0
2017-03-15 02:00 | 0
2017-03-15 03:00 | 0
2017-03-15 04:00 | 0
2017-03-15 05:00 | 0
2017-03-15 06:00 | 0
2017-03-15 07:00 | 0.002
2017-03-15 08:00 | 0.014
2017-03-15 09:00 | 0.032
2017-03-15 10:00 | 0.05
2017-03-15 11:00 | 0.069
2017-03-15 12:00 | 0.051
2017-03-15 13:00 | 0.061
2017-03-15 14:00 | 0.063
2017-03-15 15:00 | 0.044
2017-03-15 16:00 | 0.028
2017-03-15 17:00 | 0.012
2017-03-15 18:00 | 0.003
2017-03-15 19:00 | 0
2017-03-15 20:00 | 0
2017-03-15 21:00 | 0
2017-03-15 22:00 | 0
2017-03-15 23:00 | 0
2017-03-16 | 0
2017-03-16 01:00 | 0
2017-03-16 02:00 | 0
2017-03-16 03:00 | 0
2017-03-16 04:00 | 0
2017-03-16 05:00 | 0
2017-03-16 06:00 | 0
2017-03-16 07:00 | 0.002
2017-03-16 08:00 | 0.027
2017-03-16 09:00 | 0.074
2017-03-16 10:00 | 0.094
2017-03-16 11:00 | 0.111
2017-03-16 12:00 | 0.119
2017-03-16 13:00 | 0.088
2017-03-16 14:00 | 0.092
2017-03-16 15:00 | 0.063
2017-03-16 16:00 | 0.035
2017-03-16 17:00 | 0.03
2017-03-16 18:00 | 0.015
2017-03-16 19:00 | 0.001
2017-03-16 20:00 | 0
2017-03-16 21:00 | 0
2017-03-16 22:00 | 0
2017-03-16 23:00 | 0
2017-03-17 | 0
2017-03-17 01:00 | 0
2017-03-17 02:00 | 0
2017-03-17 03:00 | 0
2017-03-17 04:00 | 0
2017-03-17 05:00 | 0
2017-03-17 06:00 | 0
2017-03-17 07:00 | 0.004
2017-03-17 08:00 | 0.035
2017-03-17 09:00 | 0.089
2017-03-17 10:00 | 0.129
2017-03-17 11:00 | 0.125
2017-03-17 12:00 | 0.141
2017-03-17 13:00 | 0.155
2017-03-17 14:00 | 0.151
2017-03-17 15:00 | 0.122
2017-03-17 16:00 | 0.131
2017-03-17 17:00 | 0.064
2017-03-17 18:00 | 0.023
2017-03-17 19:00 | 0.001
2017-03-17 20:00 | 0
2017-03-17 21:00 | 0
2017-03-17 22:00 | 0
2017-03-17 23:00 | 0
2017-03-18 | 0
2017-03-18 01:00 | 0
2017-03-18 02:00 | 0
2017-03-18 03:00 | 0
2017-03-18 04:00 | 0
2017-03-18 05:00 | 0
2017-03-18 06:00 | 0
2017-03-18 07:00 | 0.002
2017-03-18 08:00 | 0.022
2017-03-18 09:00 | 0.055
2017-03-18 10:00 | 0.109
2017-03-18 11:00 | 0.136
2017-03-18 12:00 | 0.13
2017-03-18 13:00 | 0.119
2017-03-18 14:00 | 0.114
2017-03-18 15:00 | 0.104
2017-03-18 16:00 | 0.082
2017-03-18 17:00 | 0.056
2017-03-18 18:00 | 0.021
2017-03-18 19:00 | 0.001
2017-03-18 20:00 | 0
2017-03-18 21:00 | 0
2017-03-18 22:00 | 0
2017-03-18 23:00 | 0
2017-03-19 | 0
2017-03-19 01:00 | 0
2017-03-19 02:00 | 0
2017-03-19 03:00 | 0
2017-03-19 04:00 | 0
2017-03-19 05:00 | 0
2017-03-19 06:00 | 0
2017-03-19 07:00 | 0.002
2017-03-19 08:00 | 0.019
2017-03-19 09:00 | 0.056
2017-03-19 10:00 | 0.096
2017-03-19 11:00 | 0.119
2017-03-19 12:00 | 0.112
2017-03-19 13:00 | 0.116
2017-03-19 14:00 | 0.119
2017-03-19 15:00 | 0.104
2017-03-19 16:00 | 0.085
2017-03-19 17:00 | 0.056
2017-03-19 18:00 | 0.021
2017-03-19 19:00 | 0.001
2017-03-19 20:00 | 0
2017-03-19 21:00 | 0
2017-03-19 22:00 | 0
2017-03-19 23:00 | 0
2017-03-20 | 0
2017-03-20 01:00 | 0
2017-03-20 02:00 | 0
2017-03-20 03:00 | 0
2017-03-20 04:00 | 0
2017-03-20 05:00 | 0
2017-03-20 06:00 | 0
2017-03-20 07:00 | 0.003
2017-03-20 08:00 | 0.027
2017-03-20 09:00 | 0.076
2017-03-20 10:00 | 0.111
2017-03-20 11:00 | 0.123
2017-03-20 12:00 | 0.134
2017-03-20 13:00 | 0.132
2017-03-20 14:00 | 0.094
2017-03-20 15:00 | 0.092
2017-03-20 16:00 | 0.085
2017-03-20 17:00 | 0.053
2017-03-20 18:00 | 0.012
2017-03-20 19:00 | 0.001
2017-03-20 20:00 | 0
2017-03-20 21:00 | 0
2017-03-20 22:00 | 0
2017-03-20 23:00 | 0
2017-03-21 | 0

## Generator Data
Generator 1
Generator Nominal Capacity (kW) | 15
Generator Min Out Put | 0.8
Generator Electric Efficiency | 0.329
Generator CHP Efficiency | 0.8
Low Heating Value (kWh/l) | 9.9
Fuel Cost (USD/l) | 0.7
Cost Increase | 0.084
Marginal cost Full load (USD/kWh) | 0.215
Start Cost Generator (USD) | 0.271
Marginal cost Partial load (USD/kWh) | 0.197

## Project Data
0
Operation Cost (USD) | 27163.2289
Value of lost load (USD/kWh) | 0.1
Lost Load Probability (%) | 0
Curtailment Unitary Cost (USD/kWh) | 0

## Battery Data
Battery
Nominal Capacity (kWh) | 464
Unitary Invesment Cost (USD/kWh) | 440
Unitary invesment cost electronic equipment (USD/kWh) | 220
Initial State of Charge | 0.69
Charge efficiency | 0.86
Discharge efficiency | 0.86
Deep of Discharge | 0.5
Battery Cycles | 1200
Unitary Battery Reposition Cost (USD/kWh) | 0.183

## Generator Time Series
| Energy Generator 1 (kWh) | Integer Generator 1 | Fuel Cost 1 (USD) | Thermal Energy 1 (kWh)
2016-03-21 01:00 | 12 | 1 | 2.635 | 17.1793
2016-03-21 02:00 | 12 | 1 | 2.635 | 17.1793
2016-03-21 03:00 | 12 | 1 | 2.635 | 17.1793
2016-03-21 04:00 | 12 | 1 | 2.635 | 17.1793
2016-03-21 05:00 | 12 | 1 | 2.635 | 17.1793
2016-03-21 06:00 | 12 | 1 | 2.635 | 17.1793
2016-03-21 07:00 | 12 | 1 | 2.635 | 17.1793
2016-03-21 08:00 | 12 | 1 | 2.635 | 17.1793
2016-03-21 09:00 | 12 | 1 | 2.635 | 17.1793
2016-03-21 10:00 | 12 | 1 | 2.635 | 17.1793
2016-03-21 11:00 | 12 | 1 | 2.635 | 17.1793
2016-03-21 12:00 | 12 | 1 | 2.635 | 17.1793
2016-03-21 13:00 | 12 | 1 | 2.635 | 17.1793
2016-03-21 14:00 | 12 | 1 | 2.635 | 17.1793
2016-03-21 15:00 | 12 | 1 | 2.635 | 17.1793
2016-03-21 16:00 | 12 | 1 | 2.635 | 17.1793
2016-03-21 17:00 | 12 | 1 | 2.635 | 17.1793
2016-03-21 18:00 | 12 | 1 | 2.635 | 17.1793
2016-03-21 19:00 | 12.931 | 1 | 2.8184 | 18.5122
2016-03-21 20:00 | 15 | 1 | 3.226 | 21.4742
2016-03-21 21:00 | 15 | 1 | 3.226 | 21.4742
2016-03-21 22:00 | 15 | 1 | 3.226 | 21.4742
2016-03-21 23:00 | 15 | 1 | 3.226 | 21.4742
2016-03-22 | 13.804 | 1 | 2.9904 | 19.762
2016-03-22 01:00 | 12 | 1 | 2.635 | 17.1793
2016-03-22 02:00 | 12 | 1 | 2.635 | 17.1793
2016-03-22 03:00 | 12 | 1 | 2.635 | 17.1793
2016-03-22 04:00 | 12 | 1 | 2.635 | 17.1793
2016-03-22 05:00 | 12 | 1 | 2.635 | 17.1793
2016-03-22 06:00 | 12 | 1 | 2.635 | 17.1793
2016-03-22 07:00 | 12 | 1 | 2.635 | 17.1793
2016-03-22 08:00 | 12 | 1 | 2.635 | 17.1793
2016-03-22 09:00 | 12 | 1 | 2.635 | 17.1793
2016-03-22 10:00 | 12 | 1 | 2.635 | 17.1793
2016-03-22 11:00 | 12 | 1 | 2.635 | 17.1793
2016-03-22 12:00 | 12 | 1 | 2.635 | 17.1793
2016-03-22 13:00 | 12 | 1 | 2.635 | 17.1793
2016-03-22 14:00 | 12 | 1 | 2.635 | 17.1793
2016-03-22 15:00 | 12 | 1 | 2.635 | 17.1793
2016-03-22 16:00 | 12 | 1 | 2.635 | 17.1793
2016-03-22 17:00 | 12 | 1 | 2.635 | 17.1793
2016-03-22 18:00 | 12 | 1 | 2.635 | 17.1793
2016-03-22 19:00 | 12.957 | 1 | 2.8235 | 18.5494
2016-03-22 20:00 | 15 | 1 | 3.226 | 21.4742
2016-03-22 21:00 | 15 | 1 | 3.226 | 21.4742
2016-03-22 22:00 | 15 | 1 | 3.226 | 21.4742
2016-03-22 23:00 | 15 | 1 | 3.226 | 21.4742
2016-03-23 | 13.747 | 1 | 2.9792 | 19.6804
2016-03-23 01:00 | 12 | 1 | 2.635 | 17.1793
2016-03-23 02:00 | 12 | 1 | 2.635 | 17.1793
2016-03-23 03:00 | 12 | 1 | 2.635 | 17.1793
2016-03-23 04:00 | 12 | 1 | 2.635 | 17.1793
2016-03-23 05:00 | 12 | 1 | 2.635 | 17.1793
2016-03-23 06:00 | 12 | 1 | 2.635 | 17.1793
2016-03-23 07:00 | 12 | 1 | 2.635 | 17.1793
2016-03-23 08:00 | 12 | 1 | 2.635 | 17.1793
2016-03-23 09:00 | 12 | 1 | 2.635 | 17.1793
2016-03-23 10:00 | 12 | 1 | 2.635 | 17.1793
2016-03-23 11:00 | 12 | 1 | 2.635 | 17.1793
2016-03-23 12:00 | 12 | 1 | 2.635 | 17.1793
2016-03-23 13:00 | 12 | 1 | 2.635 | 17.1793
2016-03-23 14:00 | 12 | 1 | 2.635 | 17.1793
2016-03-23 15:00 | 12 | 1 | 2.635 | 17.1793
2016-03-23 16:00 | 12 | 1 | 2.635 | 17.1793
2016-03-23 17:00 | 12 | 1 | 2.635 | 17.1793
2016-03-23 18:00 | 12 | 1 | 2.635 | 17.1793
2016-03-23 19:00 | 13.751 | 1 | 2.9799 | 19.6861
2016-03-23 20:00 | 15 | 1 | 3.226 | 21.4742
2016-03-23 21:00 | 15 | 1 | 3.226 | 21.4742
2016-03-23 22:00 | 15 | 1 | 3.226 | 21.4742
2016-03-23 23:00 | 15 | 1 | 3.226 | 21.4742
2016-03-24 | 13.056 | 1 | 2.843 | 18.6911
2016-03-24 01:00 | 12 | 1 | 2.635 | 17.1793
2016-03-24 02:00 | 12 | 1 | 2.635 | 17.1793
2016-03-24 03:00 | 12 | 1 | 2.635 | 17.1793
2016-03-24 04:00 | 12 | 1 | 2.635 | 17.1793
2016-03-24 05:00 | 12 | 1 | 2.635 | 17.1793
2016-03-24 06:00 | 12 | 1 | 2.635 | 17.1793
2016-03-24 07:00 | 12 | 1 | 2.635 | 17.1793
2016-03-24 08:00 | 12 | 1 | 2.635 | 17.1793
2016-03-24 09:00 | 12 | 1 | 2.635 | 17.1793
2016-03-24 10:00 | 12 | 1 | 2.635 | 17.1793
2016-03-24 11:00 | 12 | 1 | 2.635 | 17.1793
2016-03-24 12:00 | 12 | 1 | 2.635 | 17.1793
2016-03-24 13:00 | 12 | 1 | 2.635 | 17.1793
2016-03-24 14:00 | 12 | 1 | 2.635 | 17.1793
2016-03-24 15:00 | 12 | 1 | 2.635 | 17.1793
2016-03-24 16:00 | 12 | 1 | 2.635 | 17.1793
2016-03-24 17:00 | 12 | 1 | 2.635 | 17.1793
2016-03-24 18:00 | 12 | 1 | 2.635 | 17.1793
2016-03-24 19:00 | 13.629 | 1 | 2.9559 | 19.5114
2016-03-24 20:00 | 15 | 1 | 3.226 | 21.4742
2016-03-24 21:00 | 15 | 1 | 3.226 | 21.4742
2016-03-24 22:00 | 15 | 1 | 3.226 | 21.4742
2016-03-24 23:00 | 15 | 1 | 3.226 | 21.4742
2016-03-25 | 14.521 | 1 | 3.1316 | 20.7884
2016-03-25 01:00 | 12.344 | 1 | 2.7028 | 17.6718
2016-03-25 02:00 | 12 | 1 | 2.635 | 17.1793
2016-03-25 03:00 | 12 | 1 | 2.635 | 17.1793
2016-03-25 04:00 | 12 | 1 | 2.635 | 17.1793
2016-03-25 05:00 | 12 | 1 | 2.635 | 17.1793
2016-03-25 06:00 | 12 | 1 | 2.635 | 17.1793
2016-03-25 07:00 | 12 | 1 | 2.635 | 17.1793
2016-03-25 08:00 | 12 | 1 | 2.635 | 17.1793
2016-03-25 09:00 | 12 | 1 | 2.635 | 17.1793
2016-03-25 10:00 | 12 | 1 | 2.635 | 17.1793
2016-03-25 11:00 | 12 | 1 | 2.635 | 17.1793
2016-03-25 12:00 | 12 | 1 | 2.635 | 17.1793
2016-03-25 13:00 | 12 | 1 | 2.635 | 17.1793
2016-03-25 14:00 | 12 | 1 | 2.635 | 17.1793
2016-03-25 15:00 | 12 | 1 | 2.635 | 17.1793
2016-03-25 16:00 | 12 | 1 | 2.635 | 17.1793
2016-03-25 17:00 | 12 | 1 | 2.635 | 17.1793
2016-03-25 18:00 | 12 | 1 | 2.635 | 17.1793
2016-03-25 19:00 | 13.369 | 1 | 2.9047 | 19.1392
2016-03-25 20:00 | 15 | 1 | 3.226 | 21.4742
2016-03-25 21:00 | 15 | 1 | 3.226 | 21.4742
2016-03-25 22:00 | 15 | 1 | 3.226 | 21.4742
2016-03-25 23:00 | 15 | 1 | 3.226 | 21.4742
2016-03-26 | 14.782 | 1 | 3.1831 | 21.1621
2016-03-26 01:00 | 12.902 | 1 | 2.8127 | 18.4706
2016-03-26 02:00 | 12.278 | 1 | 2.6898 | 17.5773
2016-03-26 03:00 | 12 | 1 | 2.635 | 17.1793
2016-03-26 04:00 | 12 | 1 | 2.635 | 17.1793
2016-03-26 05:00 | 12 | 1 | 2.635 | 17.1793
2016-03-26 06:00 | 12 | 1 | 2.635 | 17.1793
2016-03-26 07:00 | 12 | 1 | 2.635 | 17.1793
2016-03-26 08:00 | 12 | 1 | 2.635 | 17.1793
2016-03-26 09:00 | 12 | 1 | 2.635 | 17.1793
2016-03-26 10:00 | 12 | 1 | 2.635 | 17.1793
2016-03-26 11:00 | 12 | 1 | 2.635 | 17.1793
2016-03-26 12:00 | 12 | 1 | 2.635 | 17.1793
2016-03-26 13:00 | 12 | 1 | 2.635 | 17.1793
2016-03-26 14:00 | 12 | 1 | 2.635 | 17.1793
2016-03-26 15:00 | 12 | 1 | 2.635 | 17.1793
2016-03-26 16:00 | 12 | 1 | 2.635 | 17.1793
2016-03-26 17:00 | 12 | 1 | 2.635 | 17.1793
2016-03-26 18:00 | 12 | 1 | 2.635 | 17.1793
2016-03-26 19:00 | 13.792 | 1 | 2.988 | 19.7448
2016-03-26 20:00 | 15 | 1 | 3.226 | 21.4742
2016-03-26 21:00 | 27 | 2 | 5.861 | 38.6535
2016-03-26 22:00 | 15 | 1 | 3.226 | 21.4742
2016-03-26 23:00 | 15 | 1 | 3.226 | 21.4742
2016-03-27 | 14.04 | 1 | 3.0369 | 20.0998
2016-03-27 01:00 | 12.765 | 1 | 2.7857 | 18.2745
2016-03-27 02:00 | 12.141 | 1 | 2.6628 | 17.3812
2016-03-27 03:00 | 12 | 1 | 2.635 | 17.1793
2016-03-27 04:00 | 12 | 1 | 2.635 | 17.1793
2016-03-27 05:00 | 12 | 1 | 2.635 | 17.1793
2016-03-27 06:00 | 12 | 1 | 2.635 | 17.1793
2016-03-27 07:00 | 12 | 1 | 2.635 | 17.1793
2016-03-27 08:00 | 12 | 1 | 2.635 | 17.1793
2016-03-27 09:00 | 12 | 1 | 2.635 | 17.1793
2016-03-27 10:00 | 12 | 1 | 2.635 | 17.1793
2016-03-27 11:00 | 12 | 1 | 2.635 | 17.1793
2016-03-27 12:00 | 12 | 1 | 2.635 | 17.1793
2016-03-27 13:00 | 12 | 1 | 2.635 | 17.1793
2016-03-27 14:00 | 12 | 1 | 2.635 | 17.1793
2016-03-27 15:00 | 12 | 1 | 2.635 | 17.1793
2016-03-27 16:00 | 12 | 1 | 2.635 | 17.1793
2016-03-27 17:00 | 12 | 1 | 2.635 | 17.1793
2016-03-27 18:00 | 12 | 1 | 2.635 | 17.1793
2016-03-27 19:00 | 13.942 | 1 | 3.0176 | 19.9595
2016-03-27 20:00 | 15 | 1 | 3.226 | 21.4742
2016-03-27 21:00 | 15 | 1 | 3.226 | 21.4742
2016-03-27 22:00 | 15 | 1 | 3.226 | 21.4742
2016-03-27 23:00 | 15 | 1 | 3.226 | 21.4742
2016-03-28 | 14.771 | 1 | 3.1809 | 21.1463
2016-03-28 01:00 | 12.566 | 1 | 2.7465 | 17.9896
2016-03-28 02:00 | 12 | 1 | 2.635 | 17.1793
2016-03-28 03:00 | 12 | 1 | 2.635 | 17.1793
2016-03-28 04:00 | 12 | 1 | 2.635 | 17.1793
2016-03-28 05:00 | 12 | 1 | 2.635 | 17.1793
2016-03-28 06:00 | 12 | 1 | 2.635 | 17.1793
2016-03-28 07:00 | 12 | 1 | 2.635 | 17.1793
2016-03-28 08:00 | 12 | 1 | 2.635 | 17.1793
2016-03-28 09:00 | 12 | 1 | 2.635 | 17.1793
2016-03-28 10:00 | 12 | 1 | 2.635 | 17.1793
2016-03-28 11:00 | 12 | 1 | 2.635 | 17.1793
2016-03-28 12:00 | 12 | 1 | 2.635 | 17.1793
2016-03-28 13:00 | 12 | 1 | 2.635 | 17.1793
2016-03-28 14:00 | 12 | 1 | 2.635 | 17.1793
2016-03-28 15:00 | 12 | 1 | 2.635 | 17.1793
2016-03-28 16:00 | 12 | 1 | 2.635 | 17.1793
2016-03-28 17:00 | 12 | 1 | 2.635 | 17.1793
2016-03-28 18:00 | 12 | 1 | 2.635 | 17.1793
2016-03-28 19:00 | 13.436 | 1 | 2.9179 | 19.2351
2016-03-28 20:00 | 15 | 1 | 3.226 | 21.4742
2016-03-28 21:00 | 15 | 1 | 3.226 | 21.4742
2016-03-28 22:00 | 15 | 1 | 3.226 | 21.4742
2016-03-28 23:00 | 15 | 1 | 3.226 | 21.4742
2016-03-29 | 14.223 | 1 | 3.0729 | 20.3618
2016-03-29 01:00 | 12.248 | 1 | 2.6839 | 17.5344
2016-03-29 02:00 | 12 | 1 | 2.635 | 17.1793
2016-03-29 03:00 | 12 | 1 | 2.635 | 17.1793
2016-03-29 04:00 | 12 | 1 | 2.635 | 17.1793
2016-03-29 05:00 | 12 | 1 | 2.635 | 17.1793
2016-03-29 06:00 | 12 | 1 | 2.635 | 17.1793
2016-03-29 07:00 | 12 | 1 | 2.635 | 17.1793
2016-03-29 08:00 | 12 | 1 | 2.635 | 17.1793
2016-03-29 09:00 | 12 | 1 | 2.635 | 17.1793
2016-03-29 10:00 | 12 | 1 | 2.635 | 17.1793
2016-03-29 11:00 | 12 | 1 | 2.635 | 17.1793
2016-03-29 12:00 | 12 | 1 | 2.635 | 17.1793
2016-03-29 13:00 | 12 | 1 | 2.635 | 17.1793
2016-03-29 14:00 | 12 | 1 | 2.635 | 17.1793
2016-03-29 15:00 | 12 | 1 | 2.635 | 17.1793
2016-03-29 16:00 | 12 | 1 | 2.635 | 17.1793
2016-03-29 17:00 | 12 | 1 | 2.635 | 17.1793
2016-03-29 18:00 | 12 | 1 | 2.635 | 17.1793
2016-03-29 19:00 | 13.164 | 1 | 2.8643 | 18.8457
2016-03-29 20:00 | 15 | 1 | 3.226 | 21.4742
2016-03-29 21:00 | 15 | 1 | 3.226 | 21.4742
2016-03-29 22:00 | 15 | 1 | 3.226 | 21.4742
2016-03-29 23:00 | 15 | 1 | 3.226 | 21.4742
2016-03-30 | 14.538 | 1 | 3.135 | 20.8128
2016-03-30 01:00 | 12.521 | 1 | 2.7376 | 17.9252
2016-03-30 02:00 | 12 | 1 | 2.635 | 17.1793
2016-03-30 03:00 | 12 | 1 | 2.635 | 17.1793
2016-03-30 04:00 | 12 | 1 | 2.635 | 17.1793
2016-03-30 05:00 | 12 | 1 | 2.635 | 17.1793
2016-03-30 06:00 | 12 | 1 | 2.635 | 17.1793
2016-03-30 07:00 | 12 | 1 | 2.635 | 17.1793
2016-03-30 08:00 | 12 | 1 | 2.635 | 17.1793
2016-03-30 09:00 | 12 | 1 | 2.635 | 17.1793
2016-03-30 10:00 | 12 | 1 | 2.635 | 17.1793
2016-03-30 11:00 | 12 | 1 | 2.635 | 17.1793
2016-03-30 12:00 | 12 | 1 | 2.635 | 17.1793
2016-03-30 13:00 | 12 | 1 | 2.635 | 17.1793
2016-03-30 14:00 | 12 | 1 | 2.635 | 17.1793
2016-03-30 15:00 | 12 | 1 | 2.635 | 17.1793
2016-03-30 16:00 | 12 | 1 | 2.635 | 17.1793
2016-03-30 17:00 | 12 | 1 | 2.635 | 17.1793
2016-03-30 18:00 | 12 | 1 | 2.635 | 17.1793
2016-03-30 19:00 | 13.946 | 1 | 3.0184 | 19.9652
2016-03-30 20:00 | 15 | 1 | 3.226 | 21.4742
2016-03-30 21:00 | 15 | 1 | 3.226 | 21.4742
2016-03-30 22:00 | 15 | 1 | 3.226 | 21.4742
2016-03-30 23:00 | 15 | 1 | 3.226 | 21.4742
2016-03-31 | 14.88 | 1 | 3.2024 | 21.3024
2016-03-31 01:00 | 12.374 | 1 | 2.7087 | 17.7148
2016-03-31 02:00 | 12 | 1 | 2.635 | 17.1793
2016-03-31 03:00 | 12 | 1 | 2.635 | 17.1793
2016-03-31 04:00 | 12 | 1 | 2.635 | 17.1793
2016-03-31 05:00 | 12 | 1 | 2.635 | 17.1793
2016-03-31 06:00 | 12 | 1 | 2.635 | 17.1793
2016-03-31 07:00 | 12 | 1 | 2.635 | 17.1793
2016-03-31 08:00 | 12 | 1 | 2.635 | 17.1793
2016-03-31 09:00 | 12 | 1 | 2.635 | 17.1793
2016-03-31 10:00 | 12 | 1 | 2.635 | 17.1793
2016-03-31 11:00 | 12 | 1 | 2.635 | 17.1793
2016-03-31 12:00 | 12 | 1 | 2.635 | 17.1793
2016-03-31 13:00 | 12 | 1 | 2.635 | 17.1793
2016-03-31 14:00 | 12 | 1 | 2.635 | 17.1793
2016-03-31 15:00 | 12 | 1 | 2.635 | 17.1793
2016-03-31 16:00 | 12 | 1 | 2.635 | 17.1793
2016-03-31 17:00 | 12 | 1 | 2.635 | 17.1793
2016-03-31 18:00 | 12 | 1 | 2.635 | 17.1793
2016-03-31 19:00 | 13.624 | 1 | 2.9549 | 19.5043
2016-03-31 20:00 | 15 | 1 | 3.226 | 21.4742
2016-03-31 21:00 | 15 | 1 | 3.226 | 21.4742
2016-03-31 22:00 | 15 | 1 | 3.226 | 21.4742
2016-03-31 23:00 | 15 | 1 | 3.226 | 21.4742
2016-04-01 | 14.096 | 1 | 3.0479 | 20.18
2016-04-01 01:00 | 12 | 1 | 2.635 | 17.1793
2016-04-01 02:00 | 12 | 1 | 2.635 | 17.1793
2016-04-01 03:00 | 12 | 1 | 2.635 | 17.1793
2016-04-01 04:00 | 12 | 1 | 2.635 | 17.1793
2016-04-01 05:00 | 12 | 1 | 2.635 | 17.1793
2016-04-01 06:00 | 12 | 1 | 2.635 | 17.1793
2016-04-01 07:00 | 12 | 1 | 2.635 | 17.1793
2016-04-01 08:00 | 12 | 1 | 2.635 | 17.1793
2016-04-01 09:00 | 12 | 1 | 2.635 | 17.1793
2016-04-01 10:00 | 12 | 1 | 2.635 | 17.1793
2016-04-01 11:00 | 12 | 1 | 2.635 | 17.1793
2016-04-01 12:00 | 12 | 1 | 2.635 | 17.1793
2016-04-01 13:00 | 12 | 1 | 2.635 | 17.1793
2016-04-01 14:00 | 12 | 1 | 2.635 | 17.1793
2016-04-01 15:00 | 12 | 1 | 2.635 | 17.1793
2016-04-01 16:00 | 12 | 1 | 2.635 | 17.1793
2016-04-01 17:00 | 12 | 1 | 2.635 | 17.1793
2016-04-01 18:00 | 12 | 1 | 2.635 | 17.1793
2016-04-01 19:00 | 14.146 | 1 | 3.0578 | 20.2516
2016-04-01 20:00 | 15 | 1 | 3.226 | 21.4742
2016-04-01 21:00 | 15 | 1 | 3.226 | 21.4742
2016-04-01 22:00 | 15 | 1 | 3.226 | 21.4742
2016-04-01 23:00 | 15 | 1 | 3.226 | 21.4742
2016-04-02 | 13.301 | 1 | 2.8913 | 19.0419
2016-04-02 01:00 | 12 | 1 | 2.635 | 17.1793
2016-04-02 02:00 | 12 | 1 | 2.635 | 17.1793
2016-04-02 03:00 | 12 | 1 | 2.635 | 17.1793
2016-04-02 04:00 | 12 | 1 | 2.635 | 17.1793
2016-04-02 05:00 | 12 | 1 | 2.635 | 17.1793
2016-04-02 06:00 | 12 | 1 | 2.635 | 17.1793
2016-04-02 07:00 | 12 | 1 | 2.635 | 17.1793
2016-04-02 08:00 | 12 | 1 | 2.635 | 17.1793
2016-04-02 09:00 | 12 | 1 | 2.635 | 17.1793
2016-04-02 10:00 | 12 | 1 | 2.635 | 17.1793
2016-04-02 11:00 | 12 | 1 | 2.635 | 17.1793
2016-04-02 12:00 | 12 | 1 | 2.635 | 17.1793
2016-04-02 13:00 | 12 | 1 | 2.635 | 17.1793
2016-04-02 14:00 | 12 | 1 | 2.635 | 17.1793
2016-04-02 15:00 | 12 | 1 | 2.635 | 17.1793
2016-04-02 16:00 | 12 | 1 | 2.635 | 17.1793
2016-04-02 17:00 | 12 | 1 | 2.635 | 17.1793
2016-04-02 18:00 | 12 | 1 | 2.635 | 17.1793
2016-04-02 19:00 | 14.122 | 1 | 3.053 | 20.2172
2016-04-02 20:00 | 15 | 1 | 3.226 | 21.4742
2016-04-02 21:00 | 15 | 1 | 3.226 | 21.4742
2016-04-02 22:00 | 15 | 1 | 3.226 | 21.4742
2016-04-02 23:00 | 15 | 1 | 3.226 | 21.4742
2016-04-03 | 13.127 | 1 | 2.857 | 18.7928
2016-04-03 01:00 | 12 | 1 | 2.635 | 17.1793
2016-04-03 02:00 | 12 | 1 | 2.635 | 17.1793
2016-04-03 03:00 | 12 | 1 | 2.635 | 17.1793
2016-04-03 04:00 | 12 | 1 | 2.635 | 17.1793
2016-04-03 05:00 | 12 | 1 | 2.635 | 17.1793
2016-04-03 06:00 | 12 | 1 | 2.635 | 17.1793
2016-04-03 07:00 | 12 | 1 | 2.635 | 17.1793
2016-04-03 08:00 | 12 | 1 | 2.635 | 17.1793
2016-04-03 09:00 | 12 | 1 | 2.635 | 17.1793
2016-04-03 10:00 | 12 | 1 | 2.635 | 17.1793
2016-04-03 11:00 | 12 | 1 | 2.635 | 17.1793
2016-04-03 12:00 | 12 | 1 | 2.635 | 17.1793
2016-04-03 13:00 | 12 | 1 | 2.635 | 17.1793
2016-04-03 14:00 | 12 | 1 | 2.635 | 17.1793
2016-04-03 15:00 | 12 | 1 | 2.635 | 17.1793
2016-04-03 16:00 | 12 | 1 | 2.635 | 17.1793
2016-04-03 17:00 | 12 | 1 | 2.635 | 17.1793
2016-04-03 18:00 | 12 | 1 | 2.635 | 17.1793
2016-04-03 19:00 | 14.065 | 1 | 3.0418 | 20.1356
2016-04-03 20:00 | 15 | 1 | 3.226 | 21.4742
2016-04-03 21:00 | 15 | 1 | 3.226 | 21.4742
2016-04-03 22:00 | 15 | 1 | 3.226 | 21.4742
2016-04-03 23:00 | 15 | 1 | 3.226 | 21.4742
2016-04-04 | 12.957 | 1 | 2.8235 | 18.5494
2016-04-04 01:00 | 12.025 | 1 | 2.6399 | 17.2151
2016-04-04 02:00 | 12 | 1 | 2.635 | 17.1793
2016-04-04 03:00 | 12 | 1 | 2.635 | 17.1793
2016-04-04 04:00 | 12 | 1 | 2.635 | 17.1793
2016-04-04 05:00 | 12 | 1 | 2.635 | 17.1793
2016-04-04 06:00 | 12 | 1 | 2.635 | 17.1793
2016-04-04 07:00 | 12 | 1 | 2.635 | 17.1793
2016-04-04 08:00 | 12 | 1 | 2.635 | 17.1793
2016-04-04 09:00 | 12 | 1 | 2.635 | 17.1793
2016-04-04 10:00 | 12 | 1 | 2.635 | 17.1793
2016-04-04 11:00 | 12 | 1 | 2.635 | 17.1793
2016-04-04 12:00 | 12 | 1 | 2.635 | 17.1793
2016-04-04 13:00 | 12 | 1 | 2.635 | 17.1793
2016-04-04 14:00 | 12 | 1 | 2.635 | 17.1793
2016-04-04 15:00 | 12 | 1 | 2.635 | 17.1793
2016-04-04 16:00 | 12 | 1 | 2.635 | 17.1793
2016-04-04 17:00 | 12 | 1 | 2.635 | 17.1793
2016-04-04 18:00 | 12 | 1 | 2.635 | 17.1793
2016-04-04 19:00 | 14.908 | 1 | 3.2079 | 21.3425
2016-04-04 20:00 | 15 | 1 | 3.226 | 21.4742
2016-04-04 21:00 | 15 | 1 | 3.226 | 21.4742
2016-04-04 22:00 | 15 | 1 | 3.226 | 21.4742
2016-04-04 23:00 | 15 | 1 | 3.226 | 21.4742
2016-04-05 | 13.494 | 1 | 2.9293 | 19.3182
2016-04-05 01:00 | 12 | 1 | 2.635 | 17.1793
2016-04-05 02:00 | 12 | 1 | 2.635 | 17.1793
2016-04-05 03:00 | 12 | 1 | 2.635 | 17.1793
2016-04-05 04:00 | 12 | 1 | 2.635 | 17.1793
2016-04-05 05:00 | 12 | 1 | 2.635 | 17.1793
2016-04-05 06:00 | 12 | 1 | 2.635 | 17.1793
2016-04-05 07:00 | 12 | 1 | 2.635 | 17.1793
2016-04-05 08:00 | 12 | 1 | 2.635 | 17.1793
2016-04-05 09:00 | 12 | 1 | 2.635 | 17.1793
2016-04-05 10:00 | 12 | 1 | 2.635 | 17.1793
2016-04-05 11:00 | 12 | 1 | 2.635 | 17.1793
2016-04-05 12:00 | 12 | 1 | 2.635 | 17.1793
2016-04-05 13:00 | 12 | 1 | 2.635 | 17.1793
2016-04-05 14:00 | 12 | 1 | 2.635 | 17.1793
2016-04-05 15:00 | 12 | 1 | 2.635 | 17.1793
2016-04-05 16:00 | 12 | 1 | 2.635 | 17.1793
2016-04-05 17:00 | 12 | 1 | 2.635 | 17.1793
2016-04-05 18:00 | 12 | 1 | 2.635 | 17.1793
2016-04-05 19:00 | 15 | 1 | 3.226 | 21.4742
2016-04-05 20:00 | 15 | 1 | 3.226 | 21.4742
2016-04-05 21:00 | 15 | 1 | 3.226 | 21.4742
2016-04-05 22:00 | 15 | 1 | 3.226 | 21.4742
2016-04-05 23:00 | 15 | 1 | 3.226 | 21.4742
2016-04-06 | 13.873 | 1 | 3.004 | 19.8607
2016-04-06 01:00 | 12.516 | 1 | 2.7367 | 17.918
2016-04-06 02:00 | 12 | 1 | 2.635 | 17.1793
2016-04-06 03:00 | 12 | 1 | 2.635 | 17.1793
2016-04-06 04:00 | 12 | 1 | 2.635 | 17.1793
2016-04-06 05:00 | 12 | 1 | 2.635 | 17.1793
2016-04-06 06:00 | 12 | 1 | 2.635 | 17.1793
2016-04-06 07:00 | 12 | 1 | 2.635 | 17.1793
2016-04-06 08:00 | 12 | 1 | 2.635 | 17.1793
2016-04-06 09:00 | 12 | 1 | 2.635 | 17.1793
2016-04-06 10:00 | 12 | 1 | 2.635 | 17.1793
2016-04-06 11:00 | 12 | 1 | 2.635 | 17.1793
2016-04-06 12:00 | 12 | 1 | 2.635 | 17.1793
2016-04-06 13:00 | 12 | 1 | 2.635 | 17.1793
2016-04-06 14:00 | 12 | 1 | 2.635 | 17.1793
2016-04-06 15:00 | 12 | 1 | 2.635 | 17.1793
2016-04-06 16:00 | 12 | 1 | 2.635 | 17.1793
2016-04-06 17:00 | 12 | 1 | 2.635 | 17.1793
2016-04-06 18:00 | 12 | 1 | 2.635 | 17.1793
2016-04-06 19:00 | 15 | 1 | 3.226 | 21.4742
2016-04-06 20:00 | 15 | 1 | 3.226 | 21.4742
2016-04-06 21:00 | 15 | 1 | 3.226 | 21.4742
2016-04-06 22:00 | 15 | 1 | 3.226 | 21.4742
2016-04-06 23:00 | 15 | 1 | 3.226 | 21.4742
2016-04-07 | 14.396 | 1 | 3.107 | 20.6095
2016-04-07 01:00 | 12.77 | 1 | 2.7867 | 18.2817
2016-04-07 02:00 | 12 | 1 | 2.635 | 17.1793
2016-04-07 03:00 | 12 | 1 | 2.635 | 17.1793
2016-04-07 04:00 | 12 | 1 | 2.635 | 17.1793
2016-04-07 05:00 | 12 | 1 | 2.635 | 17.1793
2016-04-07 06:00 | 12 | 1 | 2.635 | 17.1793
2016-04-07 07:00 | 12 | 1 | 2.635 | 17.1793
2016-04-07 08:00 | 12 | 1 | 2.635 | 17.1793
2016-04-07 09:00 | 12 | 1 | 2.635 | 17.1793
2016-04-07 10:00 | 12 | 1 | 2.635 | 17.1793
2016-04-07 11:00 | 12 | 1 | 2.635 | 17.1793
2016-04-07 12:00 | 12 | 1 | 2.635 | 17.1793
2016-04-07 13:00 | 12 | 1 | 2.635 | 17.1793
2016-04-07 14:00 | 12 | 1 | 2.635 | 17.1793
2016-04-07 15:00 | 12 | 1 | 2.635 | 17.1793
2016-04-07 16:00 | 12 | 1 | 2.635 | 17.1793
2016-04-07 17:00 | 12 | 1 | 2.635 | 17.1793
2016-04-07 18:00 | 12 | 1 | 2.635 | 17.1793
2016-04-07 19:00 | 14.862 | 1 | 3.1988 | 21.2766
2016-04-07 20:00 | 15 | 1 | 3.226 | 21.4742
2016-04-07 21:00 | 15 | 1 | 3.226 | 21.4742
2016-04-07 22:00 | 15 | 1 | 3.226 | 21.4742
2016-04-07 23:00 | 15 | 1 | 3.226 | 21.4742
2016-04-08 | 13.92 | 1 | 3.0132 | 19.928
2016-04-08 01:00 | 12 | 1 | 2.635 | 17.1793
2016-04-08 02:00 | 12 | 1 | 2.635 | 17.1793
2016-04-08 03:00 | 12 | 1 | 2.635 | 17.1793
2016-04-08 04:00 | 12 | 1 | 2.635 | 17.1793
2016-04-08 05:00 | 12 | 1 | 2.635 | 17.1793
2016-04-08 06:00 | 12 | 1 | 2.635 | 17.1793
2016-04-08 07:00 | 12 | 1 | 2.635 | 17.1793
2016-04-08 08:00 | 12 | 1 | 2.635 | 17.1793
2016-04-08 09:00 | 12 | 1 | 2.635 | 17.1793
2016-04-08 10:00 | 12 | 1 | 2.635 | 17.1793
2016-04-08 11:00 | 12 | 1 | 2.635 | 17.1793
2016-04-08 12:00 | 12 | 1 | 2.635 | 17.1793
2016-04-08 13:00 | 12 | 1 | 2.635 | 17.1793
2016-04-08 14:00 | 12 | 1 | 2.635 | 17.1793
2016-04-08 15:00 | 12 | 1 | 2.635 | 17.1793
2016-04-08 16:00 | 12 | 1 | 2.635 | 17.1793
2016-04-08 17:00 | 12 | 1 | 2.635 | 17.1793
2016-04-08 18:00 | 12 | 1 | 2.635 | 17.1793
2016-04-08 19:00 | 14.427 | 1 | 3.1131 | 20.6539
2016-04-08 20:00 | 15 | 1 | 3.226 | 21.4742
2016-04-08 21:00 | 15 | 1 | 3.226 | 21.4742
2016-04-08 22:00 | 15 | 1 | 3.226 | 21.4742
2016-04-08 23:00 | 15 | 1 | 3.226 | 21.4742
2016-04-09 | 12.818 | 1 | 2.7961 | 18.3504
2016-04-09 01:00 | 12 | 1 | 2.635 | 17.1793
2016-04-09 02:00 | 12 | 1 | 2.635 | 17.1793
2016-04-09 03:00 | 12 | 1 | 2.635 | 17.1793
2016-04-09 04:00 | 12 | 1 | 2.635 | 17.1793
2016-04-09 05:00 | 12 | 1 | 2.635 | 17.1793
2016-04-09 06:00 | 12 | 1 | 2.635 | 17.1793
2016-04-09 07:00 | 12 | 1 | 2.635 | 17.1793
2016-04-09 08:00 | 12 | 1 | 2.635 | 17.1793
2016-04-09 09:00 | 12 | 1 | 2.635 | 17.1793
2016-04-09 10:00 | 12 | 1 | 2.635 | 17.1793
2016-04-09 11:00 | 12 | 1 | 2.635 | 17.1793
2016-04-09 12:00 | 12 | 1 | 2.635 | 17.1793
2016-04-09 13:00 | 12 | 1 | 2.635 | 17.1793
2016-04-09 14:00 | 12 | 1 | 2.635 | 17.1793
2016-04-09 15:00 | 12 | 1 | 2.635 | 17.1793
2016-04-09 16:00 | 12 | 1 | 2.635 | 17.1793
2016-04-09 17:00 | 12 | 1 | 2.635 | 17.1793
2016-04-09 18:00 | 12 | 1 | 2.635 | 17.1793
2016-04-09 19:00 | 15 | 1 | 3.226 | 21.4742
2016-04-09 20:00 | 15 | 1 | 3.226 | 21.4742
2016-04-09 21:00 | 15 | 1 | 3.226 | 21.4742
2016-04-09 22:00 | 15 | 1 | 3.226 | 21.4742
2016-04-09 23:00 | 15 | 1 | 3.226 | 21.4742
2016-04-10 | 13.255 | 1 | 2.8822 | 18.976
2016-04-10 01:00 | 12 | 1 | 2.635 | 17.1793
2016-04-10 02:00 | 12 | 1 | 2.635 | 17.1793
2016-04-10 03:00 | 12 | 1 | 2.635 | 17.1793
2016-04-10 04:00 | 12 | 1 | 2.635 | 17.1793
2016-04-10 05:00 | 12 | 1 | 2.635 | 17.1793
2016-04-10 06:00 | 12 | 1 | 2.635 | 17.1793
2016-04-10 07:00 | 12 | 1 | 2.635 | 17.1793
2016-04-10 08:00 | 12 | 1 | 2.635 | 17.1793
2016-04-10 09:00 | 12 | 1 | 2.635 | 17.1793
2016-04-10 10:00 | 12 | 1 | 2.635 | 17.1793
2016-04-10 11:00 | 12 | 1 | 2.635 | 17.1793
2016-04-10 12:00 | 12 | 1 | 2.635 | 17.1793
2016-04-10 13:00 | 12 | 1 | 2.635 | 17.1793
2016-04-10 14:00 | 12 | 1 | 2.635 | 17.1793
2016-04-10 15:00 | 12 | 1 | 2.635 | 17.1793
2016-04-10 16:00 | 12 | 1 | 2.635 | 17.1793
2016-04-10 17:00 | 12 | 1 | 2.635 | 17.1793
2016-04-10 18:00 | 12 | 1 | 2.635 | 17.1793
2016-04-10 19:00 | 14.332 | 1 | 3.0944 | 20.5178
2016-04-10 20:00 | 15 | 1 | 3.226 | 21.4742
2016-04-10 21:00 | 15 | 1 | 3.226 | 21.4742
2016-04-10 22:00 | 15 | 1 | 3.226 | 21.4742
2016-04-10 23:00 | 14.45 | 1 | 3.1176 | 20.6868
2016-04-11 | 12.522 | 1 | 2.7378 | 17.9266
2016-04-11 01:00 | 12 | 1 | 2.635 | 17.1793
2016-04-11 02:00 | 12 | 1 | 2.635 | 17.1793
2016-04-11 03:00 | 12 | 1 | 2.635 | 17.1793
2016-04-11 04:00 | 12 | 1 | 2.635 | 17.1793
2016-04-11 05:00 | 12 | 1 | 2.635 | 17.1793
2016-04-11 06:00 | 12 | 1 | 2.635 | 17.1793
2016-04-11 07:00 | 12 | 1 | 2.635 | 17.1793
2016-04-11 08:00 | 12 | 1 | 2.635 | 17.1793
2016-04-11 09:00 | 12 | 1 | 2.635 | 17.1793
2016-04-11 10:00 | 12 | 1 | 2.635 | 17.1793
2016-04-11 11:00 | 12 | 1 | 2.635 | 17.1793
2016-04-11 12:00 | 12 | 1 | 2.635 | 17.1793
2016-04-11 13:00 | 12 | 1 | 2.635 | 17.1793
2016-04-11 14:00 | 12 | 1 | 2.635 | 17.1793
2016-04-11 15:00 | 12 | 1 | 2.635 | 17.1793
2016-04-11 16:00 | 12 | 1 | 2.635 | 17.1793
2016-04-11 17:00 | 12 | 1 | 2.635 | 17.1793
2016-04-11 18:00 | 12 | 1 | 2.635 | 17.1793
2016-04-11 19:00 | 14.185 | 1 | 3.0654 | 20.3074
2016-04-11 20:00 | 15 | 1 | 3.226 | 21.4742
2016-04-11 21:00 | 15 | 1 | 3.226 | 21.4742
2016-04-11 22:00 | 15 | 1 | 3.226 | 21.4742
2016-04-11 23:00 | 14.271 | 1 | 3.0824 | 20.4305
2016-04-12 | 12.336 | 1 | 2.7012 | 17.6604
2016-04-12 01:00 | 12 | 1 | 2.635 | 17.1793
2016-04-12 02:00 | 12 | 1 | 2.635 | 17.1793
2016-04-12 03:00 | 12 | 1 | 2.635 | 17.1793
2016-04-12 04:00 | 12 | 1 | 2.635 | 17.1793
2016-04-12 05:00 | 12 | 1 | 2.635 | 17.1793
2016-04-12 06:00 | 12 | 1 | 2.635 | 17.1793
2016-04-12 07:00 | 12 | 1 | 2.635 | 17.1793
2016-04-12 08:00 | 12 | 1 | 2.635 | 17.1793
2016-04-12 09:00 | 12 | 1 | 2.635 | 17.1793
2016-04-12 10:00 | 12 | 1 | 2.635 | 17.1793
2016-04-12 11:00 | 12 | 1 | 2.635 | 17.1793
2016-04-12 12:00 | 12 | 1 | 2.635 | 17.1793
2016-04-12 13:00 | 12 | 1 | 2.635 | 17.1793
2016-04-12 14:00 | 12 | 1 | 2.635 | 17.1793
2016-04-12 15:00 | 12 | 1 | 2.635 | 17.1793
2016-04-12 16:00 | 12 | 1 | 2.635 | 17.1793
2016-04-12 17:00 | 12 | 1 | 2.635 | 17.1793
2016-04-12 18:00 | 12 | 1 | 2.635 | 17.1793
2016-04-12 19:00 | 15 | 1 | 3.226 | 21.4742
2016-04-12 20:00 | 15 | 1 | 3.226 | 21.4742
2016-04-12 21:00 | 15 | 1 | 3.226 | 21.4742
2016-04-12 22:00 | 15 | 1 | 3.226 | 21.4742
2016-04-12 23:00 | 15 | 1 | 3.226 | 21.4742
2016-04-13 | 13.552 | 1 | 2.9407 | 19.4012
2016-04-13 01:00 | 12 | 1 | 2.635 | 17.1793
2016-04-13 02:00 | 12 | 1 | 2.635 | 17.1793
2016-04-13 03:00 | 12 | 1 | 2.635 | 17.1793
2016-04-13 04:00 | 12 | 1 | 2.635 | 17.1793
2016-04-13 05:00 | 12 | 1 | 2.635 | 17.1793
2016-04-13 06:00 | 12 | 1 | 2.635 | 17.1793
2016-04-13 07:00 | 12 | 1 | 2.635 | 17.1793
2016-04-13 08:00 | 12 | 1 | 2.635 | 17.1793
2016-04-13 09:00 | 12 | 1 | 2.635 | 17.1793
2016-04-13 10:00 | 12 | 1 | 2.635 | 17.1793
2016-04-13 11:00 | 12 | 1 | 2.635 | 17.1793
2016-04-13 12:00 | 12 | 1 | 2.635 | 17.1793
2016-04-13 13:00 | 12 | 1 | 2.635 | 17.1793
2016-04-13 14:00 | 12 | 1 | 2.635 | 17.1793
2016-04-13 15:00 | 12 | 1 | 2.635 | 17.1793
2016-04-13 16:00 | 12 | 1 | 2.635 | 17.1793
2016-04-13 17:00 | 12 | 1 | 2.635 | 17.1793
2016-04-13 18:00 | 12 | 1 | 2.635 | 17.1793
2016-04-13 19:00 | 14.726 | 1 | 3.172 | 21.0819
2016-04-13 20:00 | 15 | 1 | 3.226 | 21.4742
2016-04-13 21:00 | 15 | 1 | 3.226 | 21.4742
2016-04-13 22:00 | 15 | 1 | 3.226 | 21.4742
2016-04-13 23:00 | 15 | 1 | 3.226 | 21.4742
2016-04-14 | 13.496 | 1 | 2.9297 | 19.321
2016-04-14 01:00 | 12.028 | 1 | 2.6405 | 17.2194
2016-04-14 02:00 | 12 | 1 | 2.635 | 17.1793
2016-04-14 03:00 | 12 | 1 | 2.635 | 17.1793
2016-04-14 04:00 | 12 | 1 | 2.635 | 17.1793
2016-04-14 05:00 | 12 | 1 | 2.635 | 17.1793
2016-04-14 06:00 | 12 | 1 | 2.635 | 17.1793
2016-04-14 07:00 | 12 | 1 | 2.635 | 17.1793
2016-04-14 08:00 | 12 | 1 | 2.635 | 17.1793
2016-04-14 09:00 | 12 | 1 | 2.635 | 17.1793
2016-04-14 10:00 | 12 | 1 | 2.635 | 17.1793
2016-04-14 11:00 | 12 | 1 | 2.635 | 17.1793
2016-04-14 12:00 | 12 | 1 | 2.635 | 17.1793
2016-04-14 13:00 | 12 | 1 | 2.635 | 17.1793
2016-04-14 14:00 | 12 | 1 | 2.635 | 17.1793
2016-04-14 15:00 | 12 | 1 | 2.635 | 17.1793
2016-04-14 16:00 | 12 | 1 | 2.635 | 17.1793
2016-04-14 17:00 | 12 | 1 | 2.635 | 17.1793
2016-04-14 18:00 | 12 | 1 | 2.635 | 17.1793
2016-04-14 19:00 | 15 | 1 | 3.226 | 21.4742
2016-04-14 20:00 | 15 | 1 | 3.226 | 21.4742
2016-04-14 21:00 | 15 | 1 | 3.226 | 21.4742
2016-04-14 22:00 | 15 | 1 | 3.226 | 21.4742
2016-04-14 23:00 | 15 | 1 | 3.226 | 21.4742
2016-04-15 | 14.403 | 1 | 3.1084 | 20.6195
2016-04-15 01:00 | 12.744 | 1 | 2.7816 | 18.2444
2016-04-15 02:00 | 12 | 1 | 2.635 | 17.1793
2016-04-15 03:00 | 12 | 1 | 2.635 | 17.1793
2016-04-15 04:00 | 12 | 1 | 2.635 | 17.1793
2016-04-15 05:00 | 12 | 1 | 2.635 | 17.1793
2016-04-15 06:00 | 12 | 1 | 2.635 | 17.1793
2016-04-15 07:00 | 12 | 1 | 2.635 | 17.1793
2016-04-15 08:00 | 12 | 1 | 2.635 | 17.1793
2016-04-15 09:00 | 12 | 1 | 2.635 | 17.1793
2016-04-15 10:00 | 12 | 1 | 2.635 | 17.1793
2016-04-15 11:00 | 12 | 1 | 2.635 | 17.1793
2016-04-15 12:00 | 12 | 1 | 2.635 | 17.1793
2016-04-15 13:00 | 12 | 1 | 2.635 | 17.1793
2016-04-15 14:00 | 12 | 1 | 2.635 | 17.1793
2016-04-15 15:00 | 12 | 1 | 2.635 | 17.1793
2016-04-15 16:00 | 12 | 1 | 2.635 | 17.1793
2016-04-15 17:00 | 12 | 1 | 2.635 | 17.1793
2016-04-15 18:00 | 12 | 1 | 2.635 | 17.1793
2016-04-15 19:00 | 14.473 | 1 | 3.1222 | 20.7197
2016-04-15 20:00 | 15 | 1 | 3.226 | 21.4742
2016-04-15 21:00 | 15 | 1 | 3.226 | 21.4742
2016-04-15 22:00 | 15 | 1 | 3.226 | 21.4742
2016-04-15 23:00 | 15 | 1 | 3.226 | 21.4742
2016-04-16 | 14.575 | 1 | 3.1423 | 20.8657
2016-04-16 01:00 | 12.427 | 1 | 2.7191 | 17.7906
2016-04-16 02:00 | 12 | 1 | 2.635 | 17.1793
2016-04-16 03:00 | 12 | 1 | 2.635 | 17.1793
2016-04-16 04:00 | 12 | 1 | 2.635 | 17.1793
2016-04-16 05:00 | 12 | 1 | 2.635 | 17.1793
2016-04-16 06:00 | 12 | 1 | 2.635 | 17.1793
2016-04-16 07:00 | 12 | 1 | 2.635 | 17.1793
2016-04-16 08:00 | 12 | 1 | 2.635 | 17.1793
2016-04-16 09:00 | 12 | 1 | 2.635 | 17.1793
2016-04-16 10:00 | 12 | 1 | 2.635 | 17.1793
2016-04-16 11:00 | 12 | 1 | 2.635 | 17.1793
2016-04-16 12:00 | 12 | 1 | 2.635 | 17.1793
2016-04-16 13:00 | 12 | 1 | 2.635 | 17.1793
2016-04-16 14:00 | 12 | 1 | 2.635 | 17.1793
2016-04-16 15:00 | 12 | 1 | 2.635 | 17.1793
2016-04-16 16:00 | 12 | 1 | 2.635 | 17.1793
2016-04-16 17:00 | 12 | 1 | 2.635 | 17.1793
2016-04-16 18:00 | 12 | 1 | 2.635 | 17.1793
2016-04-16 19:00 | 13.431 | 1 | 2.9169 | 19.228
2016-04-16 20:00 | 15 | 1 | 3.226 | 21.4742
2016-04-16 21:00 | 15 | 1 | 3.226 | 21.4742
2016-04-16 22:00 | 15 | 1 | 3.226 | 21.4742
2016-04-16 23:00 | 15 | 1 | 3.226 | 21.4742
2016-04-17 | 13.896 | 1 | 3.0085 | 19.8937
2016-04-17 01:00 | 12.029 | 1 | 2.6407 | 17.2208
2016-04-17 02:00 | 12 | 1 | 2.635 | 17.1793
2016-04-17 03:00 | 12 | 1 | 2.635 | 17.1793
2016-04-17 04:00 | 12 | 1 | 2.635 | 17.1793
2016-04-17 05:00 | 12 | 1 | 2.635 | 17.1793
2016-04-17 06:00 | 12 | 1 | 2.635 | 17.1793
2016-04-17 07:00 | 12 | 1 | 2.635 | 17.1793
2016-04-17 08:00 | 12 | 1 | 2.635 | 17.1793
2016-04-17 09:00 | 12 | 1 | 2.635 | 17.1793
2016-04-17 10:00 | 12 | 1 | 2.635 | 17.1793
2016-04-17 11:00 | 12 | 1 | 2.635 | 17.1793
2016-04-17 12:00 | 12 | 1 | 2.635 | 17.1793
2016-04-17 13:00 | 12 | 1 | 2.635 | 17.1793
2016-04-17 14:00 | 12 | 1 | 2.635 | 17.1793
2016-04-17 15:00 | 12 | 1 | 2.635 | 17.1793
2016-04-17 16:00 | 12 | 1 | 2.635 | 17.1793
2016-04-17 17:00 | 12 | 1 | 2.635 | 17.1793
2016-04-17 18:00 | 12 | 1 | 2.635 | 17.1793
2016-04-17 19:00 | 13.779 | 1 | 2.9855 | 19.7262
2016-04-17 20:00 | 15 | 1 | 3.226 | 21.4742
2016-04-17 21:00 | 15 | 1 | 3.226 | 21.4742
2016-04-17 22:00 | 15 | 1 | 3.226 | 21.4742
2016-04-17 23:00 | 15 | 1 | 3.226 | 21.4742
2016-04-18 | 13.384 | 1 | 2.9076 | 19.1607
2016-04-18 01:00 | 12 | 1 | 2.635 | 17.1793
2016-04-18 02:00 | 12 | 1 | 2.635 | 17.1793
2016-04-18 03:00 | 12 | 1 | 2.635 | 17.1793
2016-04-18 04:00 | 12 | 1 | 2.635 | 17.1793
2016-04-18 05:00 | 12 | 1 | 2.635 | 17.1793
2016-04-18 06:00 | 12 | 1 | 2.635 | 17.1793
2016-04-18 07:00 | 12 | 1 | 2.635 | 17.1793
2016-04-18 08:00 | 12 | 1 | 2.635 | 17.1793
2016-04-18 09:00 | 12 | 1 | 2.635 | 17.1793
2016-04-18 10:00 | 12 | 1 | 2.635 | 17.1793
2016-04-18 11:00 | 12 | 1 | 2.635 | 17.1793
2016-04-18 12:00 | 12 | 1 | 2.635 | 17.1793
2016-04-18 13:00 | 12 | 1 | 2.635 | 17.1793
2016-04-18 14:00 | 12 | 1 | 2.635 | 17.1793
2016-04-18 15:00 | 12 | 1 | 2.635 | 17.1793
2016-04-18 16:00 | 12 | 1 | 2.635 | 17.1793
2016-04-18 17:00 | 12 | 1 | 2.635 | 17.1793
2016-04-18 18:00 | 12 | 1 | 2.635 | 17.1793
2016-04-18 19:00 | 14.96 | 1 | 3.2181 | 21.4169
2016-04-18 20:00 | 15 | 1 | 3.226 | 21.4742
2016-04-18 21:00 | 15 | 1 | 3.226 | 21.4742
2016-04-18 22:00 | 15 | 1 | 3.226 | 21.4742
2016-04-18 23:00 | 15 | 1 | 3.226 | 21.4742
2016-04-19 | 12.974 | 1 | 2.8269 | 18.5737
2016-04-19 01:00 | 12 | 1 | 2.635 | 17.1793
2016-04-19 02:00 | 12 | 1 | 2.635 | 17.1793
2016-04-19 03:00 | 12 | 1 | 2.635 | 17.1793
2016-04-19 04:00 | 12 | 1 | 2.635 | 17.1793
2016-04-19 05:00 | 12 | 1 | 2.635 | 17.1793
2016-04-19 06:00 | 12 | 1 | 2.635 | 17.1793
2016-04-19 07:00 | 12 | 1 | 2.635 | 17.1793
2016-04-19 08:00 | 12 | 1 | 2.635 | 17.1793
2016-04-19 09:00 | 12 | 1 | 2.635 | 17.1793
2016-04-19 10:00 | 12 | 1 | 2.635 | 17.1793
2016-04-19 11:00 | 12 | 1 | 2.635 | 17.1793
2016-04-19 12:00 | 12 | 1 | 2.635 | 17.1793
2016-04-19 13:00 | 12 | 1 | 2.635 | 17.1793
2016-04-19 14:00 | 12 | 1 | 2.635 | 17.1793
2016-04-19 15:00 | 12 | 1 | 2.635 | 17.1793
2016-04-19 16:00 | 12 | 1 | 2.635 | 17.1793
2016-04-19 17:00 | 12 | 1 | 2.635 | 17.1793
2016-04-19 18:00 | 12 | 1 | 2.635 | 17.1793
2016-04-19 19:00 | 14.993 | 1 | 3.2246 | 21.4641
2016-04-19 20:00 | 15 | 1 | 3.226 | 21.4742
2016-04-19 21:00 | 15 | 1 | 3.226 | 21.4742
2016-04-19 22:00 | 15 | 1 | 3.226 | 21.4742
2016-04-19 23:00 | 15 | 1 | 3.226 | 21.4742
2016-04-20 | 12.603 | 1 | 2.7538 | 18.0426
2016-04-20 01:00 | 12 | 1 | 2.635 | 17.1793
2016-04-20 02:00 | 12 | 1 | 2.635 | 17.1793
2016-04-20 03:00 | 12 | 1 | 2.635 | 17.1793
2016-04-20 04:00 | 12 | 1 | 2.635 | 17.1793
2016-04-20 05:00 | 12 | 1 | 2.635 | 17.1793
2016-04-20 06:00 | 12 | 1 | 2.635 | 17.1793
2016-04-20 07:00 | 12 | 1 | 2.635 | 17.1793
2016-04-20 08:00 | 12 | 1 | 2.635 | 17.1793
2016-04-20 09:00 | 12 | 1 | 2.635 | 17.1793
2016-04-20 10:00 | 12 | 1 | 2.635 | 17.1793
2016-04-20 11:00 | 12 | 1 | 2.635 | 17.1793
2016-04-20 12:00 | 12 | 1 | 2.635 | 17.1793
2016-04-20 13:00 | 12 | 1 | 2.635 | 17.1793
2016-04-20 14:00 | 12 | 1 | 2.635 | 17.1793
2016-04-20 15:00 | 12 | 1 | 2.635 | 17.1793
2016-04-20 16:00 | 12 | 1 | 2.635 | 17.1793
2016-04-20 17:00 | 12 | 1 | 2.635 | 17.1793
2016-04-20 18:00 | 12 | 1 | 2.635 | 17.1793
2016-04-20 19:00 | 15 | 1 | 3.226 | 21.4742
2016-04-20 20:00 | 15 | 1 | 3.226 | 21.4742
2016-04-20 21:00 | 15 | 1 | 3.226 | 21.4742
2016-04-20 22:00 | 15 | 1 | 3.226 | 21.4742
2016-04-20 23:00 | 15 | 1 | 3.226 | 21.4742
2016-04-21 | 13.074 | 1 | 2.8466 | 18.7169
2016-04-21 01:00 | 12 | 1 | 2.635 | 17.1793
2016-04-21 02:00 | 12 | 1 | 2.635 | 17.1793
2016-04-21 03:00 | 12 | 1 | 2.635 | 17.1793
2016-04-21 04:00 | 12 | 1 | 2.635 | 17.1793
2016-04-21 05:00 | 12 | 1 | 2.635 | 17.1793
2016-04-21 06:00 | 12 | 1 | 2.635 | 17.1793
2016-04-21 07:00 | 12 | 1 | 2.635 | 17.1793
2016-04-21 08:00 | 12 | 1 | 2.635 | 17.1793
2016-04-21 09:00 | 12 | 1 | 2.635 | 17.1793
2016-04-21 10:00 | 12 | 1 | 2.635 | 17.1793
2016-04-21 11:00 | 12 | 1 | 2.635 | 17.1793
2016-04-21 12:00 | 12 | 1 | 2.635 | 17.1793
2016-04-21 13:00 | 12 | 1 | 2.635 | 17.1793
2016-04-21 14:00 | 12 | 1 | 2.635 | 17.1793
2016-04-21 15:00 | 12 | 1 | 2.635 | 17.1793
2016-04-21 16:00 | 12 | 1 | 2.635 | 17.1793
2016-04-21 17:00 | 12 | 1 | 2.635 | 17.1793
2016-04-21 18:00 | 12 | 1 | 2.635 | 17.1793
2016-04-21 19:00 | 14.236 | 1 | 3.0755 | 20.3804
2016-04-21 20:00 | 15 | 1 | 3.226 | 21.4742
2016-04-21 21:00 | 15 | 1 | 3.226 | 21.4742
2016-04-21 22:00 | 15 | 1 | 3.226 | 21.4742
2016-04-21 23:00 | 15 | 1 | 3.226 | 21.4742
2016-04-22 | 13.926 | 1 | 3.0144 | 19.9366
2016-04-22 01:00 | 12.155 | 1 | 2.6655 | 17.4012
2016-04-22 02:00 | 12 | 1 | 2.635 | 17.1793
2016-04-22 03:00 | 12 | 1 | 2.635 | 17.1793
2016-04-22 04:00 | 12 | 1 | 2.635 | 17.1793
2016-04-22 05:00 | 12 | 1 | 2.635 | 17.1793
2016-04-22 06:00 | 12 | 1 | 2.635 | 17.1793
2016-04-22 07:00 | 12 | 1 | 2.635 | 17.1793
2016-04-22 08:00 | 12 | 1 | 2.635 | 17.1793
2016-04-22 09:00 | 12 | 1 | 2.635 | 17.1793
2016-04-22 10:00 | 12 | 1 | 2.635 | 17.1793
2016-04-22 11:00 | 12 | 1 | 2.635 | 17.1793
2016-04-22 12:00 | 12 | 1 | 2.635 | 17.1793
2016-04-22 13:00 | 12 | 1 | 2.635 | 17.1793
2016-04-22 14:00 | 12 | 1 | 2.635 | 17.1793
2016-04-22 15:00 | 12 | 1 | 2.635 | 17.1793
2016-04-22 16:00 | 12 | 1 | 2.635 | 17.1793
2016-04-22 17:00 | 12 | 1 | 2.635 | 17.1793
2016-04-22 18:00 | 12 | 1 | 2.635 | 17.1793
2016-04-22 19:00 | 14.345 | 1 | 3.097 | 20.5365
2016-04-22 20:00 | 15 | 1 | 3.226 | 21.4742
2016-04-22 21:00 | 15 | 1 | 3.226 | 21.4742
2016-04-22 22:00 | 15 | 1 | 3.226 | 21.4742
2016-04-22 23:00 | 15 | 1 | 3.226 | 21.4742
2016-04-23 | 12.701 | 1 | 2.7731 | 18.1829
2016-04-23 01:00 | 12 | 1 | 2.635 | 17.1793
2016-04-23 02:00 | 12 | 1 | 2.635 | 17.1793
2016-04-23 03:00 | 12 | 1 | 2.635 | 17.1793
2016-04-23 04:00 | 12 | 1 | 2.635 | 17.1793
2016-04-23 05:00 | 12 | 1 | 2.635 | 17.1793
2016-04-23 06:00 | 12 | 1 | 2.635 | 17.1793
2016-04-23 07:00 | 12 | 1 | 2.635 | 17.1793
2016-04-23 08:00 | 12 | 1 | 2.635 | 17.1793
2016-04-23 09:00 | 12 | 1 | 2.635 | 17.1793
2016-04-23 10:00 | 12 | 1 | 2.635 | 17.1793
2016-04-23 11:00 | 12 | 1 | 2.635 | 17.1793
2016-04-23 12:00 | 12 | 1 | 2.635 | 17.1793
2016-04-23 13:00 | 12 | 1 | 2.635 | 17.1793
2016-04-23 14:00 | 12 | 1 | 2.635 | 17.1793
2016-04-23 15:00 | 12 | 1 | 2.635 | 17.1793
2016-04-23 16:00 | 12 | 1 | 2.635 | 17.1793
2016-04-23 17:00 | 12 | 1 | 2.635 | 17.1793
2016-04-23 18:00 | 12 | 1 | 2.635 | 17.1793
2016-04-23 19:00 | 15 | 1 | 3.226 | 21.4742
2016-04-23 20:00 | 15 | 1 | 3.226 | 21.4742
2016-04-23 21:00 | 15 | 1 | 3.226 | 21.4742
2016-04-23 22:00 | 15 | 1 | 3.226 | 21.4742
2016-04-23 23:00 | 15 | 1 | 3.226 | 21.4742
2016-04-24 | 12.857 | 1 | 2.8038 | 18.4062
2016-04-24 01:00 | 12 | 1 | 2.635 | 17.1793
2016-04-24 02:00 | 12 | 1 | 2.635 | 17.1793
2016-04-24 03:00 | 12 | 1 | 2.635 | 17.1793
2016-04-24 04:00 | 12 | 1 | 2.635 | 17.1793
2016-04-24 05:00 | 12 | 1 | 2.635 | 17.1793
2016-04-24 06:00 | 12 | 1 | 2.635 | 17.1793
2016-04-24 07:00 | 12 | 1 | 2.635 | 17.1793
2016-04-24 08:00 | 12 | 1 | 2.635 | 17.1793
2016-04-24 09:00 | 12 | 1 | 2.635 | 17.1793
2016-04-24 10:00 | 12 | 1 | 2.635 | 17.1793
2016-04-24 11:00 | 12 | 1 | 2.635 | 17.1793
2016-04-24 12:00 | 12 | 1 | 2.635 | 17.1793
2016-04-24 13:00 | 12 | 1 | 2.635 | 17.1793
2016-04-24 14:00 | 12 | 1 | 2.635 | 17.1793
2016-04-24 15:00 | 12 | 1 | 2.635 | 17.1793
2016-04-24 16:00 | 12 | 1 | 2.635 | 17.1793
2016-04-24 17:00 | 12 | 1 | 2.635 | 17.1793
2016-04-24 18:00 | 12 | 1 | 2.635 | 17.1793
2016-04-24 19:00 | 15 | 1 | 3.226 | 21.4742
2016-04-24 20:00 | 15 | 1 | 3.226 | 21.4742
2016-04-24 21:00 | 15 | 1 | 3.226 | 21.4742
2016-04-24 22:00 | 15 | 1 | 3.226 | 21.4742
2016-04-24 23:00 | 15 | 1 | 3.226 | 21.4742
2016-04-25 | 12.675 | 1 | 2.768 | 18.1457
2016-04-25 01:00 | 12 | 1 | 2.635 | 17.1793
2016-04-25 02:00 | 12 | 1 | 2.635 | 17.1793
2016-04-25 03:00 | 12 | 1 | 2.635 | 17.1793
2016-04-25 04:00 | 12 | 1 | 2.635 | 17.1793
2016-04-25 05:00 | 12 | 1 | 2.635 | 17.1793
2016-04-25 06:00 | 12 | 1 | 2.635 | 17.1793
2016-04-25 07:00 | 12 | 1 | 2.635 | 17.1793
2016-04-25 08:00 | 12 | 1 | 2.635 | 17.1793
2016-04-25 09:00 | 12 | 1 | 2.635 | 17.1793
2016-04-25 10:00 | 12 | 1 | 2.635 | 17.1793
2016-04-25 11:00 | 12 | 1 | 2.635 | 17.1793
2016-04-25 12:00 | 12 | 1 | 2.635 | 17.1793
2016-04-25 13:00 | 12 | 1 | 2.635 | 17.1793
2016-04-25 14:00 | 12 | 1 | 2.635 | 17.1793
2016-04-25 15:00 | 12 | 1 | 2.635 | 17.1793
2016-04-25 16:00 | 12 | 1 | 2.635 | 17.1793
2016-04-25 17:00 | 12 | 1 | 2.635 | 17.1793
2016-04-25 18:00 | 12 | 1 | 2.635 | 17.1793
2016-04-25 19:00 | 15 | 1 | 3.226 | 21.4742
2016-04-25 20:00 | 15 | 1 | 3.226 | 21.4742
2016-04-25 21:00 | 15 | 1 | 3.226 | 21.4742
2016-04-25 22:00 | 15 | 1 | 3.226 | 21.4742
2016-04-25 23:00 | 15 | 1 | 3.226 | 21.4742
2016-04-26 | 13.037 | 1 | 2.8393 | 18.6639
2016-04-26 01:00 | 12 | 1 | 2.635 | 17.1793
2016-04-26 02:00 | 12 | 1 | 2.635 | 17.1793
2016-04-26 03:00 | 12 | 1 | 2.635 | 17.1793
2016-04-26 04:00 | 12 | 1 | 2.635 | 17.1793
2016-04-26 05:00 | 12 | 1 | 2.635 | 17.1793
2016-04-26 06:00 | 12 | 1 | 2.635 | 17.1793
2016-04-26 07:00 | 12 | 1 | 2.635 | 17.1793
2016-04-26 08:00 | 12 | 1 | 2.635 | 17.1793
2016-04-26 09:00 | 12 | 1 | 2.635 | 17.1793
2016-04-26 10:00 | 12 | 1 | 2.635 | 17.1793
2016-04-26 11:00 | 12 | 1 | 2.635 | 17.1793
2016-04-26 12:00 | 12 | 1 | 2.635 | 17.1793
2016-04-26 13:00 | 12 | 1 | 2.635 | 17.1793
2016-04-26 14:00 | 12 | 1 | 2.635 | 17.1793
2016-04-26 15:00 | 12 | 1 | 2.635 | 17.1793
2016-04-26 16:00 | 12 | 1 | 2.635 | 17.1793
2016-04-26 17:00 | 12 | 1 | 2.635 | 17.1793
2016-04-26 18:00 | 12 | 1 | 2.635 | 17.1793
2016-04-26 19:00 | 14.805 | 1 | 3.1876 | 21.195
2016-04-26 20:00 | 15 | 1 | 3.226 | 21.4742
2016-04-26 21:00 | 15 | 1 | 3.226 | 21.4742
2016-04-26 22:00 | 15 | 1 | 3.226 | 21.4742
2016-04-26 23:00 | 15 | 1 | 3.226 | 21.4742
2016-04-27 | 12.933 | 1 | 2.8188 | 18.515
2016-04-27 01:00 | 12 | 1 | 2.635 | 17.1793
2016-04-27 02:00 | 12 | 1 | 2.635 | 17.1793
2016-04-27 03:00 | 12 | 1 | 2.635 | 17.1793
2016-04-27 04:00 | 12 | 1 | 2.635 | 17.1793
2016-04-27 05:00 | 12 | 1 | 2.635 | 17.1793
2016-04-27 06:00 | 12 | 1 | 2.635 | 17.1793
2016-04-27 07:00 | 12 | 1 | 2.635 | 17.1793
2016-04-27 08:00 | 12 | 1 | 2.635 | 17.1793
2016-04-27 09:00 | 12 | 1 | 2.635 | 17.1793
2016-04-27 10:00 | 12 | 1 | 2.635 | 17.1793
2016-04-27 11:00 | 12 | 1 | 2.635 | 17.1793
2016-04-27 12:00 | 12 | 1 | 2.635 | 17.1793
2016-04-27 13:00 | 12 | 1 | 2.635 | 17.1793
2016-04-27 14:00 | 12 | 1 | 2.635 | 17.1793
2016-04-27 15:00 | 12 | 1 | 2.635 | 17.1793
2016-04-27 16:00 | 12 | 1 | 2.635 | 17.1793
2016-04-27 17:00 | 12 | 1 | 2.635 | 17.1793
2016-04-27 18:00 | 12 | 1 | 2.635 | 17.1793
2016-04-27 19:00 | 15 | 1 | 3.226 | 21.4742
2016-04-27 20:00 | 15 | 1 | 3.226 | 21.4742
2016-04-27 21:00 | 15 | 1 | 3.226 | 21.4742
2016-04-27 22:00 | 15 | 1 | 3.226 | 21.4742
2016-04-27 23:00 | 15 | 1 | 3.226 | 21.4742
2016-04-28 | 14.002 | 1 | 3.0294 | 20.0454
2016-04-28 01:00 | 12.537 | 1 | 2.7408 | 17.9481
2016-04-28 02:00 | 12 | 1 | 2.635 | 17.1793
2016-04-28 03:00 | 12 | 1 | 2.635 | 17.1793
2016-04-28 04:00 | 12 | 1 | 2.635 | 17.1793
2016-04-28 05:00 | 12 | 1 | 2.635 | 17.1793
2016-04-28 06:00 | 12 | 1 | 2.635 | 17.1793
2016-04-28 07:00 | 12 | 1 | 2.635 | 17.1793
2016-04-28 08:00 | 12 | 1 | 2.635 | 17.1793
2016-04-28 09:00 | 12 | 1 | 2.635 | 17.1793
2016-04-28 10:00 | 12 | 1 | 2.635 | 17.1793
2016-04-28 11:00 | 12 | 1 | 2.635 | 17.1793
2016-04-28 12:00 | 12 | 1 | 2.635 | 17.1793
2016-04-28 13:00 | 12 | 1 | 2.635 | 17.1793
2016-04-28 14:00 | 12 | 1 | 2.635 | 17.1793
2016-04-28 15:00 | 12 | 1 | 2.635 | 17.1793
2016-04-28 16:00 | 12 | 1 | 2.635 | 17.1793
2016-04-28 17:00 | 12 | 1 | 2.635 | 17.1793
2016-04-28 18:00 | 12 | 1 | 2.635 | 17.1793
2016-04-28 19:00 | 15 | 1 | 3.226 | 21.4742
2016-04-28 20:00 | 15 | 1 | 3.226 | 21.4742
2016-04-28 21:00 | 15 | 1 | 3.226 | 21.4742
2016-04-28 22:00 | 15 | 1 | 3.226 | 21.4742
2016-04-28 23:00 | 15 | 1 | 3.226 | 21.4742
2016-04-29 | 14.046 | 1 | 3.0381 | 20.1084
2016-04-29 01:00 | 12.241 | 1 | 2.6825 | 17.5243
2016-04-29 02:00 | 12 | 1 | 2.635 | 17.1793
2016-04-29 03:00 | 12 | 1 | 2.635 | 17.1793
2016-04-29 04:00 | 12 | 1 | 2.635 | 17.1793
2016-04-29 05:00 | 12 | 1 | 2.635 | 17.1793
2016-04-29 06:00 | 12 | 1 | 2.635 | 17.1793
2016-04-29 07:00 | 12 | 1 | 2.635 | 17.1793
2016-04-29 08:00 | 12 | 1 | 2.635 | 17.1793
2016-04-29 09:00 | 12 | 1 | 2.635 | 17.1793
2016-04-29 10:00 | 12 | 1 | 2.635 | 17.1793
2016-04-29 11:00 | 12 | 1 | 2.635 | 17.1793
2016-04-29 12:00 | 12 | 1 | 2.635 | 17.1793
2016-04-29 13:00 | 12 | 1 | 2.635 | 17.1793
2016-04-29 14:00 | 12 | 1 | 2.635 | 17.1793
2016-04-29 15:00 | 12 | 1 | 2.635 | 17.1793
2016-04-29 16:00 | 12 | 1 | 2.635 | 17.1793
2016-04-29 17:00 | 12 | 1 | 2.635 | 17.1793
2016-04-29 18:00 | 12 | 1 | 2.635 | 17.1793
2016-04-29 19:00 | 15 | 1 | 3.226 | 21.4742
2016-04-29 20:00 | 15 | 1 | 3.226 | 21.4742
2016-04-29 21:00 | 15 | 1 | 3.226 | 21.4742
2016-04-29 22:00 | 15 | 1 | 3.226 | 21.4742
2016-04-29 23:00 | 15 | 1 | 3.226 | 21.4742
2016-04-30 | 13.228 | 1 | 2.8769 | 18.9373
2016-04-30 01:00 | 12 | 1 | 2.635 | 17.1793
2016-04-30 02:00 | 12 | 1 | 2.635 | 17.1793
2016-04-30 03:00 | 12 | 1 | 2.635 | 17.1793
2016-04-30 04:00 | 12 | 1 | 2.635 | 17.1793
2016-04-30 05:00 | 12 | 1 | 2.635 | 17.1793
2016-04-30 06:00 | 12 | 1 | 2.635 | 17.1793
2016-04-30 07:00 | 12 | 1 | 2.635 | 17.1793
2016-04-30 08:00 | 12 | 1 | 2.635 | 17.1793
2016-04-30 09:00 | 12 | 1 | 2.635 | 17.1793
2016-04-30 10:00 | 12 | 1 | 2.635 | 17.1793
2016-04-30 11:00 | 12 | 1 | 2.635 | 17.1793
2016-04-30 12:00 | 12 | 1 | 2.635 | 17.1793
2016-04-30 13:00 | 12 | 1 | 2.635 | 17.1793
2016-04-30 14:00 | 12 | 1 | 2.635 | 17.1793
2016-04-30 15:00 | 12 | 1 | 2.635 | 17.1793
2016-04-30 16:00 | 12 | 1 | 2.635 | 17.1793
2016-04-30 17:00 | 12 | 1 | 2.635 | 17.1793
2016-04-30 18:00 | 12 | 1 | 2.635 | 17.1793
2016-04-30 19:00 | 15 | 1 | 3.226 | 21.4742
2016-04-30 20:00 | 15 | 1 | 3.226 | 21.4742
2016-04-30 21:00 | 15 | 1 | 3.226 | 21.4742
2016-04-30 22:00 | 15 | 1 | 3.226 | 21.4742
2016-04-30 23:00 | 15 | 1 | 3.226 | 21.4742
2016-05-01 | 13.474 | 1 | 2.9254 | 19.2895
2016-05-01 01:00 | 12 | 1 | 2.635 | 17.1793
2016-05-01 02:00 | 12 | 1 | 2.635 | 17.1793
2016-05-01 03:00 | 12 | 1 | 2.635 | 17.1793
2016-05-01 04:00 | 12 | 1 | 2.635 | 17.1793
2016-05-01 05:00 | 12 | 1 | 2.635 | 17.1793
2016-05-01 06:00 | 12 | 1 | 2.635 | 17.1793
2016-05-01 07:00 | 12 | 1 | 2.635 | 17.1793
2016-05-01 08:00 | 12 | 1 | 2.635 | 17.1793
2016-05-01 09:00 | 12 | 1 | 2.635 | 17.1793
2016-05-01 10:00 | 12 | 1 | 2.635 | 17.1793
2016-05-01 11:00 | 12 | 1 | 2.635 | 17.1793
2016-05-01 12:00 | 12 | 1 | 2.635 | 17.1793
2016-05-01 13:00 | 12 | 1 | 2.635 | 17.1793
2016-05-01 14:00 | 12 | 1 | 2.635 | 17.1793
2016-05-01 15:00 | 12 | 1 | 2.635 | 17.1793
2016-05-01 16:00 | 12 | 1 | 2.635 | 17.1793
2016-05-01 17:00 | 12 | 1 | 2.635 | 17.1793
2016-05-01 18:00 | 12 | 1 | 2.635 | 17.1793
2016-05-01 19:00 | 15 | 1 | 3.226 | 21.4742
2016-05-01 20:00 | 15 | 1 | 3.226 | 21.4742
2016-05-01 21:00 | 15 | 1 | 3.226 | 21.4742
2016-05-01 22:00 | 15 | 1 | 3.226 | 21.4742
2016-05-01 23:00 | 14.039 | 1 | 3.0367 | 20.0984
2016-05-02 | 12.218 | 1 | 2.6779 | 17.4914
2016-05-02 01:00 | 12 | 1 | 2.635 | 17.1793
2016-05-02 02:00 | 12 | 1 | 2.635 | 17.1793
2016-05-02 03:00 | 12 | 1 | 2.635 | 17.1793
2016-05-02 04:00 | 12 | 1 | 2.635 | 17.1793
2016-05-02 05:00 | 12 | 1 | 2.635 | 17.1793
2016-05-02 06:00 | 12 | 1 | 2.635 | 17.1793
2016-05-02 07:00 | 12 | 1 | 2.635 | 17.1793
2016-05-02 08:00 | 12 | 1 | 2.635 | 17.1793
2016-05-02 09:00 | 12 | 1 | 2.635 | 17.1793
2016-05-02 10:00 | 12 | 1 | 2.635 | 17.1793
2016-05-02 11:00 | 12 | 1 | 2.635 | 17.1793
2016-05-02 12:00 | 12 | 1 | 2.635 | 17.1793
2016-05-02 13:00 | 12 | 1 | 2.635 | 17.1793
2016-05-02 14:00 | 12 | 1 | 2.635 | 17.1793
2016-05-02 15:00 | 12 | 1 | 2.635 | 17.1793
2016-05-02 16:00 | 12 | 1 | 2.635 | 17.1793
2016-05-02 17:00 | 12 | 1 | 2.635 | 17.1793
2016-05-02 18:00 | 12 | 1 | 2.635 | 17.1793
2016-05-02 19:00 | 15 | 1 | 3.226 | 21.4742
2016-05-02 20:00 | 15 | 1 | 3.226 | 21.4742
2016-05-02 21:00 | 15 | 1 | 3.226 | 21.4742
2016-05-02 22:00 | 15 | 1 | 3.226 | 21.4742
2016-05-02 23:00 | 14.969 | 1 | 3.2199 | 21.4298
2016-05-03 | 12.762 | 1 | 2.7851 | 18.2702
2016-05-03 01:00 | 12 | 1 | 2.635 | 17.1793
2016-05-03 02:00 | 12 | 1 | 2.635 | 17.1793
2016-05-03 03:00 | 12 | 1 | 2.635 | 17.1793
2016-05-03 04:00 | 12 | 1 | 2.635 | 17.1793
2016-05-03 05:00 | 12 | 1 | 2.635 | 17.1793
2016-05-03 06:00 | 12 | 1 | 2.635 | 17.1793
2016-05-03 07:00 | 12 | 1 | 2.635 | 17.1793
2016-05-03 08:00 | 12 | 1 | 2.635 | 17.1793
2016-05-03 09:00 | 12 | 1 | 2.635 | 17.1793
2016-05-03 10:00 | 12 | 1 | 2.635 | 17.1793
2016-05-03 11:00 | 12 | 1 | 2.635 | 17.1793
2016-05-03 12:00 | 12 | 1 | 2.635 | 17.1793
2016-05-03 13:00 | 12 | 1 | 2.635 | 17.1793
2016-05-03 14:00 | 12 | 1 | 2.635 | 17.1793
2016-05-03 15:00 | 12 | 1 | 2.635 | 17.1793
2016-05-03 16:00 | 12 | 1 | 2.635 | 17.1793
2016-05-03 17:00 | 12 | 1 | 2.635 | 17.1793
2016-05-03 18:00 | 12 | 1 | 2.635 | 17.1793
2016-05-03 19:00 | 15 | 1 | 3.226 | 21.4742
2016-05-03 20:00 | 15 | 1 | 3.226 | 21.4742
2016-05-03 21:00 | 15 | 1 | 3.226 | 21.4742
2016-05-03 22:00 | 15 | 1 | 3.226 | 21.4742
2016-05-03 23:00 | 15 | 1 | 3.226 | 21.4742
2016-05-04 | 13.337 | 1 | 2.8984 | 19.0934
2016-05-04 01:00 | 12 | 1 | 2.635 | 17.1793
2016-05-04 02:00 | 12 | 1 | 2.635 | 17.1793
2016-05-04 03:00 | 12 | 1 | 2.635 | 17.1793
2016-05-04 04:00 | 12 | 1 | 2.635 | 17.1793
2016-05-04 05:00 | 12 | 1 | 2.635 | 17.1793
2016-05-04 06:00 | 12 | 1 | 2.635 | 17.1793
2016-05-04 07:00 | 12 | 1 | 2.635 | 17.1793
2016-05-04 08:00 | 12 | 1 | 2.635 | 17.1793
2016-05-04 09:00 | 12 | 1 | 2.635 | 17.1793
2016-05-04 10:00 | 12 | 1 | 2.635 | 17.1793
2016-05-04 11:00 | 12 | 1 | 2.635 | 17.1793
2016-05-04 12:00 | 12 | 1 | 2.635 | 17.1793
2016-05-04 13:00 | 12 | 1 | 2.635 | 17.1793
2016-05-04 14:00 | 12 | 1 | 2.635 | 17.1793
2016-05-04 15:00 | 12 | 1 | 2.635 | 17.1793
2016-05-04 16:00 | 12 | 1 | 2.635 | 17.1793
2016-05-04 17:00 | 12 | 1 | 2.635 | 17.1793
2016-05-04 18:00 | 12 | 1 | 2.635 | 17.1793
2016-05-04 19:00 | 15 | 1 | 3.226 | 21.4742
2016-05-04 20:00 | 15 | 1 | 3.226 | 21.4742
2016-05-04 21:00 | 15 | 1 | 3.226 | 21.4742
2016-05-04 22:00 | 15 | 1 | 3.226 | 21.4742
2016-05-04 23:00 | 15 | 1 | 3.226 | 21.4742
2016-05-05 | 13.169 | 1 | 2.8653 | 18.8529
2016-05-05 01:00 | 12 | 1 | 2.635 | 17.1793
2016-05-05 02:00 | 12 | 1 | 2.635 | 17.1793
2016-05-05 03:00 | 12 | 1 | 2.635 | 17.1793
2016-05-05 04:00 | 12 | 1 | 2.635 | 17.1793
2016-05-05 05:00 | 12 | 1 | 2.635 | 17.1793
2016-05-05 06:00 | 12 | 1 | 2.635 | 17.1793
2016-05-05 07:00 | 12 | 1 | 2.635 | 17.1793
2016-05-05 08:00 | 12 | 1 | 2.635 | 17.1793
2016-05-05 09:00 | 12 | 1 | 2.635 | 17.1793
2016-05-05 10:00 | 12 | 1 | 2.635 | 17.1793
2016-05-05 11:00 | 12 | 1 | 2.635 | 17.1793
2016-05-05 12:00 | 12 | 1 | 2.635 | 17.1793
2016-05-05 13:00 | 12 | 1 | 2.635 | 17.1793
2016-05-05 14:00 | 12 | 1 | 2.635 | 17.1793
2016-05-05 15:00 | 12 | 1 | 2.635 | 17.1793
2016-05-05 16:00 | 12 | 1 | 2.635 | 17.1793
2016-05-05 17:00 | 12 | 1 | 2.635 | 17.1793
2016-05-05 18:00 | 12 | 1 | 2.635 | 17.1793
2016-05-05 19:00 | 15 | 1 | 3.226 | 21.4742
2016-05-05 20:00 | 15 | 1 | 3.226 | 21.4742
2016-05-05 21:00 | 15 | 1 | 3.226 | 21.4742
2016-05-05 22:00 | 15 | 1 | 3.226 | 21.4742
2016-05-05 23:00 | 14.906 | 1 | 3.2075 | 21.3396
2016-05-06 | 12 | 1 | 2.635 | 17.1793
2016-05-06 01:00 | 12 | 1 | 2.635 | 17.1793
2016-05-06 02:00 | 12 | 1 | 2.635 | 17.1793
2016-05-06 03:00 | 12 | 1 | 2.635 | 17.1793
2016-05-06 04:00 | 12 | 1 | 2.635 | 17.1793
2016-05-06 05:00 | 12 | 1 | 2.635 | 17.1793
2016-05-06 06:00 | 12 | 1 | 2.635 | 17.1793
2016-05-06 07:00 | 12 | 1 | 2.635 | 17.1793
2016-05-06 08:00 | 12 | 1 | 2.635 | 17.1793
2016-05-06 09:00 | 12 | 1 | 2.635 | 17.1793
2016-05-06 10:00 | 12 | 1 | 2.635 | 17.1793
2016-05-06 11:00 | 12 | 1 | 2.635 | 17.1793
2016-05-06 12:00 | 12 | 1 | 2.635 | 17.1793
2016-05-06 13:00 | 12 | 1 | 2.635 | 17.1793
2016-05-06 14:00 | 12 | 1 | 2.635 | 17.1793
2016-05-06 15:00 | 12 | 1 | 2.635 | 17.1793
2016-05-06 16:00 | 12 | 1 | 2.635 | 17.1793
2016-05-06 17:00 | 12 | 1 | 2.635 | 17.1793
2016-05-06 18:00 | 12 | 1 | 2.635 | 17.1793
2016-05-06 19:00 | 15 | 1 | 3.226 | 21.4742
2016-05-06 20:00 | 15 | 1 | 3.226 | 21.4742
2016-05-06 21:00 | 15 | 1 | 3.226 | 21.4742
2016-05-06 22:00 | 15 | 1 | 3.226 | 21.4742
2016-05-06 23:00 | 14.203 | 1 | 3.069 | 20.3332
2016-05-07 | 12 | 1 | 2.635 | 17.1793
2016-05-07 01:00 | 12 | 1 | 2.635 | 17.1793
2016-05-07 02:00 | 12 | 1 | 2.635 | 17.1793
2016-05-07 03:00 | 12 | 1 | 2.635 | 17.1793
2016-05-07 04:00 | 12 | 1 | 2.635 | 17.1793
2016-05-07 05:00 | 12 | 1 | 2.635 | 17.1793
2016-05-07 06:00 | 12 | 1 | 2.635 | 17.1793
2016-05-07 07:00 | 12 | 1 | 2.635 | 17.1793
2016-05-07 08:00 | 12 | 1 | 2.635 | 17.1793
2016-05-07 09:00 | 12 | 1 | 2.635 | 17.1793
2016-05-07 10:00 | 12 | 1 | 2.635 | 17.1793
2016-05-07 11:00 | 12 | 1 | 2.635 | 17.1793
2016-05-07 12:00 | 12 | 1 | 2.635 | 17.1793
2016-05-07 13:00 | 12 | 1 | 2.635 | 17.1793
2016-05-07 14:00 | 12 | 1 | 2.635 | 17.1793
2016-05-07 15:00 | 12 | 1 | 2.635 | 17.1793
2016-05-07 16:00 | 12 | 1 | 2.635 | 17.1793
2016-05-07 17:00 | 12 | 1 | 2.635 | 17.1793
2016-05-07 18:00 | 12 | 1 | 2.635 | 17.1793
2016-05-07 19:00 | 15 | 1 | 3.226 | 21.4742
2016-05-07 20:00 | 15 | 1 | 3.226 | 21.4742
2016-05-07 21:00 | 15 | 1 | 3.226 | 21.4742
2016-05-07 22:00 | 15 | 1 | 3.226 | 21.4742
2016-05-07 23:00 | 13.748 | 1 | 2.9794 | 19.6818
2016-05-08 | 12 | 1 | 2.635 | 17.1793
2016-05-08 01:00 | 12 | 1 | 2.635 | 17.1793
2016-05-08 02:00 | 12 | 1 | 2.635 | 17.1793
2016-05-08 03:00 | 12 | 1 | 2.635 | 17.1793
2016-05-08 04:00 | 12 | 1 | 2.635 | 17.1793
2016-05-08 05:00 | 12 | 1 | 2.635 | 17.1793
2016-05-08 06:00 | 12 | 1 | 2.635 | 17.1793
2016-05-08 07:00 | 12 | 1 | 2.635 | 17.1793
2016-05-08 08:00 | 12 | 1 | 2.635 | 17.1793
2016-05-08 09:00 | 12 | 1 | 2.635 | 17.1793
2016-05-08 10:00 | 12 | 1 | 2.635 | 17.1793
2016-05-08 11:00 | 12 | 1 | 2.635 | 17.1793
2016-05-08 12:00 | 12 | 1 | 2.635 | 17.1793
2016-05-08 13:00 | 12 | 1 | 2.635 | 17.1793
2016-05-08 14:00 | 12 | 1 | 2.635 | 17.1793
2016-05-08 15:00 | 12 | 1 | 2.635 | 17.1793
2016-05-08 16:00 | 12 | 1 | 2.635 | 17.1793
2016-05-08 17:00 | 12 | 1 | 2.635 | 17.1793
2016-05-08 18:00 | 12 | 1 | 2.635 | 17.1793
2016-05-08 19:00 | 15 | 1 | 3.226 | 21.4742
2016-05-08 20:00 | 15 | 1 | 3.226 | 21.4742
2016-05-08 21:00 | 15 | 1 | 3.226 | 21.4742
2016-05-08 22:00 | 15 | 1 | 3.226 | 21.4742
2016-05-08 23:00 | 14.981 | 1 | 3.2223 | 21.447
2016-05-09 | 12 | 1 | 2.635 | 17.1793
2016-05-09 01:00 | 12 | 1 | 2.635 | 17.1793
2016-05-09 02:00 | 12 | 1 | 2.635 | 17.1793
2016-05-09 03:00 | 12 | 1 | 2.635 | 17.1793
2016-05-09 04:00 | 12 | 1 | 2.635 | 17.1793
2016-05-09 05:00 | 12 | 1 | 2.635 | 17.1793
2016-05-09 06:00 | 12 | 1 | 2.635 | 17.1793
2016-05-09 07:00 | 12 | 1 | 2.635 | 17.1793
2016-05-09 08:00 | 12 | 1 | 2.635 | 17.1793
2016-05-09 09:00 | 12 | 1 | 2.635 | 17.1793
2016-05-09 10:00 | 12 | 1 | 2.635 | 17.1793
2016-05-09 11:00 | 12 | 1 | 2.635 | 17.1793
2016-05-09 12:00 | 12 | 1 | 2.635 | 17.1793
2016-05-09 13:00 | 12 | 1 | 2.635 | 17.1793
2016-05-09 14:00 | 12 | 1 | 2.635 | 17.1793
2016-05-09 15:00 | 12 | 1 | 2.635 | 17.1793
2016-05-09 16:00 | 12 | 1 | 2.635 | 17.1793
2016-05-09 17:00 | 12 | 1 | 2.635 | 17.1793
2016-05-09 18:00 | 12 | 1 | 2.635 | 17.1793
2016-05-09 19:00 | 15 | 1 | 3.226 | 21.4742
2016-05-09 20:00 | 15 | 1 | 3.226 | 21.4742
2016-05-09 21:00 | 15 | 1 | 3.226 | 21.4742
2016-05-09 22:00 | 15 | 1 | 3.226 | 21.4742
2016-05-09 23:00 | 15 | 1 | 3.226 | 21.4742
2016-05-10 | 12.724 | 1 | 2.7776 | 18.2158
2016-05-10 01:00 | 12 | 1 | 2.635 | 17.1793
2016-05-10 02:00 | 12 | 1 | 2.635 | 17.1793
2016-05-10 03:00 | 12 | 1 | 2.635 | 17.1793
2016-05-10 04:00 | 12 | 1 | 2.635 | 17.1793
2016-05-10 05:00 | 12 | 1 | 2.635 | 17.1793
2016-05-10 06:00 | 12 | 1 | 2.635 | 17.1793
2016-05-10 07:00 | 12 | 1 | 2.635 | 17.1793
2016-05-10 08:00 | 12 | 1 | 2.635 | 17.1793
2016-05-10 09:00 | 12 | 1 | 2.635 | 17.1793
2016-05-10 10:00 | 12 | 1 | 2.635 | 17.1793
2016-05-10 11:00 | 12 | 1 | 2.635 | 17.1793
2016-05-10 12:00 | 12 | 1 | 2.635 | 17.1793
2016-05-10 13:00 | 12 | 1 | 2.635 | 17.1793
2016-05-10 14:00 | 12 | 1 | 2.635 | 17.1793
2016-05-10 15:00 | 12 | 1 | 2.635 | 17.1793
2016-05-10 16:00 | 12 | 1 | 2.635 | 17.1793
2016-05-10 17:00 | 12 | 1 | 2.635 | 17.1793
2016-05-10 18:00 | 12 | 1 | 2.635 | 17.1793
2016-05-10 19:00 | 15 | 1 | 3.226 | 21.4742
2016-05-10 20:00 | 15 | 1 | 3.226 | 21.4742
2016-05-10 21:00 | 15 | 1 | 3.226 | 21.4742
2016-05-10 22:00 | 15 | 1 | 3.226 | 21.4742
2016-05-10 23:00 | 14.368 | 1 | 3.1015 | 20.5694
2016-05-11 | 12.364 | 1 | 2.7067 | 17.7004
2016-05-11 01:00 | 12 | 1 | 2.635 | 17.1793
2016-05-11 02:00 | 12 | 1 | 2.635 | 17.1793
2016-05-11 03:00 | 12 | 1 | 2.635 | 17.1793
2016-05-11 04:00 | 12 | 1 | 2.635 | 17.1793
2016-05-11 05:00 | 12 | 1 | 2.635 | 17.1793
2016-05-11 06:00 | 12 | 1 | 2.635 | 17.1793
2016-05-11 07:00 | 12 | 1 | 2.635 | 17.1793
2016-05-11 08:00 | 12 | 1 | 2.635 | 17.1793
2016-05-11 09:00 | 12 | 1 | 2.635 | 17.1793
2016-05-11 10:00 | 12 | 1 | 2.635 | 17.1793
2016-05-11 11:00 | 12 | 1 | 2.635 | 17.1793
2016-05-11 12:00 | 12 | 1 | 2.635 | 17.1793
2016-05-11 13:00 | 12 | 1 | 2.635 | 17.1793
2016-05-11 14:00 | 12 | 1 | 2.635 | 17.1793
2016-05-11 15:00 | 12 | 1 | 2.635 | 17.1793
2016-05-11 16:00 | 12 | 1 | 2.635 | 17.1793
2016-05-11 17:00 | 12 | 1 | 2.635 | 17.1793
2016-05-11 18:00 | 12 | 1 | 2.635 | 17.1793
2016-05-11 19:00 | 15 | 1 | 3.226 | 21.4742
2016-05-11 20:00 | 15 | 1 | 3.226 | 21.4742
2016-05-11 21:00 | 15 | 1 | 3.226 | 21.4742
2016-05-11 22:00 | 15 | 1 | 3.226 | 21.4742
2016-05-11 23:00 | 14.391 | 1 | 3.106 | 20.6023
2016-05-12 | 12 | 1 | 2.635 | 17.1793
2016-05-12 01:00 | 12 | 1 | 2.635 | 17.1793
2016-05-12 02:00 | 12 | 1 | 2.635 | 17.1793
2016-05-12 03:00 | 12 | 1 | 2.635 | 17.1793
2016-05-12 04:00 | 12 | 1 | 2.635 | 17.1793
2016-05-12 05:00 | 12 | 1 | 2.635 | 17.1793
2016-05-12 06:00 | 12 | 1 | 2.635 | 17.1793
2016-05-12 07:00 | 12 | 1 | 2.635 | 17.1793
2016-05-12 08:00 | 12 | 1 | 2.635 | 17.1793
2016-05-12 09:00 | 12 | 1 | 2.635 | 17.1793
2016-05-12 10:00 | 12 | 1 | 2.635 | 17.1793
2016-05-12 11:00 | 12 | 1 | 2.635 | 17.1793
2016-05-12 12:00 | 12 | 1 | 2.635 | 17.1793
2016-05-12 13:00 | 12 | 1 | 2.635 | 17.1793
2016-05-12 14:00 | 12 | 1 | 2.635 | 17.1793
2016-05-12 15:00 | 12 | 1 | 2.635 | 17.1793
2016-05-12 16:00 | 12 | 1 | 2.635 | 17.1793
2016-05-12 17:00 | 12 | 1 | 2.635 | 17.1793
2016-05-12 18:00 | 12 | 1 | 2.635 | 17.1793
2016-05-12 19:00 | 15 | 1 | 3.226 | 21.4742
2016-05-12 20:00 | 15 | 1 | 3.226 | 21.4742
2016-05-12 21:00 | 15 | 1 | 3.226 | 21.4742
2016-05-12 22:00 | 15 | 1 | 3.226 | 21.4742
2016-05-12 23:00 | 14.288 | 1 | 3.0857 | 20.4549
2016-05-13 | 12 | 1 | 2.635 | 17.1793
2016-05-13 01:00 | 12 | 1 | 2.635 | 17.1793
2016-05-13 02:00 | 12 | 1 | 2.635 | 17.1793
2016-05-13 03:00 | 12 | 1 | 2.635 | 17.1793
2016-05-13 04:00 | 12 | 1 | 2.635 | 17.1793
2016-05-13 05:00 | 12 | 1 | 2.635 | 17.1793
2016-05-13 06:00 | 12 | 1 | 2.635 | 17.1793
2016-05-13 07:00 | 12 | 1 | 2.635 | 17.1793
2016-05-13 08:00 | 12 | 1 | 2.635 | 17.1793
2016-05-13 09:00 | 12 | 1 | 2.635 | 17.1793
2016-05-13 10:00 | 12 | 1 | 2.635 | 17.1793
2016-05-13 11:00 | 12 | 1 | 2.635 | 17.1793
2016-05-13 12:00 | 12 | 1 | 2.635 | 17.1793
2016-05-13 13:00 | 12 | 1 | 2.635 | 17.1793
2016-05-13 14:00 | 12 | 1 | 2.635 | 17.1793
2016-05-13 15:00 | 12 | 1 | 2.635 | 17.1793
2016-05-13 16:00 | 12 | 1 | 2.635 | 17.1793
2016-05-13 17:00 | 12 | 1 | 2.635 | 17.1793
2016-05-13 18:00 | 12 | 1 | 2.635 | 17.1793
2016-05-13 19:00 | 15 | 1 | 3.226 | 21.4742
2016-05-13 20:00 | 15 | 1 | 3.226 | 21.4742
2016-05-13 21:00 | 15 | 1 | 3.226 | 21.4742
2016-05-13 22:00 | 15 | 1 | 3.226 | 21.4742
2016-05-13 23:00 | 14.164 | 1 | 3.0613 | 20.2773
2016-05-14 | 12 | 1 | 2.635 | 17.1793
2016-05-14 01:00 | 12 | 1 | 2.635 | 17.1793
2016-05-14 02:00 | 12 | 1 | 2.635 | 17.1793
2016-05-14 03:00 | 12 | 1 | 2.635 | 17.1793
2016-05-14 04:00 | 12 | 1 | 2.635 | 17.1793
2016-05-14 05:00 | 12 | 1 | 2.635 | 17.1793
2016-05-14 06:00 | 12 | 1 | 2.635 | 17.1793
2016-05-14 07:00 | 12 | 1 | 2.635 | 17.1793
2016-05-14 08:00 | 12 | 1 | 2.635 | 17.1793
2016-05-14 09:00 | 12 | 1 | 2.635 | 17.1793
2016-05-14 10:00 | 12 | 1 | 2.635 | 17.1793
2016-05-14 11:00 | 12 | 1 | 2.635 | 17.1793
2016-05-14 12:00 | 12 | 1 | 2.635 | 17.1793
2016-05-14 13:00 | 12 | 1 | 2.635 | 17.1793
2016-05-14 14:00 | 12 | 1 | 2.635 | 17.1793
2016-05-14 15:00 | 12 | 1 | 2.635 | 17.1793
2016-05-14 16:00 | 12 | 1 | 2.635 | 17.1793
2016-05-14 17:00 | 12 | 1 | 2.635 | 17.1793
2016-05-14 18:00 | 12 | 1 | 2.635 | 17.1793
2016-05-14 19:00 | 15 | 1 | 3.226 | 21.4742
2016-05-14 20:00 | 15 | 1 | 3.226 | 21.4742
2016-05-14 21:00 | 15 | 1 | 3.226 | 21.4742
2016-05-14 22:00 | 15 | 1 | 3.226 | 21.4742
2016-05-14 23:00 | 14.044 | 1 | 3.0377 | 20.1055
2016-05-15 | 12.203 | 1 | 2.675 | 17.4699
2016-05-15 01:00 | 12 | 1 | 2.635 | 17.1793
2016-05-15 02:00 | 12 | 1 | 2.635 | 17.1793
2016-05-15 03:00 | 12 | 1 | 2.635 | 17.1793
2016-05-15 04:00 | 12 | 1 | 2.635 | 17.1793
2016-05-15 05:00 | 12 | 1 | 2.635 | 17.1793
2016-05-15 06:00 | 12 | 1 | 2.635 | 17.1793
2016-05-15 07:00 | 12 | 1 | 2.635 | 17.1793
2016-05-15 08:00 | 12 | 1 | 2.635 | 17.1793
2016-05-15 09:00 | 12 | 1 | 2.635 | 17.1793
2016-05-15 10:00 | 12 | 1 | 2.635 | 17.1793
2016-05-15 11:00 | 12 | 1 | 2.635 | 17.1793
2016-05-15 12:00 | 12 | 1 | 2.635 | 17.1793
2016-05-15 13:00 | 12 | 1 | 2.635 | 17.1793
2016-05-15 14:00 | 12 | 1 | 2.635 | 17.1793
2016-05-15 15:00 | 12 | 1 | 2.635 | 17.1793
2016-05-15 16:00 | 12 | 1 | 2.635 | 17.1793
2016-05-15 17:00 | 12 | 1 | 2.635 | 17.1793
2016-05-15 18:00 | 12 | 1 | 2.635 | 17.1793
2016-05-15 19:00 | 15 | 1 | 3.226 | 21.4742
2016-05-15 20:00 | 15 | 1 | 3.226 | 21.4742
2016-05-15 21:00 | 15 | 1 | 3.226 | 21.4742
2016-05-15 22:00 | 15 | 1 | 3.226 | 21.4742
2016-05-15 23:00 | 14.315 | 1 | 3.0911 | 20.4935
2016-05-16 | 12.18 | 1 | 2.6705 | 17.437
2016-05-16 01:00 | 12 | 1 | 2.635 | 17.1793
2016-05-16 02:00 | 12 | 1 | 2.635 | 17.1793
2016-05-16 03:00 | 12 | 1 | 2.635 | 17.1793
2016-05-16 04:00 | 12 | 1 | 2.635 | 17.1793
2016-05-16 05:00 | 12 | 1 | 2.635 | 17.1793
2016-05-16 06:00 | 12 | 1 | 2.635 | 17.1793
2016-05-16 07:00 | 12 | 1 | 2.635 | 17.1793
2016-05-16 08:00 | 12 | 1 | 2.635 | 17.1793
2016-05-16 09:00 | 12 | 1 | 2.635 | 17.1793
2016-05-16 10:00 | 12 | 1 | 2.635 | 17.1793
2016-05-16 11:00 | 12 | 1 | 2.635 | 17.1793
2016-05-16 12:00 | 12 | 1 | 2.635 | 17.1793
2016-05-16 13:00 | 12 | 1 | 2.635 | 17.1793
2016-05-16 14:00 | 12 | 1 | 2.635 | 17.1793
2016-05-16 15:00 | 12 | 1 | 2.635 | 17.1793
2016-05-16 16:00 | 12 | 1 | 2.635 | 17.1793
2016-05-16 17:00 | 12 | 1 | 2.635 | 17.1793
2016-05-16 18:00 | 12 | 1 | 2.635 | 17.1793
2016-05-16 19:00 | 15 | 1 | 3.226 | 21.4742
2016-05-16 20:00 | 15 | 1 | 3.226 | 21.4742
2016-05-16 21:00 | 15 | 1 | 3.226 | 21.4742
2016-05-16 22:00 | 15 | 1 | 3.226 | 21.4742
2016-05-16 23:00 | 14.283 | 1 | 3.0848 | 20.4477
2016-05-17 | 12 | 1 | 2.635 | 17.1793
2016-05-17 01:00 | 12 | 1 | 2.635 | 17.1793
2016-05-17 02:00 | 12 | 1 | 2.635 | 17.1793
2016-05-17 03:00 | 12 | 1 | 2.635 | 17.1793
2016-05-17 04:00 | 12 | 1 | 2.635 | 17.1793
2016-05-17 05:00 | 12 | 1 | 2.635 | 17.1793
2016-05-17 06:00 | 12 | 1 | 2.635 | 17.1793
2016-05-17 07:00 | 12 | 1 | 2.635 | 17.1793
2016-05-17 08:00 | 12 | 1 | 2.635 | 17.1793
2016-05-17 09:00 | 12 | 1 | 2.635 | 17.1793
2016-05-17 10:00 | 12 | 1 | 2.635 | 17.1793
2016-05-17 11:00 | 12 | 1 | 2.635 | 17.1793
2016-05-17 12:00 | 12 | 1 | 2.635 | 17.1793
2016-05-17 13:00 | 12 | 1 | 2.635 | 17.1793
2016-05-17 14:00 | 12 | 1 | 2.635 | 17.1793
2016-05-17 15:00 | 12 | 1 | 2.635 | 17.1793
2016-05-17 16:00 | 12 | 1 | 2.635 | 17.1793
2016-05-17 17:00 | 12 | 1 | 2.635 | 17.1793
2016-05-17 18:00 | 12 | 1 | 2.635 | 17.1793
2016-05-17 19:00 | 15 | 1 | 3.226 | 21.4742
2016-05-17 20:00 | 15 | 1 | 3.226 | 21.4742
2016-05-17 21:00 | 15 | 1 | 3.226 | 21.4742
2016-05-17 22:00 | 15 | 1 | 3.226 | 21.4742
2016-05-17 23:00 | 13.996 | 1 | 3.0282 | 20.0368
2016-05-18 | 12.026 | 1 | 2.6401 | 17.2166
2016-05-18 01:00 | 12 | 1 | 2.635 | 17.1793
2016-05-18 02:00 | 12 | 1 | 2.635 | 17.1793
2016-05-18 03:00 | 12 | 1 | 2.635 | 17.1793
2016-05-18 04:00 | 12 | 1 | 2.635 | 17.1793
2016-05-18 05:00 | 12 | 1 | 2.635 | 17.1793
2016-05-18 06:00 | 12 | 1 | 2.635 | 17.1793
2016-05-18 07:00 | 12 | 1 | 2.635 | 17.1793
2016-05-18 08:00 | 12 | 1 | 2.635 | 17.1793
2016-05-18 09:00 | 12 | 1 | 2.635 | 17.1793
2016-05-18 10:00 | 12 | 1 | 2.635 | 17.1793
2016-05-18 11:00 | 12 | 1 | 2.635 | 17.1793
2016-05-18 12:00 | 12 | 1 | 2.635 | 17.1793
2016-05-18 13:00 | 12 | 1 | 2.635 | 17.1793
2016-05-18 14:00 | 12 | 1 | 2.635 | 17.1793
2016-05-18 15:00 | 12 | 1 | 2.635 | 17.1793
2016-05-18 16:00 | 12 | 1 | 2.635 | 17.1793
2016-05-18 17:00 | 12 | 1 | 2.635 | 17.1793
2016-05-18 18:00 | 12 | 1 | 2.635 | 17.1793
2016-05-18 19:00 | 15 | 1 | 3.226 | 21.4742
2016-05-18 20:00 | 15 | 1 | 3.226 | 21.4742
2016-05-18 21:00 | 15 | 1 | 3.226 | 21.4742
2016-05-18 22:00 | 15 | 1 | 3.226 | 21.4742
2016-05-18 23:00 | 14.466 | 1 | 3.1208 | 20.7097
2016-05-19 | 12.017 | 1 | 2.6383 | 17.2037
2016-05-19 01:00 | 12 | 1 | 2.635 | 17.1793
2016-05-19 02:00 | 12 | 1 | 2.635 | 17.1793
2016-05-19 03:00 | 12 | 1 | 2.635 | 17.1793
2016-05-19 04:00 | 12 | 1 | 2.635 | 17.1793
2016-05-19 05:00 | 12 | 1 | 2.635 | 17.1793
2016-05-19 06:00 | 12 | 1 | 2.635 | 17.1793
2016-05-19 07:00 | 12 | 1 | 2.635 | 17.1793
2016-05-19 08:00 | 12 | 1 | 2.635 | 17.1793
2016-05-19 09:00 | 12 | 1 | 2.635 | 17.1793
2016-05-19 10:00 | 12 | 1 | 2.635 | 17.1793
2016-05-19 11:00 | 12 | 1 | 2.635 | 17.1793
2016-05-19 12:00 | 12 | 1 | 2.635 | 17.1793
2016-05-19 13:00 | 12 | 1 | 2.635 | 17.1793
2016-05-19 14:00 | 12 | 1 | 2.635 | 17.1793
2016-05-19 15:00 | 12 | 1 | 2.635 | 17.1793
2016-05-19 16:00 | 12 | 1 | 2.635 | 17.1793
2016-05-19 17:00 | 12 | 1 | 2.635 | 17.1793
2016-05-19 18:00 | 12 | 1 | 2.635 | 17.1793
2016-05-19 19:00 | 15 | 1 | 3.226 | 21.4742
2016-05-19 20:00 | 15 | 1 | 3.226 | 21.4742
2016-05-19 21:00 | 15 | 1 | 3.226 | 21.4742
2016-05-19 22:00 | 15 | 1 | 3.226 | 21.4742
2016-05-19 23:00 | 14.947 | 1 | 3.2156 | 21.3983
2016-05-20 | 12.117 | 1 | 2.658 | 17.3468
2016-05-20 01:00 | 12 | 1 | 2.635 | 17.1793
2016-05-20 02:00 | 12 | 1 | 2.635 | 17.1793
2016-05-20 03:00 | 12 | 1 | 2.635 | 17.1793
2016-05-20 04:00 | 12 | 1 | 2.635 | 17.1793
2016-05-20 05:00 | 12 | 1 | 2.635 | 17.1793
2016-05-20 06:00 | 12 | 1 | 2.635 | 17.1793
2016-05-20 07:00 | 12 | 1 | 2.635 | 17.1793
2016-05-20 08:00 | 12 | 1 | 2.635 | 17.1793
2016-05-20 09:00 | 12 | 1 | 2.635 | 17.1793
2016-05-20 10:00 | 12 | 1 | 2.635 | 17.1793
2016-05-20 11:00 | 12 | 1 | 2.635 | 17.1793
2016-05-20 12:00 | 12 | 1 | 2.635 | 17.1793
2016-05-20 13:00 | 12 | 1 | 2.635 | 17.1793
2016-05-20 14:00 | 12 | 1 | 2.635 | 17.1793
2016-05-20 15:00 | 12 | 1 | 2.635 | 17.1793
2016-05-20 16:00 | 12 | 1 | 2.635 | 17.1793
2016-05-20 17:00 | 12 | 1 | 2.635 | 17.1793
2016-05-20 18:00 | 12 | 1 | 2.635 | 17.1793
2016-05-20 19:00 | 15 | 1 | 3.226 | 21.4742
2016-05-20 20:00 | 15 | 1 | 3.226 | 21.4742
2016-05-20 21:00 | 15 | 1 | 3.226 | 21.4742
2016-05-20 22:00 | 15 | 1 | 3.226 | 21.4742
2016-05-20 23:00 | 14.521 | 1 | 3.1316 | 20.7884
2016-05-21 | 12 | 1 | 2.635 | 17.1793
2016-05-21 01:00 | 12 | 1 | 2.635 | 17.1793
2016-05-21 02:00 | 12 | 1 | 2.635 | 17.1793
2016-05-21 03:00 | 12 | 1 | 2.635 | 17.1793
2016-05-21 04:00 | 12 | 1 | 2.635 | 17.1793
2016-05-21 05:00 | 12 | 1 | 2.635 | 17.1793
2016-05-21 06:00 | 12 | 1 | 2.635 | 17.1793
2016-05-21 07:00 | 12 | 1 | 2.635 | 17.1793
2016-05-21 08:00 | 12 | 1 | 2.635 | 17.1793
2016-05-21 09:00 | 12 | 1 | 2.635 | 17.1793
2016-05-21 10:00 | 12 | 1 | 2.635 | 17.1793
2016-05-21 11:00 | 12 | 1 | 2.635 | 17.1793
2016-05-21 12:00 | 12 | 1 | 2.635 | 17.1793
2016-05-21 13:00 | 12 | 1 | 2.635 | 17.1793
2016-05-21 14:00 | 12 | 1 | 2.635 | 17.1793
2016-05-21 15:00 | 12 | 1 | 2.635 | 17.1793
2016-05-21 16:00 | 12 | 1 | 2.635 | 17.1793
2016-05-21 17:00 | 12 | 1 | 2.635 | 17.1793
2016-05-21 18:00 | 12 | 1 | 2.635 | 17.1793
2016-05-21 19:00 | 15 | 1 | 3.226 | 21.4742
2016-05-21 20:00 | 15 | 1 | 3.226 | 21.4742
2016-05-21 21:00 | 15 | 1 | 3.226 | 21.4742
2016-05-21 22:00 | 15 | 1 | 3.226 | 21.4742
2016-05-21 23:00 | 13.479 | 1 | 2.9264 | 19.2967
2016-05-22 | 12 | 1 | 2.635 | 17.1793
2016-05-22 01:00 | 12 | 1 | 2.635 | 17.1793
2016-05-22 02:00 | 12 | 1 | 2.635 | 17.1793
2016-05-22 03:00 | 12 | 1 | 2.635 | 17.1793
2016-05-22 04:00 | 12 | 1 | 2.635 | 17.1793
2016-05-22 05:00 | 12 | 1 | 2.635 | 17.1793
2016-05-22 06:00 | 12 | 1 | 2.635 | 17.1793
2016-05-22 07:00 | 12 | 1 | 2.635 | 17.1793
2016-05-22 08:00 | 12 | 1 | 2.635 | 17.1793
2016-05-22 09:00 | 12 | 1 | 2.635 | 17.1793
2016-05-22 10:00 | 12 | 1 | 2.635 | 17.1793
2016-05-22 11:00 | 12 | 1 | 2.635 | 17.1793
2016-05-22 12:00 | 12 | 1 | 2.635 | 17.1793
2016-05-22 13:00 | 12 | 1 | 2.635 | 17.1793
2016-05-22 14:00 | 12 | 1 | 2.635 | 17.1793
2016-05-22 15:00 | 12 | 1 | 2.635 | 17.1793
2016-05-22 16:00 | 12 | 1 | 2.635 | 17.1793
2016-05-22 17:00 | 12 | 1 | 2.635 | 17.1793
2016-05-22 18:00 | 12 | 1 | 2.635 | 17.1793
2016-05-22 19:00 | 15 | 1 | 3.226 | 21.4742
2016-05-22 20:00 | 15 | 1 | 3.226 | 21.4742
2016-05-22 21:00 | 15 | 1 | 3.226 | 21.4742
2016-05-22 22:00 | 15 | 1 | 3.226 | 21.4742
2016-05-22 23:00 | 14.381 | 1 | 3.1041 | 20.588
2016-05-23 | 12.166 | 1 | 2.6677 | 17.417
2016-05-23 01:00 | 12 | 1 | 2.635 | 17.1793
2016-05-23 02:00 | 12 | 1 | 2.635 | 17.1793
2016-05-23 03:00 | 12 | 1 | 2.635 | 17.1793
2016-05-23 04:00 | 12 | 1 | 2.635 | 17.1793
2016-05-23 05:00 | 12 | 1 | 2.635 | 17.1793
2016-05-23 06:00 | 12 | 1 | 2.635 | 17.1793
2016-05-23 07:00 | 12 | 1 | 2.635 | 17.1793
2016-05-23 08:00 | 12 | 1 | 2.635 | 17.1793
2016-05-23 09:00 | 12 | 1 | 2.635 | 17.1793
2016-05-23 10:00 | 12 | 1 | 2.635 | 17.1793
2016-05-23 11:00 | 12 | 1 | 2.635 | 17.1793
2016-05-23 12:00 | 12 | 1 | 2.635 | 17.1793
2016-05-23 13:00 | 12 | 1 | 2.635 | 17.1793
2016-05-23 14:00 | 12 | 1 | 2.635 | 17.1793
2016-05-23 15:00 | 12 | 1 | 2.635 | 17.1793
2016-05-23 16:00 | 12 | 1 | 2.635 | 17.1793
2016-05-23 17:00 | 12 | 1 | 2.635 | 17.1793
2016-05-23 18:00 | 12 | 1 | 2.635 | 17.1793
2016-05-23 19:00 | 15 | 1 | 3.226 | 21.4742
2016-05-23 20:00 | 15 | 1 | 3.226 | 21.4742
2016-05-23 21:00 | 15 | 1 | 3.226 | 21.4742
2016-05-23 22:00 | 15 | 1 | 3.226 | 21.4742
2016-05-23 23:00 | 14.505 | 1 | 3.1285 | 20.7655
2016-05-24 | 12.426 | 1 | 2.7189 | 17.7892
2016-05-24 01:00 | 12 | 1 | 2.635 | 17.1793
2016-05-24 02:00 | 12 | 1 | 2.635 | 17.1793
2016-05-24 03:00 | 12 | 1 | 2.635 | 17.1793
2016-05-24 04:00 | 12 | 1 | 2.635 | 17.1793
2016-05-24 05:00 | 12 | 1 | 2.635 | 17.1793
2016-05-24 06:00 | 12 | 1 | 2.635 | 17.1793
2016-05-24 07:00 | 12 | 1 | 2.635 | 17.1793
2016-05-24 08:00 | 12 | 1 | 2.635 | 17.1793
2016-05-24 09:00 | 12 | 1 | 2.635 | 17.1793
2016-05-24 10:00 | 12 | 1 | 2.635 | 17.1793
2016-05-24 11:00 | 12 | 1 | 2.635 | 17.1793
2016-05-24 12:00 | 12 | 1 | 2.635 | 17.1793
2016-05-24 13:00 | 12 | 1 | 2.635 | 17.1793
2016-05-24 14:00 | 12 | 1 | 2.635 | 17.1793
2016-05-24 15:00 | 12 | 1 | 2.635 | 17.1793
2016-05-24 16:00 | 12 | 1 | 2.635 | 17.1793
2016-05-24 17:00 | 12 | 1 | 2.635 | 17.1793
2016-05-24 18:00 | 12 | 1 | 2.635 | 17.1793
2016-05-24 19:00 | 15 | 1 | 3.226 | 21.4742
2016-05-24 20:00 | 15 | 1 | 3.226 | 21.4742
2016-05-24 21:00 | 15 | 1 | 3.226 | 21.4742
2016-05-24 22:00 | 15 | 1 | 3.226 | 21.4742
2016-05-24 23:00 | 13.912 | 1 | 3.0117 | 19.9166
2016-05-25 | 12 | 1 | 2.635 | 17.1793
2016-05-25 01:00 | 12 | 1 | 2.635 | 17.1793
2016-05-25 02:00 | 12 | 1 | 2.635 | 17.1793
2016-05-25 03:00 | 12 | 1 | 2.635 | 17.1793
2016-05-25 04:00 | 12 | 1 | 2.635 | 17.1793
2016-05-25 05:00 | 12 | 1 | 2.635 | 17.1793
2016-05-25 06:00 | 12 | 1 | 2.635 | 17.1793
2016-05-25 07:00 | 12 | 1 | 2.635 | 17.1793
2016-05-25 08:00 | 12 | 1 | 2.635 | 17.1793
2016-05-25 09:00 | 12 | 1 | 2.635 | 17.1793
2016-05-25 10:00 | 12 | 1 | 2.635 | 17.1793
2016-05-25 11:00 | 12 | 1 | 2.635 | 17.1793
2016-05-25 12:00 | 12 | 1 | 2.635 | 17.1793
2016-05-25 13:00 | 12 | 1 | 2.635 | 17.1793
2016-05-25 14:00 | 12 | 1 | 2.635 | 17.1793
2016-05-25 15:00 | 12 | 1 | 2.635 | 17.1793
2016-05-25 16:00 | 12 | 1 | 2.635 | 17.1793
2016-05-25 17:00 | 12 | 1 | 2.635 | 17.1793
2016-05-25 18:00 | 12 | 1 | 2.635 | 17.1793
2016-05-25 19:00 | 15 | 1 | 3.226 | 21.4742
2016-05-25 20:00 | 15 | 1 | 3.226 | 21.4742
2016-05-25 21:00 | 15 | 1 | 3.226 | 21.4742
2016-05-25 22:00 | 15 | 1 | 3.226 | 21.4742
2016-05-25 23:00 | 14.215 | 1 | 3.0714 | 20.3503
2016-05-26 | 12 | 1 | 2.635 | 17.1793
2016-05-26 01:00 | 12 | 1 | 2.635 | 17.1793
2016-05-26 02:00 | 12 | 1 | 2.635 | 17.1793
2016-05-26 03:00 | 12 | 1 | 2.635 | 17.1793
2016-05-26 04:00 | 12 | 1 | 2.635 | 17.1793
2016-05-26 05:00 | 12 | 1 | 2.635 | 17.1793
2016-05-26 06:00 | 12 | 1 | 2.635 | 17.1793
2016-05-26 07:00 | 12 | 1 | 2.635 | 17.1793
2016-05-26 08:00 | 12 | 1 | 2.635 | 17.1793
2016-05-26 09:00 | 12 | 1 | 2.635 | 17.1793
2016-05-26 10:00 | 12 | 1 | 2.635 | 17.1793
2016-05-26 11:00 | 12 | 1 | 2.635 | 17.1793
2016-05-26 12:00 | 12 | 1 | 2.635 | 17.1793
2016-05-26 13:00 | 12 | 1 | 2.635 | 17.1793
2016-05-26 14:00 | 12 | 1 | 2.635 | 17.1793
2016-05-26 15:00 | 12 | 1 | 2.635 | 17.1793
2016-05-26 16:00 | 12 | 1 | 2.635 | 17.1793
2016-05-26 17:00 | 12 | 1 | 2.635 | 17.1793
2016-05-26 18:00 | 12 | 1 | 2.635 | 17.1793
2016-05-26 19:00 | 15 | 1 | 3.226 | 21.4742
2016-05-26 20:00 | 15 | 1 | 3.226 | 21.4742
2016-05-26 21:00 | 15 | 1 | 3.226 | 21.4742
2016-05-26 22:00 | 15 | 1 | 3.226 | 21.4742
2016-05-26 23:00 | 14.586 | 1 | 3.1444 | 20.8815
2016-05-27 | 12.598 | 1 | 2.7528 | 18.0354
2016-05-27 01:00 | 12 | 1 | 2.635 | 17.1793
2016-05-27 02:00 | 12 | 1 | 2.635 | 17.1793
2016-05-27 03:00 | 12 | 1 | 2.635 | 17.1793
2016-05-27 04:00 | 12 | 1 | 2.635 | 17.1793
2016-05-27 05:00 | 12 | 1 | 2.635 | 17.1793
2016-05-27 06:00 | 12 | 1 | 2.635 | 17.1793
2016-05-27 07:00 | 12 | 1 | 2.635 | 17.1793
2016-05-27 08:00 | 12 | 1 | 2.635 | 17.1793
2016-05-27 09:00 | 12 | 1 | 2.635 | 17.1793
2016-05-27 10:00 | 12 | 1 | 2.635 | 17.1793
2016-05-27 11:00 | 12 | 1 | 2.635 | 17.1793
2016-05-27 12:00 | 12 | 1 | 2.635 | 17.1793
2016-05-27 13:00 | 12 | 1 | 2.635 | 17.1793
2016-05-27 14:00 | 12 | 1 | 2.635 | 17.1793
2016-05-27 15:00 | 12 | 1 | 2.635 | 17.1793
2016-05-27 16:00 | 12 | 1 | 2.635 | 17.1793
2016-05-27 17:00 | 12 | 1 | 2.635 | 17.1793
2016-05-27 18:00 | 12 | 1 | 2.635 | 17.1793
2016-05-27 19:00 | 15 | 1 | 3.226 | 21.4742
2016-05-27 20:00 | 15 | 1 | 3.226 | 21.4742
2016-05-27 21:00 | 15 | 1 | 3.226 | 21.4742
2016-05-27 22:00 | 15 | 1 | 3.226 | 21.4742
2016-05-27 23:00 | 15 | 1 | 3.226 | 21.4742
2016-05-28 | 12.243 | 1 | 2.6829 | 17.5272
2016-05-28 01:00 | 12 | 1 | 2.635 | 17.1793
2016-05-28 02:00 | 12 | 1 | 2.635 | 17.1793
2016-05-28 03:00 | 12 | 1 | 2.635 | 17.1793
2016-05-28 04:00 | 12 | 1 | 2.635 | 17.1793
2016-05-28 05:00 | 12 | 1 | 2.635 | 17.1793
2016-05-28 06:00 | 12 | 1 | 2.635 | 17.1793
2016-05-28 07:00 | 12 | 1 | 2.635 | 17.1793
2016-05-28 08:00 | 12 | 1 | 2.635 | 17.1793
2016-05-28 09:00 | 12 | 1 | 2.635 | 17.1793
2016-05-28 10:00 | 12 | 1 | 2.635 | 17.1793
2016-05-28 11:00 | 12 | 1 | 2.635 | 17.1793
2016-05-28 12:00 | 12 | 1 | 2.635 | 17.1793
2016-05-28 13:00 | 12 | 1 | 2.635 | 17.1793
2016-05-28 14:00 | 12 | 1 | 2.635 | 17.1793
2016-05-28 15:00 | 12 | 1 | 2.635 | 17.1793
2016-05-28 16:00 | 12 | 1 | 2.635 | 17.1793
2016-05-28 17:00 | 12 | 1 | 2.635 | 17.1793
2016-05-28 18:00 | 12 | 1 | 2.635 | 17.1793
2016-05-28 19:00 | 15 | 1 | 3.226 | 21.4742
2016-05-28 20:00 | 15 | 1 | 3.226 | 21.4742
2016-05-28 21:00 | 15 | 1 | 3.226 | 21.4742
2016-05-28 22:00 | 15 | 1 | 3.226 | 21.4742
2016-05-28 23:00 | 14.588 | 1 | 3.1448 | 20.8843
2016-05-29 | 12.488 | 1 | 2.7311 | 17.878
2016-05-29 01:00 | 12 | 1 | 2.635 | 17.1793
2016-05-29 02:00 | 12 | 1 | 2.635 | 17.1793
2016-05-29 03:00 | 12 | 1 | 2.635 | 17.1793
2016-05-29 04:00 | 12 | 1 | 2.635 | 17.1793
2016-05-29 05:00 | 12 | 1 | 2.635 | 17.1793
2016-05-29 06:00 | 12 | 1 | 2.635 | 17.1793
2016-05-29 07:00 | 12 | 1 | 2.635 | 17.1793
2016-05-29 08:00 | 12 | 1 | 2.635 | 17.1793
2016-05-29 09:00 | 12 | 1 | 2.635 | 17.1793
2016-05-29 10:00 | 12 | 1 | 2.635 | 17.1793
2016-05-29 11:00 | 12 | 1 | 2.635 | 17.1793
2016-05-29 12:00 | 12 | 1 | 2.635 | 17.1793
2016-05-29 13:00 | 12 | 1 | 2.635 | 17.1793
2016-05-29 14:00 | 12 | 1 | 2.635 | 17.1793
2016-05-29 15:00 | 12 | 1 | 2.635 | 17.1793
2016-05-29 16:00 | 12 | 1 | 2.635 | 17.1793
2016-05-29 17:00 | 12 | 1 | 2.635 | 17.1793
2016-05-29 18:00 | 12 | 1 | 2.635 | 17.1793
2016-05-29 19:00 | 15 | 1 | 3.226 | 21.4742
2016-05-29 20:00 | 15 | 1 | 3.226 | 21.4742
2016-05-29 21:00 | 15 | 1 | 3.226 | 21.4742
2016-05-29 22:00 | 15 | 1 | 3.226 | 21.4742
2016-05-29 23:00 | 15 | 1 | 3.226 | 21.4742
2016-05-30 | 12 | 1 | 2.635 | 17.1793
2016-05-30 01:00 | 12 | 1 | 2.635 | 17.1793
2016-05-30 02:00 | 12 | 1 | 2.635 | 17.1793
2016-05-30 03:00 | 12 | 1 | 2.635 | 17.1793
2016-05-30 04:00 | 12 | 1 | 2.635 | 17.1793
2016-05-30 05:00 | 12 | 1 | 2.635 | 17.1793
2016-05-30 06:00 | 12 | 1 | 2.635 | 17.1793
2016-05-30 07:00 | 12 | 1 | 2.635 | 17.1793
2016-05-30 08:00 | 12 | 1 | 2.635 | 17.1793
2016-05-30 09:00 | 12 | 1 | 2.635 | 17.1793
2016-05-30 10:00 | 12 | 1 | 2.635 | 17.1793
2016-05-30 11:00 | 12 | 1 | 2.635 | 17.1793
2016-05-30 12:00 | 12 | 1 | 2.635 | 17.1793
2016-05-30 13:00 | 12 | 1 | 2.635 | 17.1793
2016-05-30 14:00 | 12 | 1 | 2.635 | 17.1793
2016-05-30 15:00 | 12 | 1 | 2.635 | 17.1793
2016-05-30 16:00 | 12 | 1 | 2.635 | 17.1793
2016-05-30 17:00 | 12 | 1 | 2.635 | 17.1793
2016-05-30 18:00 | 12 | 1 | 2.635 | 17.1793
2016-05-30 19:00 | 15 | 1 | 3.226 | 21.4742
2016-05-30 20:00 | 15 | 1 | 3.226 | 21.4742
2016-05-30 21:00 | 15 | 1 | 3.226 | 21.4742
2016-05-30 22:00 | 15 | 1 | 3.226 | 21.4742
2016-05-30 23:00 | 13.876 | 1 | 3.0046 | 19.865
2016-05-31 | 12 | 1 | 2.635 | 17.1793
2016-05-31 01:00 | 12 | 1 | 2.635 | 17.1793
2016-05-31 02:00 | 12 | 1 | 2.635 | 17.1793
2016-05-31 03:00 | 12 | 1 | 2.635 | 17.1793
2016-05-31 04:00 | 12 | 1 | 2.635 | 17.1793
2016-05-31 05:00 | 12 | 1 | 2.635 | 17.1793
2016-05-31 06:00 | 12 | 1 | 2.635 | 17.1793
2016-05-31 07:00 | 12 | 1 | 2.635 | 17.1793
2016-05-31 08:00 | 12 | 1 | 2.635 | 17.1793
2016-05-31 09:00 | 12 | 1 | 2.635 | 17.1793
2016-05-31 10:00 | 12 | 1 | 2.635 | 17.1793
2016-05-31 11:00 | 12 | 1 | 2.635 | 17.1793
2016-05-31 12:00 | 12 | 1 | 2.635 | 17.1793
2016-05-31 13:00 | 12 | 1 | 2.635 | 17.1793
2016-05-31 14:00 | 12 | 1 | 2.635 | 17.1793
2016-05-31 15:00 | 12 | 1 | 2.635 | 17.1793
2016-05-31 16:00 | 12 | 1 | 2.635 | 17.1793
2016-05-31 17:00 | 12 | 1 | 2.635 | 17.1793
2016-05-31 18:00 | 12 | 1 | 2.635 | 17.1793
2016-05-31 19:00 | 15 | 1 | 3.226 | 21.4742
2016-05-31 20:00 | 15 | 1 | 3.226 | 21.4742
2016-05-31 21:00 | 15 | 1 | 3.226 | 21.4742
2016-05-31 22:00 | 15 | 1 | 3.226 | 21.4742
2016-05-31 23:00 | 14.487 | 1 | 3.1249 | 20.7397
2016-06-01 | 12.317 | 1 | 2.6974 | 17.6332
2016-06-01 01:00 | 12 | 1 | 2.635 | 17.1793
2016-06-01 02:00 | 12 | 1 | 2.635 | 17.1793
2016-06-01 03:00 | 12 | 1 | 2.635 | 17.1793
2016-06-01 04:00 | 12 | 1 | 2.635 | 17.1793
2016-06-01 05:00 | 12 | 1 | 2.635 | 17.1793
2016-06-01 06:00 | 12 | 1 | 2.635 | 17.1793
2016-06-01 07:00 | 12 | 1 | 2.635 | 17.1793
2016-06-01 08:00 | 12 | 1 | 2.635 | 17.1793
2016-06-01 09:00 | 12 | 1 | 2.635 | 17.1793
2016-06-01 10:00 | 12 | 1 | 2.635 | 17.1793
2016-06-01 11:00 | 12 | 1 | 2.635 | 17.1793
2016-06-01 12:00 | 12 | 1 | 2.635 | 17.1793
2016-06-01 13:00 | 12 | 1 | 2.635 | 17.1793
2016-06-01 14:00 | 12 | 1 | 2.635 | 17.1793
2016-06-01 15:00 | 12 | 1 | 2.635 | 17.1793
2016-06-01 16:00 | 12 | 1 | 2.635 | 17.1793
2016-06-01 17:00 | 12 | 1 | 2.635 | 17.1793
2016-06-01 18:00 | 12 | 1 | 2.635 | 17.1793
2016-06-01 19:00 | 15 | 1 | 3.226 | 21.4742
2016-06-01 20:00 | 15 | 1 | 3.226 | 21.4742
2016-06-01 21:00 | 15 | 1 | 3.226 | 21.4742
2016-06-01 22:00 | 15 | 1 | 3.226 | 21.4742
2016-06-01 23:00 | 14.588 | 1 | 3.1448 | 20.8843
2016-06-02 | 12.403 | 1 | 2.7144 | 17.7563
2016-06-02 01:00 | 12 | 1 | 2.635 | 17.1793
2016-06-02 02:00 | 12 | 1 | 2.635 | 17.1793
2016-06-02 03:00 | 12 | 1 | 2.635 | 17.1793
2016-06-02 04:00 | 12 | 1 | 2.635 | 17.1793
2016-06-02 05:00 | 12 | 1 | 2.635 | 17.1793
2016-06-02 06:00 | 12 | 1 | 2.635 | 17.1793
2016-06-02 07:00 | 12 | 1 | 2.635 | 17.1793
2016-06-02 08:00 | 12 | 1 | 2.635 | 17.1793
2016-06-02 09:00 | 12 | 1 | 2.635 | 17.1793
2016-06-02 10:00 | 12 | 1 | 2.635 | 17.1793
2016-06-02 11:00 | 12 | 1 | 2.635 | 17.1793
2016-06-02 12:00 | 12 | 1 | 2.635 | 17.1793
2016-06-02 13:00 | 12 | 1 | 2.635 | 17.1793
2016-06-02 14:00 | 12 | 1 | 2.635 | 17.1793
2016-06-02 15:00 | 12 | 1 | 2.635 | 17.1793
2016-06-02 16:00 | 12 | 1 | 2.635 | 17.1793
2016-06-02 17:00 | 12 | 1 | 2.635 | 17.1793
2016-06-02 18:00 | 12 | 1 | 2.635 | 17.1793
2016-06-02 19:00 | 15 | 1 | 3.226 | 21.4742
2016-06-02 20:00 | 15 | 1 | 3.226 | 21.4742
2016-06-02 21:00 | 15 | 1 | 3.226 | 21.4742
2016-06-02 22:00 | 15 | 1 | 3.226 | 21.4742
2016-06-02 23:00 | 15 | 1 | 3.226 | 21.4742
2016-06-03 | 13.049 | 1 | 2.8417 | 18.6811
2016-06-03 01:00 | 12 | 1 | 2.635 | 17.1793
2016-06-03 02:00 | 12 | 1 | 2.635 | 17.1793
2016-06-03 03:00 | 12 | 1 | 2.635 | 17.1793
2016-06-03 04:00 | 12 | 1 | 2.635 | 17.1793
2016-06-03 05:00 | 12 | 1 | 2.635 | 17.1793
2016-06-03 06:00 | 12 | 1 | 2.635 | 17.1793
2016-06-03 07:00 | 12 | 1 | 2.635 | 17.1793
2016-06-03 08:00 | 12 | 1 | 2.635 | 17.1793
2016-06-03 09:00 | 12 | 1 | 2.635 | 17.1793
2016-06-03 10:00 | 12 | 1 | 2.635 | 17.1793
2016-06-03 11:00 | 12 | 1 | 2.635 | 17.1793
2016-06-03 12:00 | 12 | 1 | 2.635 | 17.1793
2016-06-03 13:00 | 12 | 1 | 2.635 | 17.1793
2016-06-03 14:00 | 12 | 1 | 2.635 | 17.1793
2016-06-03 15:00 | 12 | 1 | 2.635 | 17.1793
2016-06-03 16:00 | 12 | 1 | 2.635 | 17.1793
2016-06-03 17:00 | 12 | 1 | 2.635 | 17.1793
2016-06-03 18:00 | 12 | 1 | 2.635 | 17.1793
2016-06-03 19:00 | 15 | 1 | 3.226 | 21.4742
2016-06-03 20:00 | 15 | 1 | 3.226 | 21.4742
2016-06-03 21:00 | 15 | 1 | 3.226 | 21.4742
2016-06-03 22:00 | 15 | 1 | 3.226 | 21.4742
2016-06-03 23:00 | 15 | 1 | 3.226 | 21.4742
2016-06-04 | 13.187 | 1 | 2.8688 | 18.8787
2016-06-04 01:00 | 12 | 1 | 2.635 | 17.1793
2016-06-04 02:00 | 12 | 1 | 2.635 | 17.1793
2016-06-04 03:00 | 12 | 1 | 2.635 | 17.1793
2016-06-04 04:00 | 12 | 1 | 2.635 | 17.1793
2016-06-04 05:00 | 12 | 1 | 2.635 | 17.1793
2016-06-04 06:00 | 12 | 1 | 2.635 | 17.1793
2016-06-04 07:00 | 12 | 1 | 2.635 | 17.1793
2016-06-04 08:00 | 12 | 1 | 2.635 | 17.1793
2016-06-04 09:00 | 12 | 1 | 2.635 | 17.1793
2016-06-04 10:00 | 12 | 1 | 2.635 | 17.1793
2016-06-04 11:00 | 12 | 1 | 2.635 | 17.1793
2016-06-04 12:00 | 12 | 1 | 2.635 | 17.1793
2016-06-04 13:00 | 12 | 1 | 2.635 | 17.1793
2016-06-04 14:00 | 12 | 1 | 2.635 | 17.1793
2016-06-04 15:00 | 12 | 1 | 2.635 | 17.1793
2016-06-04 16:00 | 12 | 1 | 2.635 | 17.1793
2016-06-04 17:00 | 12 | 1 | 2.635 | 17.1793
2016-06-04 18:00 | 12 | 1 | 2.635 | 17.1793
2016-06-04 19:00 | 15 | 1 | 3.226 | 21.4742
2016-06-04 20:00 | 15 | 1 | 3.226 | 21.4742
2016-06-04 21:00 | 15 | 1 | 3.226 | 21.4742
2016-06-04 22:00 | 15 | 1 | 3.226 | 21.4742
2016-06-04 23:00 | 14.934 | 1 | 3.213 | 21.3797
2016-06-05 | 12.916 | 1 | 2.8155 | 18.4907
2016-06-05 01:00 | 12 | 1 | 2.635 | 17.1793
2016-06-05 02:00 | 12 | 1 | 2.635 | 17.1793
2016-06-05 03:00 | 12 | 1 | 2.635 | 17.1793
2016-06-05 04:00 | 12 | 1 | 2.635 | 17.1793
2016-06-05 05:00 | 12 | 1 | 2.635 | 17.1793
2016-06-05 06:00 | 12 | 1 | 2.635 | 17.1793
2016-06-05 07:00 | 12 | 1 | 2.635 | 17.1793
2016-06-05 08:00 | 12 | 1 | 2.635 | 17.1793
2016-06-05 09:00 | 12 | 1 | 2.635 | 17.1793
2016-06-05 10:00 | 12 | 1 | 2.635 | 17.1793
2016-06-05 11:00 | 12 | 1 | 2.635 | 17.1793
2016-06-05 12:00 | 12 | 1 | 2.635 | 17.1793
2016-06-05 13:00 | 12 | 1 | 2.635 | 17.1793
2016-06-05 14:00 | 12 | 1 | 2.635 | 17.1793
2016-06-05 15:00 | 12 | 1 | 2.635 | 17.1793
2016-06-05 16:00 | 12 | 1 | 2.635 | 17.1793
2016-06-05 17:00 | 12 | 1 | 2.635 | 17.1793
2016-06-05 18:00 | 12 | 1 | 2.635 | 17.1793
2016-06-05 19:00 | 15 | 1 | 3.226 | 21.4742
2016-06-05 20:00 | 15 | 1 | 3.226 | 21.4742
2016-06-05 21:00 | 15 | 1 | 3.226 | 21.4742
2016-06-05 22:00 | 15 | 1 | 3.226 | 21.4742
2016-06-05 23:00 | 15 | 1 | 3.226 | 21.4742
2016-06-06 | 12.682 | 1 | 2.7694 | 18.1557
2016-06-06 01:00 | 12 | 1 | 2.635 | 17.1793
2016-06-06 02:00 | 12 | 1 | 2.635 | 17.1793
2016-06-06 03:00 | 12 | 1 | 2.635 | 17.1793
2016-06-06 04:00 | 12 | 1 | 2.635 | 17.1793
2016-06-06 05:00 | 12 | 1 | 2.635 | 17.1793
2016-06-06 06:00 | 12 | 1 | 2.635 | 17.1793
2016-06-06 07:00 | 12 | 1 | 2.635 | 17.1793
2016-06-06 08:00 | 12 | 1 | 2.635 | 17.1793
2016-06-06 09:00 | 12 | 1 | 2.635 | 17.1793
2016-06-06 10:00 | 12 | 1 | 2.635 | 17.1793
2016-06-06 11:00 | 12 | 1 | 2.635 | 17.1793
2016-06-06 12:00 | 12 | 1 | 2.635 | 17.1793
2016-06-06 13:00 | 12 | 1 | 2.635 | 17.1793
2016-06-06 14:00 | 12 | 1 | 2.635 | 17.1793
2016-06-06 15:00 | 12 | 1 | 2.635 | 17.1793
2016-06-06 16:00 | 12 | 1 | 2.635 | 17.1793
2016-06-06 17:00 | 12 | 1 | 2.635 | 17.1793
2016-06-06 18:00 | 12 | 1 | 2.635 | 17.1793
2016-06-06 19:00 | 15 | 1 | 3.226 | 21.4742
2016-06-06 20:00 | 15 | 1 | 3.226 | 21.4742
2016-06-06 21:00 | 15 | 1 | 3.226 | 21.4742
2016-06-06 22:00 | 15 | 1 | 3.226 | 21.4742
2016-06-06 23:00 | 14.913 | 1 | 3.2089 | 21.3496
2016-06-07 | 12.125 | 1 | 2.6596 | 17.3583
2016-06-07 01:00 | 12 | 1 | 2.635 | 17.1793
2016-06-07 02:00 | 12 | 1 | 2.635 | 17.1793
2016-06-07 03:00 | 12 | 1 | 2.635 | 17.1793
2016-06-07 04:00 | 12 | 1 | 2.635 | 17.1793
2016-06-07 05:00 | 12 | 1 | 2.635 | 17.1793
2016-06-07 06:00 | 12 | 1 | 2.635 | 17.1793
2016-06-07 07:00 | 12 | 1 | 2.635 | 17.1793
2016-06-07 08:00 | 12 | 1 | 2.635 | 17.1793
2016-06-07 09:00 | 12 | 1 | 2.635 | 17.1793
2016-06-07 10:00 | 12 | 1 | 2.635 | 17.1793
2016-06-07 11:00 | 12 | 1 | 2.635 | 17.1793
2016-06-07 12:00 | 12 | 1 | 2.635 | 17.1793
2016-06-07 13:00 | 12 | 1 | 2.635 | 17.1793
2016-06-07 14:00 | 12 | 1 | 2.635 | 17.1793
2016-06-07 15:00 | 12 | 1 | 2.635 | 17.1793
2016-06-07 16:00 | 12 | 1 | 2.635 | 17.1793
2016-06-07 17:00 | 12 | 1 | 2.635 | 17.1793
2016-06-07 18:00 | 12 | 1 | 2.635 | 17.1793
2016-06-07 19:00 | 15 | 1 | 3.226 | 21.4742
2016-06-07 20:00 | 15 | 1 | 3.226 | 21.4742
2016-06-07 21:00 | 15 | 1 | 3.226 | 21.4742
2016-06-07 22:00 | 15 | 1 | 3.226 | 21.4742
2016-06-07 23:00 | 15 | 1 | 3.226 | 21.4742
2016-06-08 | 12.449 | 1 | 2.7235 | 17.8221
2016-06-08 01:00 | 12 | 1 | 2.635 | 17.1793
2016-06-08 02:00 | 12 | 1 | 2.635 | 17.1793
2016-06-08 03:00 | 12 | 1 | 2.635 | 17.1793
2016-06-08 04:00 | 12 | 1 | 2.635 | 17.1793
2016-06-08 05:00 | 12 | 1 | 2.635 | 17.1793
2016-06-08 06:00 | 12 | 1 | 2.635 | 17.1793
2016-06-08 07:00 | 12 | 1 | 2.635 | 17.1793
2016-06-08 08:00 | 12 | 1 | 2.635 | 17.1793
2016-06-08 09:00 | 12 | 1 | 2.635 | 17.1793
2016-06-08 10:00 | 12 | 1 | 2.635 | 17.1793
2016-06-08 11:00 | 12 | 1 | 2.635 | 17.1793
2016-06-08 12:00 | 12 | 1 | 2.635 | 17.1793
2016-06-08 13:00 | 12 | 1 | 2.635 | 17.1793
2016-06-08 14:00 | 12 | 1 | 2.635 | 17.1793
2016-06-08 15:00 | 12 | 1 | 2.635 | 17.1793
2016-06-08 16:00 | 12 | 1 | 2.635 | 17.1793
2016-06-08 17:00 | 12 | 1 | 2.635 | 17.1793
2016-06-08 18:00 | 12 | 1 | 2.635 | 17.1793
2016-06-08 19:00 | 15 | 1 | 3.226 | 21.4742
2016-06-08 20:00 | 15 | 1 | 3.226 | 21.4742
2016-06-08 21:00 | 15 | 1 | 3.226 | 21.4742
2016-06-08 22:00 | 15 | 1 | 3.226 | 21.4742
2016-06-08 23:00 | 15 | 1 | 3.226 | 21.4742
2016-06-09 | 13.435 | 1 | 2.9177 | 19.2337
2016-06-09 01:00 | 12 | 1 | 2.635 | 17.1793
2016-06-09 02:00 | 12 | 1 | 2.635 | 17.1793
2016-06-09 03:00 | 12 | 1 | 2.635 | 17.1793
2016-06-09 04:00 | 12 | 1 | 2.635 | 17.1793
2016-06-09 05:00 | 12 | 1 | 2.635 | 17.1793
2016-06-09 06:00 | 12 | 1 | 2.635 | 17.1793
2016-06-09 07:00 | 12 | 1 | 2.635 | 17.1793
2016-06-09 08:00 | 12 | 1 | 2.635 | 17.1793
2016-06-09 09:00 | 12 | 1 | 2.635 | 17.1793
2016-06-09 10:00 | 12 | 1 | 2.635 | 17.1793
2016-06-09 11:00 | 12 | 1 | 2.635 | 17.1793
2016-06-09 12:00 | 12 | 1 | 2.635 | 17.1793
2016-06-09 13:00 | 12 | 1 | 2.635 | 17.1793
2016-06-09 14:00 | 12 | 1 | 2.635 | 17.1793
2016-06-09 15:00 | 12 | 1 | 2.635 | 17.1793
2016-06-09 16:00 | 12 | 1 | 2.635 | 17.1793
2016-06-09 17:00 | 12 | 1 | 2.635 | 17.1793
2016-06-09 18:00 | 12 | 1 | 2.635 | 17.1793
2016-06-09 19:00 | 15 | 1 | 3.226 | 21.4742
2016-06-09 20:00 | 15 | 1 | 3.226 | 21.4742
2016-06-09 21:00 | 15 | 1 | 3.226 | 21.4742
2016-06-09 22:00 | 15 | 1 | 3.226 | 21.4742
2016-06-09 23:00 | 15 | 1 | 3.226 | 21.4742
2016-06-10 | 13.35 | 1 | 2.9009 | 19.112
2016-06-10 01:00 | 12 | 1 | 2.635 | 17.1793
2016-06-10 02:00 | 12 | 1 | 2.635 | 17.1793
2016-06-10 03:00 | 12 | 1 | 2.635 | 17.1793
2016-06-10 04:00 | 12 | 1 | 2.635 | 17.1793
2016-06-10 05:00 | 12 | 1 | 2.635 | 17.1793
2016-06-10 06:00 | 12 | 1 | 2.635 | 17.1793
2016-06-10 07:00 | 12 | 1 | 2.635 | 17.1793
2016-06-10 08:00 | 12 | 1 | 2.635 | 17.1793
2016-06-10 09:00 | 12 | 1 | 2.635 | 17.1793
2016-06-10 10:00 | 12 | 1 | 2.635 | 17.1793
2016-06-10 11:00 | 12 | 1 | 2.635 | 17.1793
2016-06-10 12:00 | 12 | 1 | 2.635 | 17.1793
2016-06-10 13:00 | 12 | 1 | 2.635 | 17.1793
2016-06-10 14:00 | 12 | 1 | 2.635 | 17.1793
2016-06-10 15:00 | 12 | 1 | 2.635 | 17.1793
2016-06-10 16:00 | 12 | 1 | 2.635 | 17.1793
2016-06-10 17:00 | 12 | 1 | 2.635 | 17.1793
2016-06-10 18:00 | 12 | 1 | 2.635 | 17.1793
2016-06-10 19:00 | 15 | 1 | 3.226 | 21.4742
2016-06-10 20:00 | 15 | 1 | 3.226 | 21.4742
2016-06-10 21:00 | 15 | 1 | 3.226 | 21.4742
2016-06-10 22:00 | 15 | 1 | 3.226 | 21.4742
2016-06-10 23:00 | 15 | 1 | 3.226 | 21.4742
2016-06-11 | 12.832 | 1 | 2.7989 | 18.3704
2016-06-11 01:00 | 12 | 1 | 2.635 | 17.1793
2016-06-11 02:00 | 12 | 1 | 2.635 | 17.1793
2016-06-11 03:00 | 12 | 1 | 2.635 | 17.1793
2016-06-11 04:00 | 12 | 1 | 2.635 | 17.1793
2016-06-11 05:00 | 12 | 1 | 2.635 | 17.1793
2016-06-11 06:00 | 12 | 1 | 2.635 | 17.1793
2016-06-11 07:00 | 12 | 1 | 2.635 | 17.1793
2016-06-11 08:00 | 12 | 1 | 2.635 | 17.1793
2016-06-11 09:00 | 12 | 1 | 2.635 | 17.1793
2016-06-11 10:00 | 12 | 1 | 2.635 | 17.1793
2016-06-11 11:00 | 12 | 1 | 2.635 | 17.1793
2016-06-11 12:00 | 12 | 1 | 2.635 | 17.1793
2016-06-11 13:00 | 12 | 1 | 2.635 | 17.1793
2016-06-11 14:00 | 12 | 1 | 2.635 | 17.1793
2016-06-11 15:00 | 12 | 1 | 2.635 | 17.1793
2016-06-11 16:00 | 12 | 1 | 2.635 | 17.1793
2016-06-11 17:00 | 12 | 1 | 2.635 | 17.1793
2016-06-11 18:00 | 12 | 1 | 2.635 | 17.1793
2016-06-11 19:00 | 15 | 1 | 3.226 | 21.4742
2016-06-11 20:00 | 15 | 1 | 3.226 | 21.4742
2016-06-11 21:00 | 15 | 1 | 3.226 | 21.4742
2016-06-11 22:00 | 15 | 1 | 3.226 | 21.4742
2016-06-11 23:00 | 15 | 1 | 3.226 | 21.4742
2016-06-12 | 12.443 | 1 | 2.7223 | 17.8135
2016-06-12 01:00 | 12 | 1 | 2.635 | 17.1793
2016-06-12 02:00 | 12 | 1 | 2.635 | 17.1793
2016-06-12 03:00 | 12 | 1 | 2.635 | 17.1793
2016-06-12 04:00 | 12 | 1 | 2.635 | 17.1793
2016-06-12 05:00 | 12 | 1 | 2.635 | 17.1793
2016-06-12 06:00 | 12 | 1 | 2.635 | 17.1793
2016-06-12 07:00 | 12 | 1 | 2.635 | 17.1793
2016-06-12 08:00 | 12 | 1 | 2.635 | 17.1793
2016-06-12 09:00 | 12 | 1 | 2.635 | 17.1793
2016-06-12 10:00 | 12 | 1 | 2.635 | 17.1793
2016-06-12 11:00 | 12 | 1 | 2.635 | 17.1793
2016-06-12 12:00 | 12 | 1 | 2.635 | 17.1793
2016-06-12 13:00 | 12 | 1 | 2.635 | 17.1793
2016-06-12 14:00 | 12 | 1 | 2.635 | 17.1793
2016-06-12 15:00 | 12 | 1 | 2.635 | 17.1793
2016-06-12 16:00 | 12 | 1 | 2.635 | 17.1793
2016-06-12 17:00 | 12 | 1 | 2.635 | 17.1793
2016-06-12 18:00 | 12 | 1 | 2.635 | 17.1793
2016-06-12 19:00 | 15 | 1 | 3.226 | 21.4742
2016-06-12 20:00 | 15 | 1 | 3.226 | 21.4742
2016-06-12 21:00 | 15 | 1 | 3.226 | 21.4742
2016-06-12 22:00 | 15 | 1 | 3.226 | 21.4742
2016-06-12 23:00 | 14.563 | 1 | 3.1399 | 20.8486
2016-06-13 | 12.438 | 1 | 2.7213 | 17.8064
2016-06-13 01:00 | 12 | 1 | 2.635 | 17.1793
2016-06-13 02:00 | 12 | 1 | 2.635 | 17.1793
2016-06-13 03:00 | 12 | 1 | 2.635 | 17.1793
2016-06-13 04:00 | 12 | 1 | 2.635 | 17.1793
2016-06-13 05:00 | 12 | 1 | 2.635 | 17.1793
2016-06-13 06:00 | 12 | 1 | 2.635 | 17.1793
2016-06-13 07:00 | 12 | 1 | 2.635 | 17.1793
2016-06-13 08:00 | 12 | 1 | 2.635 | 17.1793
2016-06-13 09:00 | 12 | 1 | 2.635 | 17.1793
2016-06-13 10:00 | 12 | 1 | 2.635 | 17.1793
2016-06-13 11:00 | 12 | 1 | 2.635 | 17.1793
2016-06-13 12:00 | 12 | 1 | 2.635 | 17.1793
2016-06-13 13:00 | 12 | 1 | 2.635 | 17.1793
2016-06-13 14:00 | 12 | 1 | 2.635 | 17.1793
2016-06-13 15:00 | 12 | 1 | 2.635 | 17.1793
2016-06-13 16:00 | 12 | 1 | 2.635 | 17.1793
2016-06-13 17:00 | 12 | 1 | 2.635 | 17.1793
2016-06-13 18:00 | 12 | 1 | 2.635 | 17.1793
2016-06-13 19:00 | 15 | 1 | 3.226 | 21.4742
2016-06-13 20:00 | 15 | 1 | 3.226 | 21.4742
2016-06-13 21:00 | 15 | 1 | 3.226 | 21.4742
2016-06-13 22:00 | 15 | 1 | 3.226 | 21.4742
2016-06-13 23:00 | 15 | 1 | 3.226 | 21.4742
2016-06-14 | 12.841 | 1 | 2.8007 | 18.3833
2016-06-14 01:00 | 12 | 1 | 2.635 | 17.1793
2016-06-14 02:00 | 12 | 1 | 2.635 | 17.1793
2016-06-14 03:00 | 12 | 1 | 2.635 | 17.1793
2016-06-14 04:00 | 12 | 1 | 2.635 | 17.1793
2016-06-14 05:00 | 12 | 1 | 2.635 | 17.1793
2016-06-14 06:00 | 12 | 1 | 2.635 | 17.1793
2016-06-14 07:00 | 12 | 1 | 2.635 | 17.1793
2016-06-14 08:00 | 12 | 1 | 2.635 | 17.1793
2016-06-14 09:00 | 12 | 1 | 2.635 | 17.1793
2016-06-14 10:00 | 12 | 1 | 2.635 | 17.1793
2016-06-14 11:00 | 12 | 1 | 2.635 | 17.1793
2016-06-14 12:00 | 12 | 1 | 2.635 | 17.1793
2016-06-14 13:00 | 12 | 1 | 2.635 | 17.1793
2016-06-14 14:00 | 12 | 1 | 2.635 | 17.1793
2016-06-14 15:00 | 12 | 1 | 2.635 | 17.1793
2016-06-14 16:00 | 12 | 1 | 2.635 | 17.1793
2016-06-14 17:00 | 12 | 1 | 2.635 | 17.1793
2016-06-14 18:00 | 12 | 1 | 2.635 | 17.1793
2016-06-14 19:00 | 15 | 1 | 3.226 | 21.4742
2016-06-14 20:00 | 15 | 1 | 3.226 | 21.4742
2016-06-14 21:00 | 15 | 1 | 3.226 | 21.4742
2016-06-14 22:00 | 15 | 1 | 3.226 | 21.4742
2016-06-14 23:00 | 15 | 1 | 3.226 | 21.4742
2016-06-15 | 12.91 | 1 | 2.8143 | 18.4821
2016-06-15 01:00 | 12 | 1 | 2.635 | 17.1793
2016-06-15 02:00 | 12 | 1 | 2.635 | 17.1793
2016-06-15 03:00 | 12 | 1 | 2.635 | 17.1793
2016-06-15 04:00 | 12 | 1 | 2.635 | 17.1793
2016-06-15 05:00 | 12 | 1 | 2.635 | 17.1793
2016-06-15 06:00 | 12 | 1 | 2.635 | 17.1793
2016-06-15 07:00 | 12 | 1 | 2.635 | 17.1793
2016-06-15 08:00 | 12 | 1 | 2.635 | 17.1793
2016-06-15 09:00 | 12 | 1 | 2.635 | 17.1793
2016-06-15 10:00 | 12 | 1 | 2.635 | 17.1793
2016-06-15 11:00 | 12 | 1 | 2.635 | 17.1793
2016-06-15 12:00 | 12 | 1 | 2.635 | 17.1793
2016-06-15 13:00 | 12 | 1 | 2.635 | 17.1793
2016-06-15 14:00 | 12 | 1 | 2.635 | 17.1793
2016-06-15 15:00 | 12 | 1 | 2.635 | 17.1793
2016-06-15 16:00 | 12 | 1 | 2.635 | 17.1793
2016-06-15 17:00 | 12 | 1 | 2.635 | 17.1793
2016-06-15 18:00 | 12 | 1 | 2.635 | 17.1793
2016-06-15 19:00 | 15 | 1 | 3.226 | 21.4742
2016-06-15 20:00 | 15 | 1 | 3.226 | 21.4742
2016-06-15 21:00 | 15 | 1 | 3.226 | 21.4742
2016-06-15 22:00 | 15 | 1 | 3.226 | 21.4742
2016-06-15 23:00 | 15 | 1 | 3.226 | 21.4742
2016-06-16 | 13.349 | 1 | 2.9008 | 19.1106
2016-06-16 01:00 | 12 | 1 | 2.635 | 17.1793
2016-06-16 02:00 | 12 | 1 | 2.635 | 17.1793
2016-06-16 03:00 | 12 | 1 | 2.635 | 17.1793
2016-06-16 04:00 | 12 | 1 | 2.635 | 17.1793
2016-06-16 05:00 | 12 | 1 | 2.635 | 17.1793
2016-06-16 06:00 | 12 | 1 | 2.635 | 17.1793
2016-06-16 07:00 | 12 | 1 | 2.635 | 17.1793
2016-06-16 08:00 | 12 | 1 | 2.635 | 17.1793
2016-06-16 09:00 | 12 | 1 | 2.635 | 17.1793
2016-06-16 10:00 | 12 | 1 | 2.635 | 17.1793
2016-06-16 11:00 | 12 | 1 | 2.635 | 17.1793
2016-06-16 12:00 | 12 | 1 | 2.635 | 17.1793
2016-06-16 13:00 | 12 | 1 | 2.635 | 17.1793
2016-06-16 14:00 | 12 | 1 | 2.635 | 17.1793
2016-06-16 15:00 | 12 | 1 | 2.635 | 17.1793
2016-06-16 16:00 | 12 | 1 | 2.635 | 17.1793
2016-06-16 17:00 | 12 | 1 | 2.635 | 17.1793
2016-06-16 18:00 | 12 | 1 | 2.635 | 17.1793
2016-06-16 19:00 | 15 | 1 | 3.226 | 21.4742
2016-06-16 20:00 | 15 | 1 | 3.226 | 21.4742
2016-06-16 21:00 | 15 | 1 | 3.226 | 21.4742
2016-06-16 22:00 | 15 | 1 | 3.226 | 21.4742
2016-06-16 23:00 | 15 | 1 | 3.226 | 21.4742
2016-06-17 | 12.416 | 1 | 2.717 | 17.7749
2016-06-17 01:00 | 12 | 1 | 2.635 | 17.1793
2016-06-17 02:00 | 12 | 1 | 2.635 | 17.1793
2016-06-17 03:00 | 12 | 1 | 2.635 | 17.1793
2016-06-17 04:00 | 12 | 1 | 2.635 | 17.1793
2016-06-17 05:00 | 12 | 1 | 2.635 | 17.1793
2016-06-17 06:00 | 12 | 1 | 2.635 | 17.1793
2016-06-17 07:00 | 12 | 1 | 2.635 | 17.1793
2016-06-17 08:00 | 12 | 1 | 2.635 | 17.1793
2016-06-17 09:00 | 12 | 1 | 2.635 | 17.1793
2016-06-17 10:00 | 12 | 1 | 2.635 | 17.1793
2016-06-17 11:00 | 12 | 1 | 2.635 | 17.1793
2016-06-17 12:00 | 12 | 1 | 2.635 | 17.1793
2016-06-17 13:00 | 12 | 1 | 2.635 | 17.1793
2016-06-17 14:00 | 12 | 1 | 2.635 | 17.1793
2016-06-17 15:00 | 12 | 1 | 2.635 | 17.1793
2016-06-17 16:00 | 12 | 1 | 2.635 | 17.1793
2016-06-17 17:00 | 12 | 1 | 2.635 | 17.1793
2016-06-17 18:00 | 12 | 1 | 2.635 | 17.1793
2016-06-17 19:00 | 15 | 1 | 3.226 | 21.4742
2016-06-17 20:00 | 15 | 1 | 3.226 | 21.4742
2016-06-17 21:00 | 15 | 1 | 3.226 | 21.4742
2016-06-17 22:00 | 15 | 1 | 3.226 | 21.4742
2016-06-17 23:00 | 14.812 | 1 | 3.189 | 21.205
2016-06-18 | 12.471 | 1 | 2.7278 | 17.8536
2016-06-18 01:00 | 12 | 1 | 2.635 | 17.1793
2016-06-18 02:00 | 12 | 1 | 2.635 | 17.1793
2016-06-18 03:00 | 12 | 1 | 2.635 | 17.1793
2016-06-18 04:00 | 12 | 1 | 2.635 | 17.1793
2016-06-18 05:00 | 12 | 1 | 2.635 | 17.1793
2016-06-18 06:00 | 12 | 1 | 2.635 | 17.1793
2016-06-18 07:00 | 12 | 1 | 2.635 | 17.1793
2016-06-18 08:00 | 12 | 1 | 2.635 | 17.1793
2016-06-18 09:00 | 12 | 1 | 2.635 | 17.1793
2016-06-18 10:00 | 12 | 1 | 2.635 | 17.1793
2016-06-18 11:00 | 12 | 1 | 2.635 | 17.1793
2016-06-18 12:00 | 12 | 1 | 2.635 | 17.1793
2016-06-18 13:00 | 12 | 1 | 2.635 | 17.1793
2016-06-18 14:00 | 12 | 1 | 2.635 | 17.1793
2016-06-18 15:00 | 12 | 1 | 2.635 | 17.1793
2016-06-18 16:00 | 12 | 1 | 2.635 | 17.1793
2016-06-18 17:00 | 12 | 1 | 2.635 | 17.1793
2016-06-18 18:00 | 12 | 1 | 2.635 | 17.1793
2016-06-18 19:00 | 15 | 1 | 3.226 | 21.4742
2016-06-18 20:00 | 15 | 1 | 3.226 | 21.4742
2016-06-18 21:00 | 15 | 1 | 3.226 | 21.4742
2016-06-18 22:00 | 15 | 1 | 3.226 | 21.4742
2016-06-18 23:00 | 14.504 | 1 | 3.1283 | 20.7641
2016-06-19 | 12.698 | 1 | 2.7725 | 18.1786
2016-06-19 01:00 | 12 | 1 | 2.635 | 17.1793
2016-06-19 02:00 | 12 | 1 | 2.635 | 17.1793
2016-06-19 03:00 | 12 | 1 | 2.635 | 17.1793
2016-06-19 04:00 | 12 | 1 | 2.635 | 17.1793
2016-06-19 05:00 | 12 | 1 | 2.635 | 17.1793
2016-06-19 06:00 | 12 | 1 | 2.635 | 17.1793
2016-06-19 07:00 | 12 | 1 | 2.635 | 17.1793
2016-06-19 08:00 | 12 | 1 | 2.635 | 17.1793
2016-06-19 09:00 | 12 | 1 | 2.635 | 17.1793
2016-06-19 10:00 | 12 | 1 | 2.635 | 17.1793
2016-06-19 11:00 | 12 | 1 | 2.635 | 17.1793
2016-06-19 12:00 | 12 | 1 | 2.635 | 17.1793
2016-06-19 13:00 | 12 | 1 | 2.635 | 17.1793
2016-06-19 14:00 | 12 | 1 | 2.635 | 17.1793
2016-06-19 15:00 | 12 | 1 | 2.635 | 17.1793
2016-06-19 16:00 | 12 | 1 | 2.635 | 17.1793
2016-06-19 17:00 | 12 | 1 | 2.635 | 17.1793
2016-06-19 18:00 | 12 | 1 | 2.635 | 17.1793
2016-06-19 19:00 | 15 | 1 | 3.226 | 21.4742
2016-06-19 20:00 | 15 | 1 | 3.226 | 21.4742
2016-06-19 21:00 | 15 | 1 | 3.226 | 21.4742
2016-06-19 22:00 | 15 | 1 | 3.226 | 21.4742
2016-06-19 23:00 | 15 | 1 | 3.226 | 21.4742
2016-06-20 | 12.62 | 1 | 2.7571 | 18.0669
2016-06-20 01:00 | 12 | 1 | 2.635 | 17.1793
2016-06-20 02:00 | 12 | 1 | 2.635 | 17.1793
2016-06-20 03:00 | 12 | 1 | 2.635 | 17.1793
2016-06-20 04:00 | 12 | 1 | 2.635 | 17.1793
2016-06-20 05:00 | 12 | 1 | 2.635 | 17.1793
2016-06-20 06:00 | 12 | 1 | 2.635 | 17.1793
2016-06-20 07:00 | 12 | 1 | 2.635 | 17.1793
2016-06-20 08:00 | 12 | 1 | 2.635 | 17.1793
2016-06-20 09:00 | 12 | 1 | 2.635 | 17.1793
2016-06-20 10:00 | 12 | 1 | 2.635 | 17.1793
2016-06-20 11:00 | 12 | 1 | 2.635 | 17.1793
2016-06-20 12:00 | 12 | 1 | 2.635 | 17.1793
2016-06-20 13:00 | 12 | 1 | 2.635 | 17.1793
2016-06-20 14:00 | 12 | 1 | 2.635 | 17.1793
2016-06-20 15:00 | 12 | 1 | 2.635 | 17.1793
2016-06-20 16:00 | 12 | 1 | 2.635 | 17.1793
2016-06-20 17:00 | 12 | 1 | 2.635 | 17.1793
2016-06-20 18:00 | 12 | 1 | 2.635 | 17.1793
2016-06-20 19:00 | 15 | 1 | 3.226 | 21.4742
2016-06-20 20:00 | 15 | 1 | 3.226 | 21.4742
2016-06-20 21:00 | 15 | 1 | 3.226 | 21.4742
2016-06-20 22:00 | 15 | 1 | 3.226 | 21.4742
2016-06-20 23:00 | 15 | 1 | 3.226 | 21.4742
2016-06-21 | 12.849 | 1 | 2.8023 | 18.3948
2016-06-21 01:00 | 12 | 1 | 2.635 | 17.1793
2016-06-21 02:00 | 12 | 1 | 2.635 | 17.1793
2016-06-21 03:00 | 12 | 1 | 2.635 | 17.1793
2016-06-21 04:00 | 12 | 1 | 2.635 | 17.1793
2016-06-21 05:00 | 12 | 1 | 2.635 | 17.1793
2016-06-21 06:00 | 12 | 1 | 2.635 | 17.1793
2016-06-21 07:00 | 12 | 1 | 2.635 | 17.1793
2016-06-21 08:00 | 12 | 1 | 2.635 | 17.1793
2016-06-21 09:00 | 12 | 1 | 2.635 | 17.1793
2016-06-21 10:00 | 12 | 1 | 2.635 | 17.1793
2016-06-21 11:00 | 12 | 1 | 2.635 | 17.1793
2016-06-21 12:00 | 12 | 1 | 2.635 | 17.1793
2016-06-21 13:00 | 12 | 1 | 2.635 | 17.1793
2016-06-21 14:00 | 12 | 1 | 2.635 | 17.1793
2016-06-21 15:00 | 12 | 1 | 2.635 | 17.1793
2016-06-21 16:00 | 12 | 1 | 2.635 | 17.1793
2016-06-21 17:00 | 12 | 1 | 2.635 | 17.1793
2016-06-21 18:00 | 12 | 1 | 2.635 | 17.1793
2016-06-21 19:00 | 15 | 1 | 3.226 | 21.4742
2016-06-21 20:00 | 15 | 1 | 3.226 | 21.4742
2016-06-21 21:00 | 15 | 1 | 3.226 | 21.4742
2016-06-21 22:00 | 15 | 1 | 3.226 | 21.4742
2016-06-21 23:00 | 14.717 | 1 | 3.1702 | 21.069
2016-06-22 | 12.825 | 1 | 2.7975 | 18.3604
2016-06-22 01:00 | 12 | 1 | 2.635 | 17.1793
2016-06-22 02:00 | 12 | 1 | 2.635 | 17.1793
2016-06-22 03:00 | 12 | 1 | 2.635 | 17.1793
2016-06-22 04:00 | 12 | 1 | 2.635 | 17.1793
2016-06-22 05:00 | 12 | 1 | 2.635 | 17.1793
2016-06-22 06:00 | 12 | 1 | 2.635 | 17.1793
2016-06-22 07:00 | 12 | 1 | 2.635 | 17.1793
2016-06-22 08:00 | 12 | 1 | 2.635 | 17.1793
2016-06-22 09:00 | 12 | 1 | 2.635 | 17.1793
2016-06-22 10:00 | 12 | 1 | 2.635 | 17.1793
2016-06-22 11:00 | 12 | 1 | 2.635 | 17.1793
2016-06-22 12:00 | 12 | 1 | 2.635 | 17.1793
2016-06-22 13:00 | 12 | 1 | 2.635 | 17.1793
2016-06-22 14:00 | 12 | 1 | 2.635 | 17.1793
2016-06-22 15:00 | 12 | 1 | 2.635 | 17.1793
2016-06-22 16:00 | 12 | 1 | 2.635 | 17.1793
2016-06-22 17:00 | 12 | 1 | 2.635 | 17.1793
2016-06-22 18:00 | 12 | 1 | 2.635 | 17.1793
2016-06-22 19:00 | 15 | 1 | 3.226 | 21.4742
2016-06-22 20:00 | 15 | 1 | 3.226 | 21.4742
2016-06-22 21:00 | 15 | 1 | 3.226 | 21.4742
2016-06-22 22:00 | 15 | 1 | 3.226 | 21.4742
2016-06-22 23:00 | 15 | 1 | 3.226 | 21.4742
2016-06-23 | 12.35 | 1 | 2.7039 | 17.6804
2016-06-23 01:00 | 12 | 1 | 2.635 | 17.1793
2016-06-23 02:00 | 12 | 1 | 2.635 | 17.1793
2016-06-23 03:00 | 12 | 1 | 2.635 | 17.1793
2016-06-23 04:00 | 12 | 1 | 2.635 | 17.1793
2016-06-23 05:00 | 12 | 1 | 2.635 | 17.1793
2016-06-23 06:00 | 12 | 1 | 2.635 | 17.1793
2016-06-23 07:00 | 12 | 1 | 2.635 | 17.1793
2016-06-23 08:00 | 12 | 1 | 2.635 | 17.1793
2016-06-23 09:00 | 12 | 1 | 2.635 | 17.1793
2016-06-23 10:00 | 12 | 1 | 2.635 | 17.1793
2016-06-23 11:00 | 12 | 1 | 2.635 | 17.1793
2016-06-23 12:00 | 12 | 1 | 2.635 | 17.1793
2016-06-23 13:00 | 12 | 1 | 2.635 | 17.1793
2016-06-23 14:00 | 12 | 1 | 2.635 | 17.1793
2016-06-23 15:00 | 12 | 1 | 2.635 | 17.1793
2016-06-23 16:00 | 12 | 1 | 2.635 | 17.1793
2016-06-23 17:00 | 12 | 1 | 2.635 | 17.1793
2016-06-23 18:00 | 12 | 1 | 2.635 | 17.1793
2016-06-23 19:00 | 15 | 1 | 3.226 | 21.4742
2016-06-23 20:00 | 15 | 1 | 3.226 | 21.4742
2016-06-23 21:00 | 15 | 1 | 3.226 | 21.4742
2016-06-23 22:00 | 15 | 1 | 3.226 | 21.4742
2016-06-23 23:00 | 15 | 1 | 3.226 | 21.4742
2016-06-24 | 12.606 | 1 | 2.7544 | 18.0469
2016-06-24 01:00 | 12 | 1 | 2.635 | 17.1793
2016-06-24 02:00 | 12 | 1 | 2.635 | 17.1793
2016-06-24 03:00 | 12 | 1 | 2.635 | 17.1793
2016-06-24 04:00 | 12 | 1 | 2.635 | 17.1793
2016-06-24 05:00 | 12 | 1 | 2.635 | 17.1793
2016-06-24 06:00 | 12 | 1 | 2.635 | 17.1793
2016-06-24 07:00 | 12 | 1 | 2.635 | 17.1793
2016-06-24 08:00 | 12 | 1 | 2.635 | 17.1793
2016-06-24 09:00 | 12 | 1 | 2.635 | 17.1793
2016-06-24 10:00 | 12 | 1 | 2.635 | 17.1793
2016-06-24 11:00 | 12 | 1 | 2.635 | 17.1793
2016-06-24 12:00 | 12 | 1 | 2.635 | 17.1793
2016-06-24 13:00 | 12 | 1 | 2.635 | 17.1793
2016-06-24 14:00 | 12 | 1 | 2.635 | 17.1793
2016-06-24 15:00 | 12 | 1 | 2.635 | 17.1793
2016-06-24 16:00 | 12 | 1 | 2.635 | 17.1793
2016-06-24 17:00 | 12 | 1 | 2.635 | 17.1793
2016-06-24 18:00 | 12 | 1 | 2.635 | 17.1793
2016-06-24 19:00 | 15 | 1 | 3.226 | 21.4742
2016-06-24 20:00 | 15 | 1 | 3.226 | 21.4742
2016-06-24 21:00 | 15 | 1 | 3.226 | 21.4742
2016-06-24 22:00 | 15 | 1 | 3.226 | 21.4742
2016-06-24 23:00 | 14.509 | 1 | 3.1293 | 20.7712
2016-06-25 | 12 | 1 | 2.635 | 17.1793
2016-06-25 01:00 | 12 | 1 | 2.635 | 17.1793
2016-06-25 02:00 | 12 | 1 | 2.635 | 17.1793
2016-06-25 03:00 | 12 | 1 | 2.635 | 17.1793
2016-06-25 04:00 | 12 | 1 | 2.635 | 17.1793
2016-06-25 05:00 | 12 | 1 | 2.635 | 17.1793
2016-06-25 06:00 | 12 | 1 | 2.635 | 17.1793
2016-06-25 07:00 | 12 | 1 | 2.635 | 17.1793
2016-06-25 08:00 | 12 | 1 | 2.635 | 17.1793
2016-06-25 09:00 | 12 | 1 | 2.635 | 17.1793
2016-06-25 10:00 | 12 | 1 | 2.635 | 17.1793
2016-06-25 11:00 | 12 | 1 | 2.635 | 17.1793
2016-06-25 12:00 | 12 | 1 | 2.635 | 17.1793
2016-06-25 13:00 | 12 | 1 | 2.635 | 17.1793
2016-06-25 14:00 | 12 | 1 | 2.635 | 17.1793
2016-06-25 15:00 | 12 | 1 | 2.635 | 17.1793
2016-06-25 16:00 | 12 | 1 | 2.635 | 17.1793
2016-06-25 17:00 | 12 | 1 | 2.635 | 17.1793
2016-06-25 18:00 | 12 | 1 | 2.635 | 17.1793
2016-06-25 19:00 | 15 | 1 | 3.226 | 21.4742
2016-06-25 20:00 | 15 | 1 | 3.226 | 21.4742
2016-06-25 21:00 | 15 | 1 | 3.226 | 21.4742
2016-06-25 22:00 | 15 | 1 | 3.226 | 21.4742
2016-06-25 23:00 | 15 | 1 | 3.226 | 21.4742
2016-06-26 | 12.056 | 1 | 2.646 | 17.2595
2016-06-26 01:00 | 12 | 1 | 2.635 | 17.1793
2016-06-26 02:00 | 12 | 1 | 2.635 | 17.1793
2016-06-26 03:00 | 12 | 1 | 2.635 | 17.1793
2016-06-26 04:00 | 12 | 1 | 2.635 | 17.1793
2016-06-26 05:00 | 12 | 1 | 2.635 | 17.1793
2016-06-26 06:00 | 12 | 1 | 2.635 | 17.1793
2016-06-26 07:00 | 12 | 1 | 2.635 | 17.1793
2016-06-26 08:00 | 12 | 1 | 2.635 | 17.1793
2016-06-26 09:00 | 12 | 1 | 2.635 | 17.1793
2016-06-26 10:00 | 12 | 1 | 2.635 | 17.1793
2016-06-26 11:00 | 12 | 1 | 2.635 | 17.1793
2016-06-26 12:00 | 12 | 1 | 2.635 | 17.1793
2016-06-26 13:00 | 12 | 1 | 2.635 | 17.1793
2016-06-26 14:00 | 12 | 1 | 2.635 | 17.1793
2016-06-26 15:00 | 12 | 1 | 2.635 | 17.1793
2016-06-26 16:00 | 12 | 1 | 2.635 | 17.1793
2016-06-26 17:00 | 12 | 1 | 2.635 | 17.1793
2016-06-26 18:00 | 12 | 1 | 2.635 | 17.1793
2016-06-26 19:00 | 15 | 1 | 3.226 | 21.4742
2016-06-26 20:00 | 15 | 1 | 3.226 | 21.4742
2016-06-26 21:00 | 15 | 1 | 3.226 | 21.4742
2016-06-26 22:00 | 15 | 1 | 3.226 | 21.4742
2016-06-26 23:00 | 15 | 1 | 3.226 | 21.4742
2016-06-27 | 12.762 | 1 | 2.7851 | 18.2702
2016-06-27 01:00 | 12 | 1 | 2.635 | 17.1793
2016-06-27 02:00 | 12 | 1 | 2.635 | 17.1793
2016-06-27 03:00 | 12 | 1 | 2.635 | 17.1793
2016-06-27 04:00 | 12 | 1 | 2.635 | 17.1793
2016-06-27 05:00 | 12 | 1 | 2.635 | 17.1793
2016-06-27 06:00 | 12 | 1 | 2.635 | 17.1793
2016-06-27 07:00 | 12 | 1 | 2.635 | 17.1793
2016-06-27 08:00 | 12 | 1 | 2.635 | 17.1793
2016-06-27 09:00 | 12 | 1 | 2.635 | 17.1793
2016-06-27 10:00 | 12 | 1 | 2.635 | 17.1793
2016-06-27 11:00 | 12 | 1 | 2.635 | 17.1793
2016-06-27 12:00 | 12 | 1 | 2.635 | 17.1793
2016-06-27 13:00 | 12 | 1 | 2.635 | 17.1793
2016-06-27 14:00 | 12 | 1 | 2.635 | 17.1793
2016-06-27 15:00 | 12 | 1 | 2.635 | 17.1793
2016-06-27 16:00 | 12 | 1 | 2.635 | 17.1793
2016-06-27 17:00 | 12 | 1 | 2.635 | 17.1793
2016-06-27 18:00 | 12 | 1 | 2.635 | 17.1793
2016-06-27 19:00 | 15 | 1 | 3.226 | 21.4742
2016-06-27 20:00 | 15 | 1 | 3.226 | 21.4742
2016-06-27 21:00 | 15 | 1 | 3.226 | 21.4742
2016-06-27 22:00 | 15 | 1 | 3.226 | 21.4742
2016-06-27 23:00 | 14.979 | 1 | 3.2219 | 21.4441
2016-06-28 | 12 | 1 | 2.635 | 17.1793
2016-06-28 01:00 | 12 | 1 | 2.635 | 17.1793
2016-06-28 02:00 | 12 | 1 | 2.635 | 17.1793
2016-06-28 03:00 | 12 | 1 | 2.635 | 17.1793
2016-06-28 04:00 | 12 | 1 | 2.635 | 17.1793
2016-06-28 05:00 | 12 | 1 | 2.635 | 17.1793
2016-06-28 06:00 | 12 | 1 | 2.635 | 17.1793
2016-06-28 07:00 | 12 | 1 | 2.635 | 17.1793
2016-06-28 08:00 | 12 | 1 | 2.635 | 17.1793
2016-06-28 09:00 | 12 | 1 | 2.635 | 17.1793
2016-06-28 10:00 | 12 | 1 | 2.635 | 17.1793
2016-06-28 11:00 | 12 | 1 | 2.635 | 17.1793
2016-06-28 12:00 | 12 | 1 | 2.635 | 17.1793
2016-06-28 13:00 | 12 | 1 | 2.635 | 17.1793
2016-06-28 14:00 | 12 | 1 | 2.635 | 17.1793
2016-06-28 15:00 | 12 | 1 | 2.635 | 17.1793
2016-06-28 16:00 | 12 | 1 | 2.635 | 17.1793
2016-06-28 17:00 | 12 | 1 | 2.635 | 17.1793
2016-06-28 18:00 | 12 | 1 | 2.635 | 17.1793
2016-06-28 19:00 | 15 | 1 | 3.226 | 21.4742
2016-06-28 20:00 | 15 | 1 | 3.226 | 21.4742
2016-06-28 21:00 | 15 | 1 | 3.226 | 21.4742
2016-06-28 22:00 | 15 | 1 | 3.226 | 21.4742
2016-06-28 23:00 | 15 | 1 | 3.226 | 21.4742
2016-06-29 | 12.519 | 1 | 2.7372 | 17.9223
2016-06-29 01:00 | 12 | 1 | 2.635 | 17.1793
2016-06-29 02:00 | 12 | 1 | 2.635 | 17.1793
2016-06-29 03:00 | 12 | 1 | 2.635 | 17.1793
2016-06-29 04:00 | 12 | 1 | 2.635 | 17.1793
2016-06-29 05:00 | 12 | 1 | 2.635 | 17.1793
2016-06-29 06:00 | 12 | 1 | 2.635 | 17.1793
2016-06-29 07:00 | 12 | 1 | 2.635 | 17.1793
2016-06-29 08:00 | 12 | 1 | 2.635 | 17.1793
2016-06-29 09:00 | 12 | 1 | 2.635 | 17.1793
2016-06-29 10:00 | 12 | 1 | 2.635 | 17.1793
2016-06-29 11:00 | 12 | 1 | 2.635 | 17.1793
2016-06-29 12:00 | 12 | 1 | 2.635 | 17.1793
2016-06-29 13:00 | 12 | 1 | 2.635 | 17.1793
2016-06-29 14:00 | 12 | 1 | 2.635 | 17.1793
2016-06-29 15:00 | 12 | 1 | 2.635 | 17.1793
2016-06-29 16:00 | 12 | 1 | 2.635 | 17.1793
2016-06-29 17:00 | 12 | 1 | 2.635 | 17.1793
2016-06-29 18:00 | 12 | 1 | 2.635 | 17.1793
2016-06-29 19:00 | 15 | 1 | 3.226 | 21.4742
2016-06-29 20:00 | 15 | 1 | 3.226 | 21.4742
2016-06-29 21:00 | 15 | 1 | 3.226 | 21.4742
2016-06-29 22:00 | 15 | 1 | 3.226 | 21.4742
2016-06-29 23:00 | 14.61 | 1 | 3.1492 | 20.9158
2016-06-30 | 12.469 | 1 | 2.7274 | 17.8508
2016-06-30 01:00 | 12 | 1 | 2.635 | 17.1793
2016-06-30 02:00 | 12 | 1 | 2.635 | 17.1793
2016-06-30 03:00 | 12 | 1 | 2.635 | 17.1793
2016-06-30 04:00 | 12 | 1 | 2.635 | 17.1793
2016-06-30 05:00 | 12 | 1 | 2.635 | 17.1793
2016-06-30 06:00 | 12 | 1 | 2.635 | 17.1793
2016-06-30 07:00 | 12 | 1 | 2.635 | 17.1793
2016-06-30 08:00 | 12 | 1 | 2.635 | 17.1793
2016-06-30 09:00 | 12 | 1 | 2.635 | 17.1793
2016-06-30 10:00 | 12 | 1 | 2.635 | 17.1793
2016-06-30 11:00 | 12 | 1 | 2.635 | 17.1793
2016-06-30 12:00 | 12 | 1 | 2.635 | 17.1793
2016-06-30 13:00 | 12 | 1 | 2.635 | 17.1793
2016-06-30 14:00 | 12 | 1 | 2.635 | 17.1793
2016-06-30 15:00 | 12 | 1 | 2.635 | 17.1793
2016-06-30 16:00 | 12 | 1 | 2.635 | 17.1793
2016-06-30 17:00 | 12 | 1 | 2.635 | 17.1793
2016-06-30 18:00 | 12 | 1 | 2.635 | 17.1793
2016-06-30 19:00 | 15 | 1 | 3.226 | 21.4742
2016-06-30 20:00 | 15 | 1 | 3.226 | 21.4742
2016-06-30 21:00 | 15 | 1 | 3.226 | 21.4742
2016-06-30 22:00 | 15 | 1 | 3.226 | 21.4742
2016-06-30 23:00 | 15 | 1 | 3.226 | 21.4742
2016-07-01 | 13.389 | 1 | 2.9086 | 19.1678
2016-07-01 01:00 | 12.377 | 1 | 2.7093 | 17.719
2016-07-01 02:00 | 12 | 1 | 2.635 | 17.1793
2016-07-01 03:00 | 12 | 1 | 2.635 | 17.1793
2016-07-01 04:00 | 12 | 1 | 2.635 | 17.1793
2016-07-01 05:00 | 12 | 1 | 2.635 | 17.1793
2016-07-01 06:00 | 12 | 1 | 2.635 | 17.1793
2016-07-01 07:00 | 12 | 1 | 2.635 | 17.1793
2016-07-01 08:00 | 12 | 1 | 2.635 | 17.1793
2016-07-01 09:00 | 12 | 1 | 2.635 | 17.1793
2016-07-01 10:00 | 12 | 1 | 2.635 | 17.1793
2016-07-01 11:00 | 12 | 1 | 2.635 | 17.1793
2016-07-01 12:00 | 12 | 1 | 2.635 | 17.1793
2016-07-01 13:00 | 12 | 1 | 2.635 | 17.1793
2016-07-01 14:00 | 12 | 1 | 2.635 | 17.1793
2016-07-01 15:00 | 12 | 1 | 2.635 | 17.1793
2016-07-01 16:00 | 12 | 1 | 2.635 | 17.1793
2016-07-01 17:00 | 12 | 1 | 2.635 | 17.1793
2016-07-01 18:00 | 12 | 1 | 2.635 | 17.1793
2016-07-01 19:00 | 15 | 1 | 3.226 | 21.4742
2016-07-01 20:00 | 15 | 1 | 3.226 | 21.4742
2016-07-01 21:00 | 15 | 1 | 3.226 | 21.4742
2016-07-01 22:00 | 15 | 1 | 3.226 | 21.4742
2016-07-01 23:00 | 15 | 1 | 3.226 | 21.4742
2016-07-02 | 14.005 | 1 | 3.03 | 20.0497
2016-07-02 01:00 | 12.38 | 1 | 2.7099 | 17.7233
2016-07-02 02:00 | 12 | 1 | 2.635 | 17.1793
2016-07-02 03:00 | 12 | 1 | 2.635 | 17.1793
2016-07-02 04:00 | 12 | 1 | 2.635 | 17.1793
2016-07-02 05:00 | 12 | 1 | 2.635 | 17.1793
2016-07-02 06:00 | 12 | 1 | 2.635 | 17.1793
2016-07-02 07:00 | 12 | 1 | 2.635 | 17.1793
2016-07-02 08:00 | 12 | 1 | 2.635 | 17.1793
2016-07-02 09:00 | 12 | 1 | 2.635 | 17.1793
2016-07-02 10:00 | 12 | 1 | 2.635 | 17.1793
2016-07-02 11:00 | 12 | 1 | 2.635 | 17.1793
2016-07-02 12:00 | 12 | 1 | 2.635 | 17.1793
2016-07-02 13:00 | 12 | 1 | 2.635 | 17.1793
2016-07-02 14:00 | 12 | 1 | 2.635 | 17.1793
2016-07-02 15:00 | 12 | 1 | 2.635 | 17.1793
2016-07-02 16:00 | 12 | 1 | 2.635 | 17.1793
2016-07-02 17:00 | 12 | 1 | 2.635 | 17.1793
2016-07-02 18:00 | 12 | 1 | 2.635 | 17.1793
2016-07-02 19:00 | 15 | 1 | 3.226 | 21.4742
2016-07-02 20:00 | 15 | 1 | 3.226 | 21.4742
2016-07-02 21:00 | 15 | 1 | 3.226 | 21.4742
2016-07-02 22:00 | 15 | 1 | 3.226 | 21.4742
2016-07-02 23:00 | 15 | 1 | 3.226 | 21.4742
2016-07-03 | 12.947 | 1 | 2.8216 | 18.5351
2016-07-03 01:00 | 12.018 | 1 | 2.6385 | 17.2051
2016-07-03 02:00 | 12 | 1 | 2.635 | 17.1793
2016-07-03 03:00 | 12 | 1 | 2.635 | 17.1793
2016-07-03 04:00 | 12 | 1 | 2.635 | 17.1793
2016-07-03 05:00 | 12 | 1 | 2.635 | 17.1793
2016-07-03 06:00 | 12 | 1 | 2.635 | 17.1793
2016-07-03 07:00 | 12 | 1 | 2.635 | 17.1793
2016-07-03 08:00 | 12 | 1 | 2.635 | 17.1793
2016-07-03 09:00 | 12 | 1 | 2.635 | 17.1793
2016-07-03 10:00 | 12 | 1 | 2.635 | 17.1793
2016-07-03 11:00 | 12 | 1 | 2.635 | 17.1793
2016-07-03 12:00 | 12 | 1 | 2.635 | 17.1793
2016-07-03 13:00 | 12 | 1 | 2.635 | 17.1793
2016-07-03 14:00 | 12 | 1 | 2.635 | 17.1793
2016-07-03 15:00 | 12 | 1 | 2.635 | 17.1793
2016-07-03 16:00 | 12 | 1 | 2.635 | 17.1793
2016-07-03 17:00 | 12 | 1 | 2.635 | 17.1793
2016-07-03 18:00 | 12 | 1 | 2.635 | 17.1793
2016-07-03 19:00 | 15 | 1 | 3.226 | 21.4742
2016-07-03 20:00 | 15 | 1 | 3.226 | 21.4742
2016-07-03 21:00 | 15 | 1 | 3.226 | 21.4742
2016-07-03 22:00 | 15 | 1 | 3.226 | 21.4742
2016-07-03 23:00 | 15 | 1 | 3.226 | 21.4742
2016-07-04 | 13.372 | 1 | 2.9053 | 19.1435
2016-07-04 01:00 | 12 | 1 | 2.635 | 17.1793
2016-07-04 02:00 | 12 | 1 | 2.635 | 17.1793
2016-07-04 03:00 | 12 | 1 | 2.635 | 17.1793
2016-07-04 04:00 | 12 | 1 | 2.635 | 17.1793
2016-07-04 05:00 | 12 | 1 | 2.635 | 17.1793
2016-07-04 06:00 | 12 | 1 | 2.635 | 17.1793
2016-07-04 07:00 | 12 | 1 | 2.635 | 17.1793
2016-07-04 08:00 | 12 | 1 | 2.635 | 17.1793
2016-07-04 09:00 | 12 | 1 | 2.635 | 17.1793
2016-07-04 10:00 | 12 | 1 | 2.635 | 17.1793
2016-07-04 11:00 | 12 | 1 | 2.635 | 17.1793
2016-07-04 12:00 | 12 | 1 | 2.635 | 17.1793
2016-07-04 13:00 | 12 | 1 | 2.635 | 17.1793
2016-07-04 14:00 | 12 | 1 | 2.635 | 17.1793
2016-07-04 15:00 | 12 | 1 | 2.635 | 17.1793
2016-07-04 16:00 | 12 | 1 | 2.635 | 17.1793
2016-07-04 17:00 | 12 | 1 | 2.635 | 17.1793
2016-07-04 18:00 | 12 | 1 | 2.635 | 17.1793
2016-07-04 19:00 | 15 | 1 | 3.226 | 21.4742
2016-07-04 20:00 | 15 | 1 | 3.226 | 21.4742
2016-07-04 21:00 | 15 | 1 | 3.226 | 21.4742
2016-07-04 22:00 | 15 | 1 | 3.226 | 21.4742
2016-07-04 23:00 | 15 | 1 | 3.226 | 21.4742
2016-07-05 | 13.546 | 1 | 2.9396 | 19.3926
2016-07-05 01:00 | 12.281 | 1 | 2.6904 | 17.5816
2016-07-05 02:00 | 12 | 1 | 2.635 | 17.1793
2016-07-05 03:00 | 12 | 1 | 2.635 | 17.1793
2016-07-05 04:00 | 12 | 1 | 2.635 | 17.1793
2016-07-05 05:00 | 12 | 1 | 2.635 | 17.1793
2016-07-05 06:00 | 12 | 1 | 2.635 | 17.1793
2016-07-05 07:00 | 12 | 1 | 2.635 | 17.1793
2016-07-05 08:00 | 12 | 1 | 2.635 | 17.1793
2016-07-05 09:00 | 12 | 1 | 2.635 | 17.1793
2016-07-05 10:00 | 12 | 1 | 2.635 | 17.1793
2016-07-05 11:00 | 12 | 1 | 2.635 | 17.1793
2016-07-05 12:00 | 12 | 1 | 2.635 | 17.1793
2016-07-05 13:00 | 12 | 1 | 2.635 | 17.1793
2016-07-05 14:00 | 12 | 1 | 2.635 | 17.1793
2016-07-05 15:00 | 12 | 1 | 2.635 | 17.1793
2016-07-05 16:00 | 12 | 1 | 2.635 | 17.1793
2016-07-05 17:00 | 12 | 1 | 2.635 | 17.1793
2016-07-05 18:00 | 12 | 1 | 2.635 | 17.1793
2016-07-05 19:00 | 15 | 1 | 3.226 | 21.4742
2016-07-05 20:00 | 15 | 1 | 3.226 | 21.4742
2016-07-05 21:00 | 15 | 1 | 3.226 | 21.4742
2016-07-05 22:00 | 15 | 1 | 3.226 | 21.4742
2016-07-05 23:00 | 15 | 1 | 3.226 | 21.4742
2016-07-06 | 13.833 | 1 | 2.9961 | 19.8035
2016-07-06 01:00 | 12.054 | 1 | 2.6456 | 17.2566
2016-07-06 02:00 | 12 | 1 | 2.635 | 17.1793
2016-07-06 03:00 | 12 | 1 | 2.635 | 17.1793
2016-07-06 04:00 | 12 | 1 | 2.635 | 17.1793
2016-07-06 05:00 | 12 | 1 | 2.635 | 17.1793
2016-07-06 06:00 | 12 | 1 | 2.635 | 17.1793
2016-07-06 07:00 | 12 | 1 | 2.635 | 17.1793
2016-07-06 08:00 | 12 | 1 | 2.635 | 17.1793
2016-07-06 09:00 | 12 | 1 | 2.635 | 17.1793
2016-07-06 10:00 | 12 | 1 | 2.635 | 17.1793
2016-07-06 11:00 | 12 | 1 | 2.635 | 17.1793
2016-07-06 12:00 | 12 | 1 | 2.635 | 17.1793
2016-07-06 13:00 | 12 | 1 | 2.635 | 17.1793
2016-07-06 14:00 | 12 | 1 | 2.635 | 17.1793
2016-07-06 15:00 | 12 | 1 | 2.635 | 17.1793
2016-07-06 16:00 | 12 | 1 | 2.635 | 17.1793
2016-07-06 17:00 | 12 | 1 | 2.635 | 17.1793
2016-07-06 18:00 | 12 | 1 | 2.635 | 17.1793
2016-07-06 19:00 | 15 | 1 | 3.226 | 21.4742
2016-07-06 20:00 | 15 | 1 | 3.226 | 21.4742
2016-07-06 21:00 | 15 | 1 | 3.226 | 21.4742
2016-07-06 22:00 | 15 | 1 | 3.226 | 21.4742
2016-07-06 23:00 | 15 | 1 | 3.226 | 21.4742
2016-07-07 | 14.671 | 1 | 3.1612 | 21.0032
2016-07-07 01:00 | 12.256 | 1 | 2.6854 | 17.5458
2016-07-07 02:00 | 12 | 1 | 2.635 | 17.1793
2016-07-07 03:00 | 12 | 1 | 2.635 | 17.1793
2016-07-07 04:00 | 12 | 1 | 2.635 | 17.1793
2016-07-07 05:00 | 12 | 1 | 2.635 | 17.1793
2016-07-07 06:00 | 12 | 1 | 2.635 | 17.1793
2016-07-07 07:00 | 12 | 1 | 2.635 | 17.1793
2016-07-07 08:00 | 12 | 1 | 2.635 | 17.1793
2016-07-07 09:00 | 12 | 1 | 2.635 | 17.1793
2016-07-07 10:00 | 12 | 1 | 2.635 | 17.1793
2016-07-07 11:00 | 12 | 1 | 2.635 | 17.1793
2016-07-07 12:00 | 12 | 1 | 2.635 | 17.1793
2016-07-07 13:00 | 12 | 1 | 2.635 | 17.1793
2016-07-07 14:00 | 12 | 1 | 2.635 | 17.1793
2016-07-07 15:00 | 12 | 1 | 2.635 | 17.1793
2016-07-07 16:00 | 12 | 1 | 2.635 | 17.1793
2016-07-07 17:00 | 12 | 1 | 2.635 | 17.1793
2016-07-07 18:00 | 12 | 1 | 2.635 | 17.1793
2016-07-07 19:00 | 15 | 1 | 3.226 | 21.4742
2016-07-07 20:00 | 15 | 1 | 3.226 | 21.4742
2016-07-07 21:00 | 27 | 2 | 5.861 | 38.6535
2016-07-07 22:00 | 15 | 1 | 3.226 | 21.4742
2016-07-07 23:00 | 15 | 1 | 3.226 | 21.4742
2016-07-08 | 13.368 | 1 | 2.9045 | 19.1378
2016-07-08 01:00 | 12.067 | 1 | 2.6482 | 17.2752
2016-07-08 02:00 | 12 | 1 | 2.635 | 17.1793
2016-07-08 03:00 | 12 | 1 | 2.635 | 17.1793
2016-07-08 04:00 | 12 | 1 | 2.635 | 17.1793
2016-07-08 05:00 | 12 | 1 | 2.635 | 17.1793
2016-07-08 06:00 | 12 | 1 | 2.635 | 17.1793
2016-07-08 07:00 | 12 | 1 | 2.635 | 17.1793
2016-07-08 08:00 | 12 | 1 | 2.635 | 17.1793
2016-07-08 09:00 | 12 | 1 | 2.635 | 17.1793
2016-07-08 10:00 | 12 | 1 | 2.635 | 17.1793
2016-07-08 11:00 | 12 | 1 | 2.635 | 17.1793
2016-07-08 12:00 | 12 | 1 | 2.635 | 17.1793
2016-07-08 13:00 | 12 | 1 | 2.635 | 17.1793
2016-07-08 14:00 | 12 | 1 | 2.635 | 17.1793
2016-07-08 15:00 | 12 | 1 | 2.635 | 17.1793
2016-07-08 16:00 | 12 | 1 | 2.635 | 17.1793
2016-07-08 17:00 | 12 | 1 | 2.635 | 17.1793
2016-07-08 18:00 | 12 | 1 | 2.635 | 17.1793
2016-07-08 19:00 | 15 | 1 | 3.226 | 21.4742
2016-07-08 20:00 | 15 | 1 | 3.226 | 21.4742
2016-07-08 21:00 | 15 | 1 | 3.226 | 21.4742
2016-07-08 22:00 | 15 | 1 | 3.226 | 21.4742
2016-07-08 23:00 | 15 | 1 | 3.226 | 21.4742
2016-07-09 | 14.127 | 1 | 3.054 | 20.2244
2016-07-09 01:00 | 12.419 | 1 | 2.7175 | 17.7792
2016-07-09 02:00 | 12 | 1 | 2.635 | 17.1793
2016-07-09 03:00 | 12 | 1 | 2.635 | 17.1793
2016-07-09 04:00 | 12 | 1 | 2.635 | 17.1793
2016-07-09 05:00 | 12 | 1 | 2.635 | 17.1793
2016-07-09 06:00 | 12 | 1 | 2.635 | 17.1793
2016-07-09 07:00 | 12 | 1 | 2.635 | 17.1793
2016-07-09 08:00 | 12 | 1 | 2.635 | 17.1793
2016-07-09 09:00 | 12 | 1 | 2.635 | 17.1793
2016-07-09 10:00 | 12 | 1 | 2.635 | 17.1793
2016-07-09 11:00 | 12 | 1 | 2.635 | 17.1793
2016-07-09 12:00 | 12 | 1 | 2.635 | 17.1793
2016-07-09 13:00 | 12 | 1 | 2.635 | 17.1793
2016-07-09 14:00 | 12 | 1 | 2.635 | 17.1793
2016-07-09 15:00 | 12 | 1 | 2.635 | 17.1793
2016-07-09 16:00 | 12 | 1 | 2.635 | 17.1793
2016-07-09 17:00 | 12 | 1 | 2.635 | 17.1793
2016-07-09 18:00 | 12 | 1 | 2.635 | 17.1793
2016-07-09 19:00 | 15 | 1 | 3.226 | 21.4742
2016-07-09 20:00 | 15 | 1 | 3.226 | 21.4742
2016-07-09 21:00 | 15 | 1 | 3.226 | 21.4742
2016-07-09 22:00 | 15 | 1 | 3.226 | 21.4742
2016-07-09 23:00 | 15 | 1 | 3.226 | 21.4742
2016-07-10 | 13.464 | 1 | 2.9234 | 19.2752
2016-07-10 01:00 | 12 | 1 | 2.635 | 17.1793
2016-07-10 02:00 | 12 | 1 | 2.635 | 17.1793
2016-07-10 03:00 | 12 | 1 | 2.635 | 17.1793
2016-07-10 04:00 | 12 | 1 | 2.635 | 17.1793
2016-07-10 05:00 | 12 | 1 | 2.635 | 17.1793
2016-07-10 06:00 | 12 | 1 | 2.635 | 17.1793
2016-07-10 07:00 | 12 | 1 | 2.635 | 17.1793
2016-07-10 08:00 | 12 | 1 | 2.635 | 17.1793
2016-07-10 09:00 | 12 | 1 | 2.635 | 17.1793
2016-07-10 10:00 | 12 | 1 | 2.635 | 17.1793
2016-07-10 11:00 | 12 | 1 | 2.635 | 17.1793
2016-07-10 12:00 | 12 | 1 | 2.635 | 17.1793
2016-07-10 13:00 | 12 | 1 | 2.635 | 17.1793
2016-07-10 14:00 | 12 | 1 | 2.635 | 17.1793
2016-07-10 15:00 | 12 | 1 | 2.635 | 17.1793
2016-07-10 16:00 | 12 | 1 | 2.635 | 17.1793
2016-07-10 17:00 | 12 | 1 | 2.635 | 17.1793
2016-07-10 18:00 | 12 | 1 | 2.635 | 17.1793
2016-07-10 19:00 | 15 | 1 | 3.226 | 21.4742
2016-07-10 20:00 | 15 | 1 | 3.226 | 21.4742
2016-07-10 21:00 | 15 | 1 | 3.226 | 21.4742
2016-07-10 22:00 | 15 | 1 | 3.226 | 21.4742
2016-07-10 23:00 | 15 | 1 | 3.226 | 21.4742
2016-07-11 | 13.138 | 1 | 2.8592 | 18.8085
2016-07-11 01:00 | 12 | 1 | 2.635 | 17.1793
2016-07-11 02:00 | 12 | 1 | 2.635 | 17.1793
2016-07-11 03:00 | 12 | 1 | 2.635 | 17.1793
2016-07-11 04:00 | 12 | 1 | 2.635 | 17.1793
2016-07-11 05:00 | 12 | 1 | 2.635 | 17.1793
2016-07-11 06:00 | 12 | 1 | 2.635 | 17.1793
2016-07-11 07:00 | 12 | 1 | 2.635 | 17.1793
2016-07-11 08:00 | 12 | 1 | 2.635 | 17.1793
2016-07-11 09:00 | 12 | 1 | 2.635 | 17.1793
2016-07-11 10:00 | 12 | 1 | 2.635 | 17.1793
2016-07-11 11:00 | 12 | 1 | 2.635 | 17.1793
2016-07-11 12:00 | 12 | 1 | 2.635 | 17.1793
2016-07-11 13:00 | 12 | 1 | 2.635 | 17.1793
2016-07-11 14:00 | 12 | 1 | 2.635 | 17.1793
2016-07-11 15:00 | 12 | 1 | 2.635 | 17.1793
2016-07-11 16:00 | 12 | 1 | 2.635 | 17.1793
2016-07-11 17:00 | 12 | 1 | 2.635 | 17.1793
2016-07-11 18:00 | 12 | 1 | 2.635 | 17.1793
2016-07-11 19:00 | 15 | 1 | 3.226 | 21.4742
2016-07-11 20:00 | 15 | 1 | 3.226 | 21.4742
2016-07-11 21:00 | 15 | 1 | 3.226 | 21.4742
2016-07-11 22:00 | 15 | 1 | 3.226 | 21.4742
2016-07-11 23:00 | 15 | 1 | 3.226 | 21.4742
2016-07-12 | 13.28 | 1 | 2.8872 | 19.0118
2016-07-12 01:00 | 12 | 1 | 2.635 | 17.1793
2016-07-12 02:00 | 12 | 1 | 2.635 | 17.1793
2016-07-12 03:00 | 12 | 1 | 2.635 | 17.1793
2016-07-12 04:00 | 12 | 1 | 2.635 | 17.1793
2016-07-12 05:00 | 12 | 1 | 2.635 | 17.1793
2016-07-12 06:00 | 12 | 1 | 2.635 | 17.1793
2016-07-12 07:00 | 12 | 1 | 2.635 | 17.1793
2016-07-12 08:00 | 12 | 1 | 2.635 | 17.1793
2016-07-12 09:00 | 12 | 1 | 2.635 | 17.1793
2016-07-12 10:00 | 12 | 1 | 2.635 | 17.1793
2016-07-12 11:00 | 12 | 1 | 2.635 | 17.1793
2016-07-12 12:00 | 12 | 1 | 2.635 | 17.1793
2016-07-12 13:00 | 12 | 1 | 2.635 | 17.1793
2016-07-12 14:00 | 12 | 1 | 2.635 | 17.1793
2016-07-12 15:00 | 12 | 1 | 2.635 | 17.1793
2016-07-12 16:00 | 12 | 1 | 2.635 | 17.1793
2016-07-12 17:00 | 12 | 1 | 2.635 | 17.1793
2016-07-12 18:00 | 12 | 1 | 2.635 | 17.1793
2016-07-12 19:00 | 15 | 1 | 3.226 | 21.4742
2016-07-12 20:00 | 15 | 1 | 3.226 | 21.4742
2016-07-12 21:00 | 15 | 1 | 3.226 | 21.4742
2016-07-12 22:00 | 15 | 1 | 3.226 | 21.4742
2016-07-12 23:00 | 15 | 1 | 3.226 | 21.4742
2016-07-13 | 13.874 | 1 | 3.0042 | 19.8622
2016-07-13 01:00 | 12.6 | 1 | 2.7532 | 18.0383
2016-07-13 02:00 | 12 | 1 | 2.635 | 17.1793
2016-07-13 03:00 | 12 | 1 | 2.635 | 17.1793
2016-07-13 04:00 | 12 | 1 | 2.635 | 17.1793
2016-07-13 05:00 | 12 | 1 | 2.635 | 17.1793
2016-07-13 06:00 | 12 | 1 | 2.635 | 17.1793
2016-07-13 07:00 | 12 | 1 | 2.635 | 17.1793
2016-07-13 08:00 | 12 | 1 | 2.635 | 17.1793
2016-07-13 09:00 | 12 | 1 | 2.635 | 17.1793
2016-07-13 10:00 | 12 | 1 | 2.635 | 17.1793
2016-07-13 11:00 | 12 | 1 | 2.635 | 17.1793
2016-07-13 12:00 | 12 | 1 | 2.635 | 17.1793
2016-07-13 13:00 | 12 | 1 | 2.635 | 17.1793
2016-07-13 14:00 | 12 | 1 | 2.635 | 17.1793
2016-07-13 15:00 | 12 | 1 | 2.635 | 17.1793
2016-07-13 16:00 | 12 | 1 | 2.635 | 17.1793
2016-07-13 17:00 | 12 | 1 | 2.635 | 17.1793
2016-07-13 18:00 | 12 | 1 | 2.635 | 17.1793
2016-07-13 19:00 | 15 | 1 | 3.226 | 21.4742
2016-07-13 20:00 | 15 | 1 | 3.226 | 21.4742
2016-07-13 21:00 | 15 | 1 | 3.226 | 21.4742
2016-07-13 22:00 | 15 | 1 | 3.226 | 21.4742
2016-07-13 23:00 | 15 | 1 | 3.226 | 21.4742
2016-07-14 | 14.079 | 1 | 3.0446 | 20.1557
2016-07-14 01:00 | 12.002 | 1 | 2.6354 | 17.1822
2016-07-14 02:00 | 12 | 1 | 2.635 | 17.1793
2016-07-14 03:00 | 12 | 1 | 2.635 | 17.1793
2016-07-14 04:00 | 12 | 1 | 2.635 | 17.1793
2016-07-14 05:00 | 12 | 1 | 2.635 | 17.1793
2016-07-14 06:00 | 12 | 1 | 2.635 | 17.1793
2016-07-14 07:00 | 12 | 1 | 2.635 | 17.1793
2016-07-14 08:00 | 12 | 1 | 2.635 | 17.1793
2016-07-14 09:00 | 12 | 1 | 2.635 | 17.1793
2016-07-14 10:00 | 12 | 1 | 2.635 | 17.1793
2016-07-14 11:00 | 12 | 1 | 2.635 | 17.1793
2016-07-14 12:00 | 12 | 1 | 2.635 | 17.1793
2016-07-14 13:00 | 12 | 1 | 2.635 | 17.1793
2016-07-14 14:00 | 12 | 1 | 2.635 | 17.1793
2016-07-14 15:00 | 12 | 1 | 2.635 | 17.1793
2016-07-14 16:00 | 12 | 1 | 2.635 | 17.1793
2016-07-14 17:00 | 12 | 1 | 2.635 | 17.1793
2016-07-14 18:00 | 12 | 1 | 2.635 | 17.1793
2016-07-14 19:00 | 15 | 1 | 3.226 | 21.4742
2016-07-14 20:00 | 15 | 1 | 3.226 | 21.4742
2016-07-14 21:00 | 15 | 1 | 3.226 | 21.4742
2016-07-14 22:00 | 15 | 1 | 3.226 | 21.4742
2016-07-14 23:00 | 15 | 1 | 3.226 | 21.4742
2016-07-15 | 13.445 | 1 | 2.9197 | 19.248
2016-07-15 01:00 | 12 | 1 | 2.635 | 17.1793
2016-07-15 02:00 | 12 | 1 | 2.635 | 17.1793
2016-07-15 03:00 | 12 | 1 | 2.635 | 17.1793
2016-07-15 04:00 | 12 | 1 | 2.635 | 17.1793
2016-07-15 05:00 | 12 | 1 | 2.635 | 17.1793
2016-07-15 06:00 | 12 | 1 | 2.635 | 17.1793
2016-07-15 07:00 | 12 | 1 | 2.635 | 17.1793
2016-07-15 08:00 | 12 | 1 | 2.635 | 17.1793
2016-07-15 09:00 | 12 | 1 | 2.635 | 17.1793
2016-07-15 10:00 | 12 | 1 | 2.635 | 17.1793
2016-07-15 11:00 | 12 | 1 | 2.635 | 17.1793
2016-07-15 12:00 | 12 | 1 | 2.635 | 17.1793
2016-07-15 13:00 | 12 | 1 | 2.635 | 17.1793
2016-07-15 14:00 | 12 | 1 | 2.635 | 17.1793
2016-07-15 15:00 | 12 | 1 | 2.635 | 17.1793
2016-07-15 16:00 | 12 | 1 | 2.635 | 17.1793
2016-07-15 17:00 | 12 | 1 | 2.635 | 17.1793
2016-07-15 18:00 | 12 | 1 | 2.635 | 17.1793
2016-07-15 19:00 | 15 | 1 | 3.226 | 21.4742
2016-07-15 20:00 | 15 | 1 | 3.226 | 21.4742
2016-07-15 21:00 | 15 | 1 | 3.226 | 21.4742
2016-07-15 22:00 | 15 | 1 | 3.226 | 21.4742
2016-07-15 23:00 | 15 | 1 | 3.226 | 21.4742
2016-07-16 | 12.977 | 1 | 2.8275 | 18.578
2016-07-16 01:00 | 12 | 1 | 2.635 | 17.1793
2016-07-16 02:00 | 12 | 1 | 2.635 | 17.1793
2016-07-16 03:00 | 12 | 1 | 2.635 | 17.1793
2016-07-16 04:00 | 12 | 1 | 2.635 | 17.1793
2016-07-16 05:00 | 12 | 1 | 2.635 | 17.1793
2016-07-16 06:00 | 12 | 1 | 2.635 | 17.1793
2016-07-16 07:00 | 12 | 1 | 2.635 | 17.1793
2016-07-16 08:00 | 12 | 1 | 2.635 | 17.1793
2016-07-16 09:00 | 12 | 1 | 2.635 | 17.1793
2016-07-16 10:00 | 12 | 1 | 2.635 | 17.1793
2016-07-16 11:00 | 12 | 1 | 2.635 | 17.1793
2016-07-16 12:00 | 12 | 1 | 2.635 | 17.1793
2016-07-16 13:00 | 12 | 1 | 2.635 | 17.1793
2016-07-16 14:00 | 12 | 1 | 2.635 | 17.1793
2016-07-16 15:00 | 12 | 1 | 2.635 | 17.1793
2016-07-16 16:00 | 12 | 1 | 2.635 | 17.1793
2016-07-16 17:00 | 12 | 1 | 2.635 | 17.1793
2016-07-16 18:00 | 12 | 1 | 2.635 | 17.1793
2016-07-16 19:00 | 15 | 1 | 3.226 | 21.4742
2016-07-16 20:00 | 15 | 1 | 3.226 | 21.4742
2016-07-16 21:00 | 15 | 1 | 3.226 | 21.4742
2016-07-16 22:00 | 15 | 1 | 3.226 | 21.4742
2016-07-16 23:00 | 15 | 1 | 3.226 | 21.4742
2016-07-17 | 13.442 | 1 | 2.9191 | 19.2437
2016-07-17 01:00 | 12.058 | 1 | 2.6464 | 17.2624
2016-07-17 02:00 | 12 | 1 | 2.635 | 17.1793
2016-07-17 03:00 | 12 | 1 | 2.635 | 17.1793
2016-07-17 04:00 | 12 | 1 | 2.635 | 17.1793
2016-07-17 05:00 | 12 | 1 | 2.635 | 17.1793
2016-07-17 06:00 | 12 | 1 | 2.635 | 17.1793
2016-07-17 07:00 | 12 | 1 | 2.635 | 17.1793
2016-07-17 08:00 | 12 | 1 | 2.635 | 17.1793
2016-07-17 09:00 | 12 | 1 | 2.635 | 17.1793
2016-07-17 10:00 | 12 | 1 | 2.635 | 17.1793
2016-07-17 11:00 | 12 | 1 | 2.635 | 17.1793
2016-07-17 12:00 | 12 | 1 | 2.635 | 17.1793
2016-07-17 13:00 | 12 | 1 | 2.635 | 17.1793
2016-07-17 14:00 | 12 | 1 | 2.635 | 17.1793
2016-07-17 15:00 | 12 | 1 | 2.635 | 17.1793
2016-07-17 16:00 | 12 | 1 | 2.635 | 17.1793
2016-07-17 17:00 | 12 | 1 | 2.635 | 17.1793
2016-07-17 18:00 | 12 | 1 | 2.635 | 17.1793
2016-07-17 19:00 | 15 | 1 | 3.226 | 21.4742
2016-07-17 20:00 | 15 | 1 | 3.226 | 21.4742
2016-07-17 21:00 | 15 | 1 | 3.226 | 21.4742
2016-07-17 22:00 | 15 | 1 | 3.226 | 21.4742
2016-07-17 23:00 | 15 | 1 | 3.226 | 21.4742
2016-07-18 | 14.236 | 1 | 3.0755 | 20.3804
2016-07-18 01:00 | 12 | 1 | 2.635 | 17.1793
2016-07-18 02:00 | 12 | 1 | 2.635 | 17.1793
2016-07-18 03:00 | 12 | 1 | 2.635 | 17.1793
2016-07-18 04:00 | 12 | 1 | 2.635 | 17.1793
2016-07-18 05:00 | 12 | 1 | 2.635 | 17.1793
2016-07-18 06:00 | 12 | 1 | 2.635 | 17.1793
2016-07-18 07:00 | 12 | 1 | 2.635 | 17.1793
2016-07-18 08:00 | 12 | 1 | 2.635 | 17.1793
2016-07-18 09:00 | 12 | 1 | 2.635 | 17.1793
2016-07-18 10:00 | 12 | 1 | 2.635 | 17.1793
2016-07-18 11:00 | 12 | 1 | 2.635 | 17.1793
2016-07-18 12:00 | 12 | 1 | 2.635 | 17.1793
2016-07-18 13:00 | 12 | 1 | 2.635 | 17.1793
2016-07-18 14:00 | 12 | 1 | 2.635 | 17.1793
2016-07-18 15:00 | 12 | 1 | 2.635 | 17.1793
2016-07-18 16:00 | 12 | 1 | 2.635 | 17.1793
2016-07-18 17:00 | 12 | 1 | 2.635 | 17.1793
2016-07-18 18:00 | 12 | 1 | 2.635 | 17.1793
2016-07-18 19:00 | 15 | 1 | 3.226 | 21.4742
2016-07-18 20:00 | 15 | 1 | 3.226 | 21.4742
2016-07-18 21:00 | 15 | 1 | 3.226 | 21.4742
2016-07-18 22:00 | 15 | 1 | 3.226 | 21.4742
2016-07-18 23:00 | 15 | 1 | 3.226 | 21.4742
2016-07-19 | 13.506 | 1 | 2.9317 | 19.3353
2016-07-19 01:00 | 12 | 1 | 2.635 | 17.1793
2016-07-19 02:00 | 12 | 1 | 2.635 | 17.1793
2016-07-19 03:00 | 12 | 1 | 2.635 | 17.1793
2016-07-19 04:00 | 12 | 1 | 2.635 | 17.1793
2016-07-19 05:00 | 12 | 1 | 2.635 | 17.1793
2016-07-19 06:00 | 12 | 1 | 2.635 | 17.1793
2016-07-19 07:00 | 12 | 1 | 2.635 | 17.1793
2016-07-19 08:00 | 12 | 1 | 2.635 | 17.1793
2016-07-19 09:00 | 12 | 1 | 2.635 | 17.1793
2016-07-19 10:00 | 12 | 1 | 2.635 | 17.1793
2016-07-19 11:00 | 12 | 1 | 2.635 | 17.1793
2016-07-19 12:00 | 12 | 1 | 2.635 | 17.1793
2016-07-19 13:00 | 12 | 1 | 2.635 | 17.1793
2016-07-19 14:00 | 12 | 1 | 2.635 | 17.1793
2016-07-19 15:00 | 12 | 1 | 2.635 | 17.1793
2016-07-19 16:00 | 12 | 1 | 2.635 | 17.1793
2016-07-19 17:00 | 12 | 1 | 2.635 | 17.1793
2016-07-19 18:00 | 12 | 1 | 2.635 | 17.1793
2016-07-19 19:00 | 15 | 1 | 3.226 | 21.4742
2016-07-19 20:00 | 15 | 1 | 3.226 | 21.4742
2016-07-19 21:00 | 15 | 1 | 3.226 | 21.4742
2016-07-19 22:00 | 15 | 1 | 3.226 | 21.4742
2016-07-19 23:00 | 15 | 1 | 3.226 | 21.4742
2016-07-20 | 13.896 | 1 | 3.0085 | 19.8937
2016-07-20 01:00 | 12.361 | 1 | 2.7061 | 17.6961
2016-07-20 02:00 | 12 | 1 | 2.635 | 17.1793
2016-07-20 03:00 | 12 | 1 | 2.635 | 17.1793
2016-07-20 04:00 | 12 | 1 | 2.635 | 17.1793
2016-07-20 05:00 | 12 | 1 | 2.635 | 17.1793
2016-07-20 06:00 | 12 | 1 | 2.635 | 17.1793
2016-07-20 07:00 | 12 | 1 | 2.635 | 17.1793
2016-07-20 08:00 | 12 | 1 | 2.635 | 17.1793
2016-07-20 09:00 | 12 | 1 | 2.635 | 17.1793
2016-07-20 10:00 | 12 | 1 | 2.635 | 17.1793
2016-07-20 11:00 | 12 | 1 | 2.635 | 17.1793
2016-07-20 12:00 | 12 | 1 | 2.635 | 17.1793
2016-07-20 13:00 | 12 | 1 | 2.635 | 17.1793
2016-07-20 14:00 | 12 | 1 | 2.635 | 17.1793
2016-07-20 15:00 | 12 | 1 | 2.635 | 17.1793
2016-07-20 16:00 | 12 | 1 | 2.635 | 17.1793
2016-07-20 17:00 | 12 | 1 | 2.635 | 17.1793
2016-07-20 18:00 | 12 | 1 | 2.635 | 17.1793
2016-07-20 19:00 | 15 | 1 | 3.226 | 21.4742
2016-07-20 20:00 | 15 | 1 | 3.226 | 21.4742
2016-07-20 21:00 | 15 | 1 | 3.226 | 21.4742
2016-07-20 22:00 | 15 | 1 | 3.226 | 21.4742
2016-07-20 23:00 | 15 | 1 | 3.226 | 21.4742
2016-07-21 | 13.319 | 1 | 2.8948 | 19.0676
2016-07-21 01:00 | 12 | 1 | 2.635 | 17.1793
2016-07-21 02:00 | 12 | 1 | 2.635 | 17.1793
2016-07-21 03:00 | 12 | 1 | 2.635 | 17.1793
2016-07-21 04:00 | 12 | 1 | 2.635 | 17.1793
2016-07-21 05:00 | 12 | 1 | 2.635 | 17.1793
2016-07-21 06:00 | 12 | 1 | 2.635 | 17.1793
2016-07-21 07:00 | 12 | 1 | 2.635 | 17.1793
2016-07-21 08:00 | 12 | 1 | 2.635 | 17.1793
2016-07-21 09:00 | 12 | 1 | 2.635 | 17.1793
2016-07-21 10:00 | 12 | 1 | 2.635 | 17.1793
2016-07-21 11:00 | 12 | 1 | 2.635 | 17.1793
2016-07-21 12:00 | 12 | 1 | 2.635 | 17.1793
2016-07-21 13:00 | 12 | 1 | 2.635 | 17.1793
2016-07-21 14:00 | 12 | 1 | 2.635 | 17.1793
2016-07-21 15:00 | 12 | 1 | 2.635 | 17.1793
2016-07-21 16:00 | 12 | 1 | 2.635 | 17.1793
2016-07-21 17:00 | 12 | 1 | 2.635 | 17.1793
2016-07-21 18:00 | 12 | 1 | 2.635 | 17.1793
2016-07-21 19:00 | 15 | 1 | 3.226 | 21.4742
2016-07-21 20:00 | 27 | 2 | 5.861 | 38.6535
2016-07-21 21:00 | 15 | 1 | 3.226 | 21.4742
2016-07-21 22:00 | 15 | 1 | 3.226 | 21.4742
2016-07-21 23:00 | 15 | 1 | 3.226 | 21.4742
2016-07-22 | 14.17 | 1 | 3.0625 | 20.2859
2016-07-22 01:00 | 12 | 1 | 2.635 | 17.1793
2016-07-22 02:00 | 12 | 1 | 2.635 | 17.1793
2016-07-22 03:00 | 12 | 1 | 2.635 | 17.1793
2016-07-22 04:00 | 12 | 1 | 2.635 | 17.1793
2016-07-22 05:00 | 12 | 1 | 2.635 | 17.1793
2016-07-22 06:00 | 12 | 1 | 2.635 | 17.1793
2016-07-22 07:00 | 12 | 1 | 2.635 | 17.1793
2016-07-22 08:00 | 12 | 1 | 2.635 | 17.1793
2016-07-22 09:00 | 12 | 1 | 2.635 | 17.1793
2016-07-22 10:00 | 12 | 1 | 2.635 | 17.1793
2016-07-22 11:00 | 12 | 1 | 2.635 | 17.1793
2016-07-22 12:00 | 12 | 1 | 2.635 | 17.1793
2016-07-22 13:00 | 12 | 1 | 2.635 | 17.1793
2016-07-22 14:00 | 12 | 1 | 2.635 | 17.1793
2016-07-22 15:00 | 12 | 1 | 2.635 | 17.1793
2016-07-22 16:00 | 12 | 1 | 2.635 | 17.1793
2016-07-22 17:00 | 12 | 1 | 2.635 | 17.1793
2016-07-22 18:00 | 12 | 1 | 2.635 | 17.1793
2016-07-22 19:00 | 15 | 1 | 3.226 | 21.4742
2016-07-22 20:00 | 15 | 1 | 3.226 | 21.4742
2016-07-22 21:00 | 15 | 1 | 3.226 | 21.4742
2016-07-22 22:00 | 15 | 1 | 3.226 | 21.4742
2016-07-22 23:00 | 15 | 1 | 3.226 | 21.4742
2016-07-23 | 13.578 | 1 | 2.9459 | 19.4384
2016-07-23 01:00 | 12 | 1 | 2.635 | 17.1793
2016-07-23 02:00 | 12 | 1 | 2.635 | 17.1793
2016-07-23 03:00 | 12 | 1 | 2.635 | 17.1793
2016-07-23 04:00 | 12 | 1 | 2.635 | 17.1793
2016-07-23 05:00 | 12 | 1 | 2.635 | 17.1793
2016-07-23 06:00 | 12 | 1 | 2.635 | 17.1793
2016-07-23 07:00 | 12 | 1 | 2.635 | 17.1793
2016-07-23 08:00 | 12 | 1 | 2.635 | 17.1793
2016-07-23 09:00 | 12 | 1 | 2.635 | 17.1793
2016-07-23 10:00 | 12 | 1 | 2.635 | 17.1793
2016-07-23 11:00 | 12 | 1 | 2.635 | 17.1793
2016-07-23 12:00 | 12 | 1 | 2.635 | 17.1793
2016-07-23 13:00 | 12 | 1 | 2.635 | 17.1793
2016-07-23 14:00 | 12 | 1 | 2.635 | 17.1793
2016-07-23 15:00 | 12 | 1 | 2.635 | 17.1793
2016-07-23 16:00 | 12 | 1 | 2.635 | 17.1793
2016-07-23 17:00 | 12 | 1 | 2.635 | 17.1793
2016-07-23 18:00 | 12 | 1 | 2.635 | 17.1793
2016-07-23 19:00 | 15 | 1 | 3.226 | 21.4742
2016-07-23 20:00 | 15 | 1 | 3.226 | 21.4742
2016-07-23 21:00 | 27 | 2 | 5.861 | 38.6535
2016-07-23 22:00 | 15 | 1 | 3.226 | 21.4742
2016-07-23 23:00 | 15 | 1 | 3.226 | 21.4742
2016-07-24 | 13.699 | 1 | 2.9697 | 19.6116
2016-07-24 01:00 | 12.201 | 1 | 2.6746 | 17.4671
2016-07-24 02:00 | 12 | 1 | 2.635 | 17.1793
2016-07-24 03:00 | 12 | 1 | 2.635 | 17.1793
2016-07-24 04:00 | 12 | 1 | 2.635 | 17.1793
2016-07-24 05:00 | 12 | 1 | 2.635 | 17.1793
2016-07-24 06:00 | 12 | 1 | 2.635 | 17.1793
2016-07-24 07:00 | 12 | 1 | 2.635 | 17.1793
2016-07-24 08:00 | 12 | 1 | 2.635 | 17.1793
2016-07-24 09:00 | 12 | 1 | 2.635 | 17.1793
2016-07-24 10:00 | 12 | 1 | 2.635 | 17.1793
2016-07-24 11:00 | 12 | 1 | 2.635 | 17.1793
2016-07-24 12:00 | 12 | 1 | 2.635 | 17.1793
2016-07-24 13:00 | 12 | 1 | 2.635 | 17.1793
2016-07-24 14:00 | 12 | 1 | 2.635 | 17.1793
2016-07-24 15:00 | 12 | 1 | 2.635 | 17.1793
2016-07-24 16:00 | 12 | 1 | 2.635 | 17.1793
2016-07-24 17:00 | 12 | 1 | 2.635 | 17.1793
2016-07-24 18:00 | 12 | 1 | 2.635 | 17.1793
2016-07-24 19:00 | 15 | 1 | 3.226 | 21.4742
2016-07-24 20:00 | 15 | 1 | 3.226 | 21.4742
2016-07-24 21:00 | 15 | 1 | 3.226 | 21.4742
2016-07-24 22:00 | 15 | 1 | 3.226 | 21.4742
2016-07-24 23:00 | 15 | 1 | 3.226 | 21.4742
2016-07-25 | 14.784 | 1 | 3.1834 | 21.1649
2016-07-25 01:00 | 12.249 | 1 | 2.6841 | 17.5358
2016-07-25 02:00 | 12 | 1 | 2.635 | 17.1793
2016-07-25 03:00 | 12 | 1 | 2.635 | 17.1793
2016-07-25 04:00 | 12 | 1 | 2.635 | 17.1793
2016-07-25 05:00 | 12 | 1 | 2.635 | 17.1793
2016-07-25 06:00 | 12 | 1 | 2.635 | 17.1793
2016-07-25 07:00 | 12 | 1 | 2.635 | 17.1793
2016-07-25 08:00 | 12 | 1 | 2.635 | 17.1793
2016-07-25 09:00 | 12 | 1 | 2.635 | 17.1793
2016-07-25 10:00 | 12 | 1 | 2.635 | 17.1793
2016-07-25 11:00 | 12 | 1 | 2.635 | 17.1793
2016-07-25 12:00 | 12 | 1 | 2.635 | 17.1793
2016-07-25 13:00 | 12 | 1 | 2.635 | 17.1793
2016-07-25 14:00 | 12 | 1 | 2.635 | 17.1793
2016-07-25 15:00 | 12 | 1 | 2.635 | 17.1793
2016-07-25 16:00 | 12 | 1 | 2.635 | 17.1793
2016-07-25 17:00 | 12 | 1 | 2.635 | 17.1793
2016-07-25 18:00 | 12 | 1 | 2.635 | 17.1793
2016-07-25 19:00 | 15 | 1 | 3.226 | 21.4742
2016-07-25 20:00 | 15 | 1 | 3.226 | 21.4742
2016-07-25 21:00 | 27 | 2 | 5.861 | 38.6535
2016-07-25 22:00 | 15 | 1 | 3.226 | 21.4742
2016-07-25 23:00 | 15 | 1 | 3.226 | 21.4742
2016-07-26 | 13.546 | 1 | 2.9396 | 19.3926
2016-07-26 01:00 | 12 | 1 | 2.635 | 17.1793
2016-07-26 02:00 | 12 | 1 | 2.635 | 17.1793
2016-07-26 03:00 | 12 | 1 | 2.635 | 17.1793
2016-07-26 04:00 | 12 | 1 | 2.635 | 17.1793
2016-07-26 05:00 | 12 | 1 | 2.635 | 17.1793
2016-07-26 06:00 | 12 | 1 | 2.635 | 17.1793
2016-07-26 07:00 | 12 | 1 | 2.635 | 17.1793
2016-07-26 08:00 | 12 | 1 | 2.635 | 17.1793
2016-07-26 09:00 | 12 | 1 | 2.635 | 17.1793
2016-07-26 10:00 | 12 | 1 | 2.635 | 17.1793
2016-07-26 11:00 | 12 | 1 | 2.635 | 17.1793
2016-07-26 12:00 | 12 | 1 | 2.635 | 17.1793
2016-07-26 13:00 | 12 | 1 | 2.635 | 17.1793
2016-07-26 14:00 | 12 | 1 | 2.635 | 17.1793
2016-07-26 15:00 | 12 | 1 | 2.635 | 17.1793
2016-07-26 16:00 | 12 | 1 | 2.635 | 17.1793
2016-07-26 17:00 | 12 | 1 | 2.635 | 17.1793
2016-07-26 18:00 | 12 | 1 | 2.635 | 17.1793
2016-07-26 19:00 | 15 | 1 | 3.226 | 21.4742
2016-07-26 20:00 | 15 | 1 | 3.226 | 21.4742
2016-07-26 21:00 | 15 | 1 | 3.226 | 21.4742
2016-07-26 22:00 | 15 | 1 | 3.226 | 21.4742
2016-07-26 23:00 | 15 | 1 | 3.226 | 21.4742
2016-07-27 | 13.335 | 1 | 2.898 | 19.0905
2016-07-27 01:00 | 12 | 1 | 2.635 | 17.1793
2016-07-27 02:00 | 12 | 1 | 2.635 | 17.1793
2016-07-27 03:00 | 12 | 1 | 2.635 | 17.1793
2016-07-27 04:00 | 12 | 1 | 2.635 | 17.1793
2016-07-27 05:00 | 12 | 1 | 2.635 | 17.1793
2016-07-27 06:00 | 12 | 1 | 2.635 | 17.1793
2016-07-27 07:00 | 12 | 1 | 2.635 | 17.1793
2016-07-27 08:00 | 12 | 1 | 2.635 | 17.1793
2016-07-27 09:00 | 12 | 1 | 2.635 | 17.1793
2016-07-27 10:00 | 12 | 1 | 2.635 | 17.1793
2016-07-27 11:00 | 12 | 1 | 2.635 | 17.1793
2016-07-27 12:00 | 12 | 1 | 2.635 | 17.1793
2016-07-27 13:00 | 12 | 1 | 2.635 | 17.1793
2016-07-27 14:00 | 12 | 1 | 2.635 | 17.1793
2016-07-27 15:00 | 12 | 1 | 2.635 | 17.1793
2016-07-27 16:00 | 12 | 1 | 2.635 | 17.1793
2016-07-27 17:00 | 12 | 1 | 2.635 | 17.1793
2016-07-27 18:00 | 12 | 1 | 2.635 | 17.1793
2016-07-27 19:00 | 15 | 1 | 3.226 | 21.4742
2016-07-27 20:00 | 15 | 1 | 3.226 | 21.4742
2016-07-27 21:00 | 15 | 1 | 3.226 | 21.4742
2016-07-27 22:00 | 15 | 1 | 3.226 | 21.4742
2016-07-27 23:00 | 15 | 1 | 3.226 | 21.4742
2016-07-28 | 13.472 | 1 | 2.925 | 19.2867
2016-07-28 01:00 | 12.125 | 1 | 2.6596 | 17.3583
2016-07-28 02:00 | 12 | 1 | 2.635 | 17.1793
2016-07-28 03:00 | 12 | 1 | 2.635 | 17.1793
2016-07-28 04:00 | 12 | 1 | 2.635 | 17.1793
2016-07-28 05:00 | 12 | 1 | 2.635 | 17.1793
2016-07-28 06:00 | 12 | 1 | 2.635 | 17.1793
2016-07-28 07:00 | 12 | 1 | 2.635 | 17.1793
2016-07-28 08:00 | 12 | 1 | 2.635 | 17.1793
2016-07-28 09:00 | 12 | 1 | 2.635 | 17.1793
2016-07-28 10:00 | 12 | 1 | 2.635 | 17.1793
2016-07-28 11:00 | 12 | 1 | 2.635 | 17.1793
2016-07-28 12:00 | 12 | 1 | 2.635 | 17.1793
2016-07-28 13:00 | 12 | 1 | 2.635 | 17.1793
2016-07-28 14:00 | 12 | 1 | 2.635 | 17.1793
2016-07-28 15:00 | 12 | 1 | 2.635 | 17.1793
2016-07-28 16:00 | 12 | 1 | 2.635 | 17.1793
2016-07-28 17:00 | 12 | 1 | 2.635 | 17.1793
2016-07-28 18:00 | 12 | 1 | 2.635 | 17.1793
2016-07-28 19:00 | 15 | 1 | 3.226 | 21.4742
2016-07-28 20:00 | 15 | 1 | 3.226 | 21.4742
2016-07-28 21:00 | 15 | 1 | 3.226 | 21.4742
2016-07-28 22:00 | 15 | 1 | 3.226 | 21.4742
2016-07-28 23:00 | 15 | 1 | 3.226 | 21.4742
2016-07-29 | 13.49 | 1 | 2.9285 | 19.3124
2016-07-29 01:00 | 12.285 | 1 | 2.6911 | 17.5873
2016-07-29 02:00 | 12 | 1 | 2.635 | 17.1793
2016-07-29 03:00 | 12 | 1 | 2.635 | 17.1793
2016-07-29 04:00 | 12 | 1 | 2.635 | 17.1793
2016-07-29 05:00 | 12 | 1 | 2.635 | 17.1793
2016-07-29 06:00 | 12 | 1 | 2.635 | 17.1793
2016-07-29 07:00 | 12 | 1 | 2.635 | 17.1793
2016-07-29 08:00 | 12 | 1 | 2.635 | 17.1793
2016-07-29 09:00 | 12 | 1 | 2.635 | 17.1793
2016-07-29 10:00 | 12 | 1 | 2.635 | 17.1793
2016-07-29 11:00 | 12 | 1 | 2.635 | 17.1793
2016-07-29 12:00 | 12 | 1 | 2.635 | 17.1793
2016-07-29 13:00 | 12 | 1 | 2.635 | 17.1793
2016-07-29 14:00 | 12 | 1 | 2.635 | 17.1793
2016-07-29 15:00 | 12 | 1 | 2.635 | 17.1793
2016-07-29 16:00 | 12 | 1 | 2.635 | 17.1793
2016-07-29 17:00 | 12 | 1 | 2.635 | 17.1793
2016-07-29 18:00 | 12 | 1 | 2.635 | 17.1793
2016-07-29 19:00 | 15 | 1 | 3.226 | 21.4742
2016-07-29 20:00 | 15 | 1 | 3.226 | 21.4742
2016-07-29 21:00 | 27 | 2 | 5.861 | 38.6535
2016-07-29 22:00 | 15 | 1 | 3.226 | 21.4742
2016-07-29 23:00 | 15 | 1 | 3.226 | 21.4742
2016-07-30 | 14.008 | 1 | 3.0306 | 20.054
2016-07-30 01:00 | 12 | 1 | 2.635 | 17.1793
2016-07-30 02:00 | 12 | 1 | 2.635 | 17.1793
2016-07-30 03:00 | 12 | 1 | 2.635 | 17.1793
2016-07-30 04:00 | 12 | 1 | 2.635 | 17.1793
2016-07-30 05:00 | 12 | 1 | 2.635 | 17.1793
2016-07-30 06:00 | 12 | 1 | 2.635 | 17.1793
2016-07-30 07:00 | 12 | 1 | 2.635 | 17.1793
2016-07-30 08:00 | 12 | 1 | 2.635 | 17.1793
2016-07-30 09:00 | 12 | 1 | 2.635 | 17.1793
2016-07-30 10:00 | 12 | 1 | 2.635 | 17.1793
2016-07-30 11:00 | 12 | 1 | 2.635 | 17.1793
2016-07-30 12:00 | 12 | 1 | 2.635 | 17.1793
2016-07-30 13:00 | 12 | 1 | 2.635 | 17.1793
2016-07-30 14:00 | 12 | 1 | 2.635 | 17.1793
2016-07-30 15:00 | 12 | 1 | 2.635 | 17.1793
2016-07-30 16:00 | 12 | 1 | 2.635 | 17.1793
2016-07-30 17:00 | 12 | 1 | 2.635 | 17.1793
2016-07-30 18:00 | 12 | 1 | 2.635 | 17.1793
2016-07-30 19:00 | 15 | 1 | 3.226 | 21.4742
2016-07-30 20:00 | 15 | 1 | 3.226 | 21.4742
2016-07-30 21:00 | 15 | 1 | 3.226 | 21.4742
2016-07-30 22:00 | 15 | 1 | 3.226 | 21.4742
2016-07-30 23:00 | 15 | 1 | 3.226 | 21.4742
2016-07-31 | 12.691 | 1 | 2.7711 | 18.1686
2016-07-31 01:00 | 12 | 1 | 2.635 | 17.1793
2016-07-31 02:00 | 12 | 1 | 2.635 | 17.1793
2016-07-31 03:00 | 12 | 1 | 2.635 | 17.1793
2016-07-31 04:00 | 12 | 1 | 2.635 | 17.1793
2016-07-31 05:00 | 12 | 1 | 2.635 | 17.1793
2016-07-31 06:00 | 12 | 1 | 2.635 | 17.1793
2016-07-31 07:00 | 12 | 1 | 2.635 | 17.1793
2016-07-31 08:00 | 12 | 1 | 2.635 | 17.1793
2016-07-31 09:00 | 12 | 1 | 2.635 | 17.1793
2016-07-31 10:00 | 12 | 1 | 2.635 | 17.1793
2016-07-31 11:00 | 12 | 1 | 2.635 | 17.1793
2016-07-31 12:00 | 12 | 1 | 2.635 | 17.1793
2016-07-31 13:00 | 12 | 1 | 2.635 | 17.1793
2016-07-31 14:00 | 12 | 1 | 2.635 | 17.1793
2016-07-31 15:00 | 12 | 1 | 2.635 | 17.1793
2016-07-31 16:00 | 12 | 1 | 2.635 | 17.1793
2016-07-31 17:00 | 12 | 1 | 2.635 | 17.1793
2016-07-31 18:00 | 12 | 1 | 2.635 | 17.1793
2016-07-31 19:00 | 15 | 1 | 3.226 | 21.4742
2016-07-31 20:00 | 15 | 1 | 3.226 | 21.4742
2016-07-31 21:00 | 15 | 1 | 3.226 | 21.4742
2016-07-31 22:00 | 15 | 1 | 3.226 | 21.4742
2016-07-31 23:00 | 15 | 1 | 3.226 | 21.4742
2016-08-01 | 13.74 | 1 | 2.9778 | 19.6703
2016-08-01 01:00 | 13.176 | 1 | 2.8667 | 18.8629
2016-08-01 02:00 | 12 | 1 | 2.635 | 17.1793
2016-08-01 03:00 | 12 | 1 | 2.635 | 17.1793
2016-08-01 04:00 | 12 | 1 | 2.635 | 17.1793
2016-08-01 05:00 | 12 | 1 | 2.635 | 17.1793
2016-08-01 06:00 | 12 | 1 | 2.635 | 17.1793
2016-08-01 07:00 | 12 | 1 | 2.635 | 17.1793
2016-08-01 08:00 | 12 | 1 | 2.635 | 17.1793
2016-08-01 09:00 | 12 | 1 | 2.635 | 17.1793
2016-08-01 10:00 | 12 | 1 | 2.635 | 17.1793
2016-08-01 11:00 | 12 | 1 | 2.635 | 17.1793
2016-08-01 12:00 | 12 | 1 | 2.635 | 17.1793
2016-08-01 13:00 | 12 | 1 | 2.635 | 17.1793
2016-08-01 14:00 | 12 | 1 | 2.635 | 17.1793
2016-08-01 15:00 | 12 | 1 | 2.635 | 17.1793
2016-08-01 16:00 | 12 | 1 | 2.635 | 17.1793
2016-08-01 17:00 | 12 | 1 | 2.635 | 17.1793
2016-08-01 18:00 | 12 | 1 | 2.635 | 17.1793
2016-08-01 19:00 | 15 | 1 | 3.226 | 21.4742
2016-08-01 20:00 | 15 | 1 | 3.226 | 21.4742
2016-08-01 21:00 | 15 | 1 | 3.226 | 21.4742
2016-08-01 22:00 | 15 | 1 | 3.226 | 21.4742
2016-08-01 23:00 | 15 | 1 | 3.226 | 21.4742
2016-08-02 | 14.422 | 1 | 3.1121 | 20.6467
2016-08-02 01:00 | 12.921 | 1 | 2.8164 | 18.4978
2016-08-02 02:00 | 12 | 1 | 2.635 | 17.1793
2016-08-02 03:00 | 12 | 1 | 2.635 | 17.1793
2016-08-02 04:00 | 12 | 1 | 2.635 | 17.1793
2016-08-02 05:00 | 12 | 1 | 2.635 | 17.1793
2016-08-02 06:00 | 12 | 1 | 2.635 | 17.1793
2016-08-02 07:00 | 12 | 1 | 2.635 | 17.1793
2016-08-02 08:00 | 12 | 1 | 2.635 | 17.1793
2016-08-02 09:00 | 12 | 1 | 2.635 | 17.1793
2016-08-02 10:00 | 12 | 1 | 2.635 | 17.1793
2016-08-02 11:00 | 12 | 1 | 2.635 | 17.1793
2016-08-02 12:00 | 12 | 1 | 2.635 | 17.1793
2016-08-02 13:00 | 12 | 1 | 2.635 | 17.1793
2016-08-02 14:00 | 12 | 1 | 2.635 | 17.1793
2016-08-02 15:00 | 12 | 1 | 2.635 | 17.1793
2016-08-02 16:00 | 12 | 1 | 2.635 | 17.1793
2016-08-02 17:00 | 12 | 1 | 2.635 | 17.1793
2016-08-02 18:00 | 12 | 1 | 2.635 | 17.1793
2016-08-02 19:00 | 15 | 1 | 3.226 | 21.4742
2016-08-02 20:00 | 15 | 1 | 3.226 | 21.4742
2016-08-02 21:00 | 27 | 2 | 5.861 | 38.6535
2016-08-02 22:00 | 15 | 1 | 3.226 | 21.4742
2016-08-02 23:00 | 15 | 1 | 3.226 | 21.4742
2016-08-03 | 15 | 1 | 3.226 | 21.4742
2016-08-03 01:00 | 13.722 | 1 | 2.9742 | 19.6446
2016-08-03 02:00 | 12.069 | 1 | 2.6486 | 17.2781
2016-08-03 03:00 | 12 | 1 | 2.635 | 17.1793
2016-08-03 04:00 | 12 | 1 | 2.635 | 17.1793
2016-08-03 05:00 | 12 | 1 | 2.635 | 17.1793
2016-08-03 06:00 | 12 | 1 | 2.635 | 17.1793
2016-08-03 07:00 | 12 | 1 | 2.635 | 17.1793
2016-08-03 08:00 | 12 | 1 | 2.635 | 17.1793
2016-08-03 09:00 | 12 | 1 | 2.635 | 17.1793
2016-08-03 10:00 | 12 | 1 | 2.635 | 17.1793
2016-08-03 11:00 | 12 | 1 | 2.635 | 17.1793
2016-08-03 12:00 | 12 | 1 | 2.635 | 17.1793
2016-08-03 13:00 | 12 | 1 | 2.635 | 17.1793
2016-08-03 14:00 | 12 | 1 | 2.635 | 17.1793
2016-08-03 15:00 | 12 | 1 | 2.635 | 17.1793
2016-08-03 16:00 | 12 | 1 | 2.635 | 17.1793
2016-08-03 17:00 | 12 | 1 | 2.635 | 17.1793
2016-08-03 18:00 | 12 | 1 | 2.635 | 17.1793
2016-08-03 19:00 | 15 | 1 | 3.226 | 21.4742
2016-08-03 20:00 | 15 | 1 | 3.226 | 21.4742
2016-08-03 21:00 | 27 | 2 | 5.861 | 38.6535
2016-08-03 22:00 | 15 | 1 | 3.226 | 21.4742
2016-08-03 23:00 | 15 | 1 | 3.226 | 21.4742
2016-08-04 | 15 | 1 | 3.226 | 21.4742
2016-08-04 01:00 | 13.963 | 1 | 3.0217 | 19.9896
2016-08-04 02:00 | 12.844 | 1 | 2.8013 | 18.3876
2016-08-04 03:00 | 12 | 1 | 2.635 | 17.1793
2016-08-04 04:00 | 12 | 1 | 2.635 | 17.1793
2016-08-04 05:00 | 12 | 1 | 2.635 | 17.1793
2016-08-04 06:00 | 12 | 1 | 2.635 | 17.1793
2016-08-04 07:00 | 12 | 1 | 2.635 | 17.1793
2016-08-04 08:00 | 12 | 1 | 2.635 | 17.1793
2016-08-04 09:00 | 12 | 1 | 2.635 | 17.1793
2016-08-04 10:00 | 12 | 1 | 2.635 | 17.1793
2016-08-04 11:00 | 12 | 1 | 2.635 | 17.1793
2016-08-04 12:00 | 12 | 1 | 2.635 | 17.1793
2016-08-04 13:00 | 12 | 1 | 2.635 | 17.1793
2016-08-04 14:00 | 12 | 1 | 2.635 | 17.1793
2016-08-04 15:00 | 12 | 1 | 2.635 | 17.1793
2016-08-04 16:00 | 12 | 1 | 2.635 | 17.1793
2016-08-04 17:00 | 12 | 1 | 2.635 | 17.1793
2016-08-04 18:00 | 12 | 1 | 2.635 | 17.1793
2016-08-04 19:00 | 15 | 1 | 3.226 | 21.4742
2016-08-04 20:00 | 15 | 1 | 3.226 | 21.4742
2016-08-04 21:00 | 15 | 1 | 3.226 | 21.4742
2016-08-04 22:00 | 15 | 1 | 3.226 | 21.4742
2016-08-04 23:00 | 15 | 1 | 3.226 | 21.4742
2016-08-05 | 15 | 1 | 3.226 | 21.4742
2016-08-05 01:00 | 13.599 | 1 | 2.95 | 19.4685
2016-08-05 02:00 | 12 | 1 | 2.635 | 17.1793
2016-08-05 03:00 | 12 | 1 | 2.635 | 17.1793
2016-08-05 04:00 | 12 | 1 | 2.635 | 17.1793
2016-08-05 05:00 | 12 | 1 | 2.635 | 17.1793
2016-08-05 06:00 | 12 | 1 | 2.635 | 17.1793
2016-08-05 07:00 | 12 | 1 | 2.635 | 17.1793
2016-08-05 08:00 | 12 | 1 | 2.635 | 17.1793
2016-08-05 09:00 | 12 | 1 | 2.635 | 17.1793
2016-08-05 10:00 | 12 | 1 | 2.635 | 17.1793
2016-08-05 11:00 | 12 | 1 | 2.635 | 17.1793
2016-08-05 12:00 | 12 | 1 | 2.635 | 17.1793
2016-08-05 13:00 | 12 | 1 | 2.635 | 17.1793
2016-08-05 14:00 | 12 | 1 | 2.635 | 17.1793
2016-08-05 15:00 | 12 | 1 | 2.635 | 17.1793
2016-08-05 16:00 | 12 | 1 | 2.635 | 17.1793
2016-08-05 17:00 | 12 | 1 | 2.635 | 17.1793
2016-08-05 18:00 | 12 | 1 | 2.635 | 17.1793
2016-08-05 19:00 | 15 | 1 | 3.226 | 21.4742
2016-08-05 20:00 | 15 | 1 | 3.226 | 21.4742
2016-08-05 21:00 | 15 | 1 | 3.226 | 21.4742
2016-08-05 22:00 | 15 | 1 | 3.226 | 21.4742
2016-08-05 23:00 | 15 | 1 | 3.226 | 21.4742
2016-08-06 | 14.359 | 1 | 3.0997 | 20.5565
2016-08-06 01:00 | 12.504 | 1 | 2.7343 | 17.9009
2016-08-06 02:00 | 12 | 1 | 2.635 | 17.1793
2016-08-06 03:00 | 12 | 1 | 2.635 | 17.1793
2016-08-06 04:00 | 12 | 1 | 2.635 | 17.1793
2016-08-06 05:00 | 12 | 1 | 2.635 | 17.1793
2016-08-06 06:00 | 12 | 1 | 2.635 | 17.1793
2016-08-06 07:00 | 12 | 1 | 2.635 | 17.1793
2016-08-06 08:00 | 12 | 1 | 2.635 | 17.1793
2016-08-06 09:00 | 12 | 1 | 2.635 | 17.1793
2016-08-06 10:00 | 12 | 1 | 2.635 | 17.1793
2016-08-06 11:00 | 12 | 1 | 2.635 | 17.1793
2016-08-06 12:00 | 12 | 1 | 2.635 | 17.1793
2016-08-06 13:00 | 12 | 1 | 2.635 | 17.1793
2016-08-06 14:00 | 12 | 1 | 2.635 | 17.1793
2016-08-06 15:00 | 12 | 1 | 2.635 | 17.1793
2016-08-06 16:00 | 12 | 1 | 2.635 | 17.1793
2016-08-06 17:00 | 12 | 1 | 2.635 | 17.1793
2016-08-06 18:00 | 12 | 1 | 2.635 | 17.1793
2016-08-06 19:00 | 15 | 1 | 3.226 | 21.4742
2016-08-06 20:00 | 27 | 2 | 5.861 | 38.6535
2016-08-06 21:00 | 15 | 1 | 3.226 | 21.4742
2016-08-06 22:00 | 15 | 1 | 3.226 | 21.4742
2016-08-06 23:00 | 15 | 1 | 3.226 | 21.4742
2016-08-07 | 15 | 1 | 3.226 | 21.4742
2016-08-07 01:00 | 13.659 | 1 | 2.9618 | 19.5544
2016-08-07 02:00 | 12.192 | 1 | 2.6728 | 17.4542
2016-08-07 03:00 | 12 | 1 | 2.635 | 17.1793
2016-08-07 04:00 | 12 | 1 | 2.635 | 17.1793
2016-08-07 05:00 | 12 | 1 | 2.635 | 17.1793
2016-08-07 06:00 | 12 | 1 | 2.635 | 17.1793
2016-08-07 07:00 | 12 | 1 | 2.635 | 17.1793
2016-08-07 08:00 | 12 | 1 | 2.635 | 17.1793
2016-08-07 09:00 | 12 | 1 | 2.635 | 17.1793
2016-08-07 10:00 | 12 | 1 | 2.635 | 17.1793
2016-08-07 11:00 | 12 | 1 | 2.635 | 17.1793
2016-08-07 12:00 | 12 | 1 | 2.635 | 17.1793
2016-08-07 13:00 | 12 | 1 | 2.635 | 17.1793
2016-08-07 14:00 | 12 | 1 | 2.635 | 17.1793
2016-08-07 15:00 | 12 | 1 | 2.635 | 17.1793
2016-08-07 16:00 | 12 | 1 | 2.635 | 17.1793
2016-08-07 17:00 | 12 | 1 | 2.635 | 17.1793
2016-08-07 18:00 | 12 | 1 | 2.635 | 17.1793
2016-08-07 19:00 | 15 | 1 | 3.226 | 21.4742
2016-08-07 20:00 | 15 | 1 | 3.226 | 21.4742
2016-08-07 21:00 | 15 | 1 | 3.226 | 21.4742
2016-08-07 22:00 | 15 | 1 | 3.226 | 21.4742
2016-08-07 23:00 | 15 | 1 | 3.226 | 21.4742
2016-08-08 | 14.703 | 1 | 3.1675 | 21.049
2016-08-08 01:00 | 12.482 | 1 | 2.73 | 17.8694
2016-08-08 02:00 | 12 | 1 | 2.635 | 17.1793
2016-08-08 03:00 | 12 | 1 | 2.635 | 17.1793
2016-08-08 04:00 | 12 | 1 | 2.635 | 17.1793
2016-08-08 05:00 | 12 | 1 | 2.635 | 17.1793
2016-08-08 06:00 | 12 | 1 | 2.635 | 17.1793
2016-08-08 07:00 | 12 | 1 | 2.635 | 17.1793
2016-08-08 08:00 | 12 | 1 | 2.635 | 17.1793
2016-08-08 09:00 | 12 | 1 | 2.635 | 17.1793
2016-08-08 10:00 | 12 | 1 | 2.635 | 17.1793
2016-08-08 11:00 | 12 | 1 | 2.635 | 17.1793
2016-08-08 12:00 | 12 | 1 | 2.635 | 17.1793
2016-08-08 13:00 | 12 | 1 | 2.635 | 17.1793
2016-08-08 14:00 | 12 | 1 | 2.635 | 17.1793
2016-08-08 15:00 | 12 | 1 | 2.635 | 17.1793
2016-08-08 16:00 | 12 | 1 | 2.635 | 17.1793
2016-08-08 17:00 | 12 | 1 | 2.635 | 17.1793
2016-08-08 18:00 | 12 | 1 | 2.635 | 17.1793
2016-08-08 19:00 | 15 | 1 | 3.226 | 21.4742
2016-08-08 20:00 | 15 | 1 | 3.226 | 21.4742
2016-08-08 21:00 | 15 | 1 | 3.226 | 21.4742
2016-08-08 22:00 | 15 | 1 | 3.226 | 21.4742
2016-08-08 23:00 | 15 | 1 | 3.226 | 21.4742
2016-08-09 | 14.81 | 1 | 3.1886 | 21.2022
2016-08-09 01:00 | 13.056 | 1 | 2.843 | 18.6911
2016-08-09 02:00 | 12 | 1 | 2.635 | 17.1793
2016-08-09 03:00 | 12 | 1 | 2.635 | 17.1793
2016-08-09 04:00 | 12 | 1 | 2.635 | 17.1793
2016-08-09 05:00 | 12 | 1 | 2.635 | 17.1793
2016-08-09 06:00 | 12 | 1 | 2.635 | 17.1793
2016-08-09 07:00 | 12 | 1 | 2.635 | 17.1793
2016-08-09 08:00 | 12 | 1 | 2.635 | 17.1793
2016-08-09 09:00 | 12 | 1 | 2.635 | 17.1793
2016-08-09 10:00 | 12 | 1 | 2.635 | 17.1793
2016-08-09 11:00 | 12 | 1 | 2.635 | 17.1793
2016-08-09 12:00 | 12 | 1 | 2.635 | 17.1793
2016-08-09 13:00 | 12 | 1 | 2.635 | 17.1793
2016-08-09 14:00 | 12 | 1 | 2.635 | 17.1793
2016-08-09 15:00 | 12 | 1 | 2.635 | 17.1793
2016-08-09 16:00 | 12 | 1 | 2.635 | 17.1793
2016-08-09 17:00 | 12 | 1 | 2.635 | 17.1793
2016-08-09 18:00 | 12 | 1 | 2.635 | 17.1793
2016-08-09 19:00 | 15 | 1 | 3.226 | 21.4742
2016-08-09 20:00 | 15 | 1 | 3.226 | 21.4742
2016-08-09 21:00 | 15 | 1 | 3.226 | 21.4742
2016-08-09 22:00 | 15 | 1 | 3.226 | 21.4742
2016-08-09 23:00 | 15 | 1 | 3.226 | 21.4742
2016-08-10 | 15 | 1 | 3.226 | 21.4742
2016-08-10 01:00 | 13.533 | 1 | 2.937 | 19.374
2016-08-10 02:00 | 12.276 | 1 | 2.6894 | 17.5745
2016-08-10 03:00 | 12 | 1 | 2.635 | 17.1793
2016-08-10 04:00 | 12 | 1 | 2.635 | 17.1793
2016-08-10 05:00 | 12 | 1 | 2.635 | 17.1793
2016-08-10 06:00 | 12 | 1 | 2.635 | 17.1793
2016-08-10 07:00 | 12 | 1 | 2.635 | 17.1793
2016-08-10 08:00 | 12 | 1 | 2.635 | 17.1793
2016-08-10 09:00 | 12 | 1 | 2.635 | 17.1793
2016-08-10 10:00 | 12 | 1 | 2.635 | 17.1793
2016-08-10 11:00 | 12 | 1 | 2.635 | 17.1793
2016-08-10 12:00 | 12 | 1 | 2.635 | 17.1793
2016-08-10 13:00 | 12 | 1 | 2.635 | 17.1793
2016-08-10 14:00 | 12 | 1 | 2.635 | 17.1793
2016-08-10 15:00 | 12 | 1 | 2.635 | 17.1793
2016-08-10 16:00 | 12 | 1 | 2.635 | 17.1793
2016-08-10 17:00 | 12 | 1 | 2.635 | 17.1793
2016-08-10 18:00 | 12 | 1 | 2.635 | 17.1793
2016-08-10 19:00 | 15 | 1 | 3.226 | 21.4742
2016-08-10 20:00 | 15 | 1 | 3.226 | 21.4742
2016-08-10 21:00 | 15 | 1 | 3.226 | 21.4742
2016-08-10 22:00 | 15 | 1 | 3.226 | 21.4742
2016-08-10 23:00 | 15 | 1 | 3.226 | 21.4742
2016-08-11 | 14.592 | 1 | 3.1456 | 20.8901
2016-08-11 01:00 | 13.072 | 1 | 2.8462 | 18.714
2016-08-11 02:00 | 12 | 1 | 2.635 | 17.1793
2016-08-11 03:00 | 12 | 1 | 2.635 | 17.1793
2016-08-11 04:00 | 12 | 1 | 2.635 | 17.1793
2016-08-11 05:00 | 12 | 1 | 2.635 | 17.1793
2016-08-11 06:00 | 12 | 1 | 2.635 | 17.1793
2016-08-11 07:00 | 12 | 1 | 2.635 | 17.1793
2016-08-11 08:00 | 12 | 1 | 2.635 | 17.1793
2016-08-11 09:00 | 12 | 1 | 2.635 | 17.1793
2016-08-11 10:00 | 12 | 1 | 2.635 | 17.1793
2016-08-11 11:00 | 12 | 1 | 2.635 | 17.1793
2016-08-11 12:00 | 12 | 1 | 2.635 | 17.1793
2016-08-11 13:00 | 12 | 1 | 2.635 | 17.1793
2016-08-11 14:00 | 12 | 1 | 2.635 | 17.1793
2016-08-11 15:00 | 12 | 1 | 2.635 | 17.1793
2016-08-11 16:00 | 12 | 1 | 2.635 | 17.1793
2016-08-11 17:00 | 12 | 1 | 2.635 | 17.1793
2016-08-11 18:00 | 12 | 1 | 2.635 | 17.1793
2016-08-11 19:00 | 15 | 1 | 3.226 | 21.4742
2016-08-11 20:00 | 15 | 1 | 3.226 | 21.4742
2016-08-11 21:00 | 15 | 1 | 3.226 | 21.4742
2016-08-11 22:00 | 15 | 1 | 3.226 | 21.4742
2016-08-11 23:00 | 15 | 1 | 3.226 | 21.4742
2016-08-12 | 14.798 | 1 | 3.1862 | 21.185
2016-08-12 01:00 | 12.812 | 1 | 2.795 | 18.3418
2016-08-12 02:00 | 12.047 | 1 | 2.6443 | 17.2466
2016-08-12 03:00 | 12 | 1 | 2.635 | 17.1793
2016-08-12 04:00 | 12 | 1 | 2.635 | 17.1793
2016-08-12 05:00 | 12 | 1 | 2.635 | 17.1793
2016-08-12 06:00 | 12 | 1 | 2.635 | 17.1793
2016-08-12 07:00 | 12 | 1 | 2.635 | 17.1793
2016-08-12 08:00 | 12 | 1 | 2.635 | 17.1793
2016-08-12 09:00 | 12 | 1 | 2.635 | 17.1793
2016-08-12 10:00 | 12 | 1 | 2.635 | 17.1793
2016-08-12 11:00 | 12 | 1 | 2.635 | 17.1793
2016-08-12 12:00 | 12 | 1 | 2.635 | 17.1793
2016-08-12 13:00 | 12 | 1 | 2.635 | 17.1793
2016-08-12 14:00 | 12 | 1 | 2.635 | 17.1793
2016-08-12 15:00 | 12 | 1 | 2.635 | 17.1793
2016-08-12 16:00 | 12 | 1 | 2.635 | 17.1793
2016-08-12 17:00 | 12 | 1 | 2.635 | 17.1793
2016-08-12 18:00 | 12 | 1 | 2.635 | 17.1793
2016-08-12 19:00 | 15 | 1 | 3.226 | 21.4742
2016-08-12 20:00 | 27 | 2 | 5.861 | 38.6535
2016-08-12 21:00 | 27 | 2 | 5.861 | 38.6535
2016-08-12 22:00 | 15 | 1 | 3.226 | 21.4742
2016-08-12 23:00 | 15 | 1 | 3.226 | 21.4742
2016-08-13 | 13.856 | 1 | 3.0006 | 19.8364
2016-08-13 01:00 | 12.342 | 1 | 2.7024 | 17.6689
2016-08-13 02:00 | 12 | 1 | 2.635 | 17.1793
2016-08-13 03:00 | 12 | 1 | 2.635 | 17.1793
2016-08-13 04:00 | 12 | 1 | 2.635 | 17.1793
2016-08-13 05:00 | 12 | 1 | 2.635 | 17.1793
2016-08-13 06:00 | 12 | 1 | 2.635 | 17.1793
2016-08-13 07:00 | 12 | 1 | 2.635 | 17.1793
2016-08-13 08:00 | 12 | 1 | 2.635 | 17.1793
2016-08-13 09:00 | 12 | 1 | 2.635 | 17.1793
2016-08-13 10:00 | 12 | 1 | 2.635 | 17.1793
2016-08-13 11:00 | 12 | 1 | 2.635 | 17.1793
2016-08-13 12:00 | 12 | 1 | 2.635 | 17.1793
2016-08-13 13:00 | 12 | 1 | 2.635 | 17.1793
2016-08-13 14:00 | 12 | 1 | 2.635 | 17.1793
2016-08-13 15:00 | 12 | 1 | 2.635 | 17.1793
2016-08-13 16:00 | 12 | 1 | 2.635 | 17.1793
2016-08-13 17:00 | 12 | 1 | 2.635 | 17.1793
2016-08-13 18:00 | 12 | 1 | 2.635 | 17.1793
2016-08-13 19:00 | 15 | 1 | 3.226 | 21.4742
2016-08-13 20:00 | 15 | 1 | 3.226 | 21.4742
2016-08-13 21:00 | 15 | 1 | 3.226 | 21.4742
2016-08-13 22:00 | 15 | 1 | 3.226 | 21.4742
2016-08-13 23:00 | 15 | 1 | 3.226 | 21.4742
2016-08-14 | 14.062 | 1 | 3.0412 | 20.1313
2016-08-14 01:00 | 12.677 | 1 | 2.7684 | 18.1485
2016-08-14 02:00 | 12 | 1 | 2.635 | 17.1793
2016-08-14 03:00 | 12 | 1 | 2.635 | 17.1793
2016-08-14 04:00 | 12 | 1 | 2.635 | 17.1793
2016-08-14 05:00 | 12 | 1 | 2.635 | 17.1793
2016-08-14 06:00 | 12 | 1 | 2.635 | 17.1793
2016-08-14 07:00 | 12 | 1 | 2.635 | 17.1793
2016-08-14 08:00 | 12 | 1 | 2.635 | 17.1793
2016-08-14 09:00 | 12 | 1 | 2.635 | 17.1793
2016-08-14 10:00 | 12 | 1 | 2.635 | 17.1793
2016-08-14 11:00 | 12 | 1 | 2.635 | 17.1793
2016-08-14 12:00 | 12 | 1 | 2.635 | 17.1793
2016-08-14 13:00 | 12 | 1 | 2.635 | 17.1793
2016-08-14 14:00 | 12 | 1 | 2.635 | 17.1793
2016-08-14 15:00 | 12 | 1 | 2.635 | 17.1793
2016-08-14 16:00 | 12 | 1 | 2.635 | 17.1793
2016-08-14 17:00 | 12 | 1 | 2.635 | 17.1793
2016-08-14 18:00 | 12 | 1 | 2.635 | 17.1793
2016-08-14 19:00 | 15 | 1 | 3.226 | 21.4742
2016-08-14 20:00 | 15 | 1 | 3.226 | 21.4742
2016-08-14 21:00 | 15 | 1 | 3.226 | 21.4742
2016-08-14 22:00 | 15 | 1 | 3.226 | 21.4742
2016-08-14 23:00 | 15 | 1 | 3.226 | 21.4742
2016-08-15 | 15 | 1 | 3.226 | 21.4742
2016-08-15 01:00 | 13.417 | 1 | 2.9141 | 19.2079
2016-08-15 02:00 | 12.02 | 1 | 2.6389 | 17.208
2016-08-15 03:00 | 12 | 1 | 2.635 | 17.1793
2016-08-15 04:00 | 12 | 1 | 2.635 | 17.1793
2016-08-15 05:00 | 12 | 1 | 2.635 | 17.1793
2016-08-15 06:00 | 12 | 1 | 2.635 | 17.1793
2016-08-15 07:00 | 12 | 1 | 2.635 | 17.1793
2016-08-15 08:00 | 12 | 1 | 2.635 | 17.1793
2016-08-15 09:00 | 12 | 1 | 2.635 | 17.1793
2016-08-15 10:00 | 12 | 1 | 2.635 | 17.1793
2016-08-15 11:00 | 12 | 1 | 2.635 | 17.1793
2016-08-15 12:00 | 12 | 1 | 2.635 | 17.1793
2016-08-15 13:00 | 12 | 1 | 2.635 | 17.1793
2016-08-15 14:00 | 12 | 1 | 2.635 | 17.1793
2016-08-15 15:00 | 12 | 1 | 2.635 | 17.1793
2016-08-15 16:00 | 12 | 1 | 2.635 | 17.1793
2016-08-15 17:00 | 12 | 1 | 2.635 | 17.1793
2016-08-15 18:00 | 12 | 1 | 2.635 | 17.1793
2016-08-15 19:00 | 15 | 1 | 3.226 | 21.4742
2016-08-15 20:00 | 15 | 1 | 3.226 | 21.4742
2016-08-15 21:00 | 15 | 1 | 3.226 | 21.4742
2016-08-15 22:00 | 15 | 1 | 3.226 | 21.4742
2016-08-15 23:00 | 15 | 1 | 3.226 | 21.4742
2016-08-16 | 15 | 1 | 3.226 | 21.4742
2016-08-16 01:00 | 13.649 | 1 | 2.9599 | 19.5401
2016-08-16 02:00 | 12.865 | 1 | 2.8054 | 18.4177
2016-08-16 03:00 | 12.057 | 1 | 2.6462 | 17.2609
2016-08-16 04:00 | 12 | 1 | 2.635 | 17.1793
2016-08-16 05:00 | 12 | 1 | 2.635 | 17.1793
2016-08-16 06:00 | 12 | 1 | 2.635 | 17.1793
2016-08-16 07:00 | 12 | 1 | 2.635 | 17.1793
2016-08-16 08:00 | 12 | 1 | 2.635 | 17.1793
2016-08-16 09:00 | 12 | 1 | 2.635 | 17.1793
2016-08-16 10:00 | 12 | 1 | 2.635 | 17.1793
2016-08-16 11:00 | 12 | 1 | 2.635 | 17.1793
2016-08-16 12:00 | 12 | 1 | 2.635 | 17.1793
2016-08-16 13:00 | 12 | 1 | 2.635 | 17.1793
2016-08-16 14:00 | 12 | 1 | 2.635 | 17.1793
2016-08-16 15:00 | 12 | 1 | 2.635 | 17.1793
2016-08-16 16:00 | 12 | 1 | 2.635 | 17.1793
2016-08-16 17:00 | 12 | 1 | 2.635 | 17.1793
2016-08-16 18:00 | 12 | 1 | 2.635 | 17.1793
2016-08-16 19:00 | 15 | 1 | 3.226 | 21.4742
2016-08-16 20:00 | 15 | 1 | 3.226 | 21.4742
2016-08-16 21:00 | 15 | 1 | 3.226 | 21.4742
2016-08-16 22:00 | 15 | 1 | 3.226 | 21.4742
2016-08-16 23:00 | 15 | 1 | 3.226 | 21.4742
2016-08-17 | 15 | 1 | 3.226 | 21.4742
2016-08-17 01:00 | 13.779 | 1 | 2.9855 | 19.7262
2016-08-17 02:00 | 12.709 | 1 | 2.7747 | 18.1943
2016-08-17 03:00 | 12.018 | 1 | 2.6385 | 17.2051
2016-08-17 04:00 | 12 | 1 | 2.635 | 17.1793
2016-08-17 05:00 | 12 | 1 | 2.635 | 17.1793
2016-08-17 06:00 | 12 | 1 | 2.635 | 17.1793
2016-08-17 07:00 | 12 | 1 | 2.635 | 17.1793
2016-08-17 08:00 | 12 | 1 | 2.635 | 17.1793
2016-08-17 09:00 | 12 | 1 | 2.635 | 17.1793
2016-08-17 10:00 | 12 | 1 | 2.635 | 17.1793
2016-08-17 11:00 | 12 | 1 | 2.635 | 17.1793
2016-08-17 12:00 | 12 | 1 | 2.635 | 17.1793
2016-08-17 13:00 | 12 | 1 | 2.635 | 17.1793
2016-08-17 14:00 | 12 | 1 | 2.635 | 17.1793
2016-08-17 15:00 | 12 | 1 | 2.635 | 17.1793
2016-08-17 16:00 | 12 | 1 | 2.635 | 17.1793
2016-08-17 17:00 | 12 | 1 | 2.635 | 17.1793
2016-08-17 18:00 | 12 | 1 | 2.635 | 17.1793
2016-08-17 19:00 | 15 | 1 | 3.226 | 21.4742
2016-08-17 20:00 | 15 | 1 | 3.226 | 21.4742
2016-08-17 21:00 | 15 | 1 | 3.226 | 21.4742
2016-08-17 22:00 | 15 | 1 | 3.226 | 21.4742
2016-08-17 23:00 | 15 | 1 | 3.226 | 21.4742
2016-08-18 | 14.805 | 1 | 3.1876 | 21.195
2016-08-18 01:00 | 12.82 | 1 | 2.7965 | 18.3533
2016-08-18 02:00 | 12 | 1 | 2.635 | 17.1793
2016-08-18 03:00 | 12 | 1 | 2.635 | 17.1793
2016-08-18 04:00 | 12 | 1 | 2.635 | 17.1793
2016-08-18 05:00 | 12 | 1 | 2.635 | 17.1793
2016-08-18 06:00 | 12 | 1 | 2.635 | 17.1793
2016-08-18 07:00 | 12 | 1 | 2.635 | 17.1793
2016-08-18 08:00 | 12 | 1 | 2.635 | 17.1793
2016-08-18 09:00 | 12 | 1 | 2.635 | 17.1793
2016-08-18 10:00 | 12 | 1 | 2.635 | 17.1793
2016-08-18 11:00 | 12 | 1 | 2.635 | 17.1793
2016-08-18 12:00 | 12 | 1 | 2.635 | 17.1793
2016-08-18 13:00 | 12 | 1 | 2.635 | 17.1793
2016-08-18 14:00 | 12 | 1 | 2.635 | 17.1793
2016-08-18 15:00 | 12 | 1 | 2.635 | 17.1793
2016-08-18 16:00 | 12 | 1 | 2.635 | 17.1793
2016-08-18 17:00 | 12 | 1 | 2.635 | 17.1793
2016-08-18 18:00 | 12 | 1 | 2.635 | 17.1793
2016-08-18 19:00 | 15 | 1 | 3.226 | 21.4742
2016-08-18 20:00 | 15 | 1 | 3.226 | 21.4742
2016-08-18 21:00 | 15 | 1 | 3.226 | 21.4742
2016-08-18 22:00 | 15 | 1 | 3.226 | 21.4742
2016-08-18 23:00 | 15 | 1 | 3.226 | 21.4742
2016-08-19 | 14.596 | 1 | 3.1464 | 20.8958
2016-08-19 01:00 | 12.568 | 1 | 2.7469 | 17.9925
2016-08-19 02:00 | 12 | 1 | 2.635 | 17.1793
2016-08-19 03:00 | 12 | 1 | 2.635 | 17.1793
2016-08-19 04:00 | 12 | 1 | 2.635 | 17.1793
2016-08-19 05:00 | 12 | 1 | 2.635 | 17.1793
2016-08-19 06:00 | 12 | 1 | 2.635 | 17.1793
2016-08-19 07:00 | 12 | 1 | 2.635 | 17.1793
2016-08-19 08:00 | 12 | 1 | 2.635 | 17.1793
2016-08-19 09:00 | 12 | 1 | 2.635 | 17.1793
2016-08-19 10:00 | 12 | 1 | 2.635 | 17.1793
2016-08-19 11:00 | 12 | 1 | 2.635 | 17.1793
2016-08-19 12:00 | 12 | 1 | 2.635 | 17.1793
2016-08-19 13:00 | 12 | 1 | 2.635 | 17.1793
2016-08-19 14:00 | 12 | 1 | 2.635 | 17.1793
2016-08-19 15:00 | 12 | 1 | 2.635 | 17.1793
2016-08-19 16:00 | 12 | 1 | 2.635 | 17.1793
2016-08-19 17:00 | 12 | 1 | 2.635 | 17.1793
2016-08-19 18:00 | 12 | 1 | 2.635 | 17.1793
2016-08-19 19:00 | 15 | 1 | 3.226 | 21.4742
2016-08-19 20:00 | 15 | 1 | 3.226 | 21.4742
2016-08-19 21:00 | 15 | 1 | 3.226 | 21.4742
2016-08-19 22:00 | 15 | 1 | 3.226 | 21.4742
2016-08-19 23:00 | 15 | 1 | 3.226 | 21.4742
2016-08-20 | 14.437 | 1 | 3.1151 | 20.6682
2016-08-20 01:00 | 12.502 | 1 | 2.7339 | 17.898
2016-08-20 02:00 | 12 | 1 | 2.635 | 17.1793
2016-08-20 03:00 | 12 | 1 | 2.635 | 17.1793
2016-08-20 04:00 | 12 | 1 | 2.635 | 17.1793
2016-08-20 05:00 | 12 | 1 | 2.635 | 17.1793
2016-08-20 06:00 | 12 | 1 | 2.635 | 17.1793
2016-08-20 07:00 | 12 | 1 | 2.635 | 17.1793
2016-08-20 08:00 | 12 | 1 | 2.635 | 17.1793
2016-08-20 09:00 | 12 | 1 | 2.635 | 17.1793
2016-08-20 10:00 | 12 | 1 | 2.635 | 17.1793
2016-08-20 11:00 | 12 | 1 | 2.635 | 17.1793
2016-08-20 12:00 | 12 | 1 | 2.635 | 17.1793
2016-08-20 13:00 | 12 | 1 | 2.635 | 17.1793
2016-08-20 14:00 | 12 | 1 | 2.635 | 17.1793
2016-08-20 15:00 | 12 | 1 | 2.635 | 17.1793
2016-08-20 16:00 | 12 | 1 | 2.635 | 17.1793
2016-08-20 17:00 | 12 | 1 | 2.635 | 17.1793
2016-08-20 18:00 | 12 | 1 | 2.635 | 17.1793
2016-08-20 19:00 | 15 | 1 | 3.226 | 21.4742
2016-08-20 20:00 | 15 | 1 | 3.226 | 21.4742
2016-08-20 21:00 | 15 | 1 | 3.226 | 21.4742
2016-08-20 22:00 | 15 | 1 | 3.226 | 21.4742
2016-08-20 23:00 | 15 | 1 | 3.226 | 21.4742
2016-08-21 | 14.955 | 1 | 3.2171 | 21.4097
2016-08-21 01:00 | 12.939 | 1 | 2.82 | 18.5236
2016-08-21 02:00 | 12.131 | 1 | 2.6608 | 17.3669
2016-08-21 03:00 | 12 | 1 | 2.635 | 17.1793
2016-08-21 04:00 | 12 | 1 | 2.635 | 17.1793
2016-08-21 05:00 | 12 | 1 | 2.635 | 17.1793
2016-08-21 06:00 | 12 | 1 | 2.635 | 17.1793
2016-08-21 07:00 | 12 | 1 | 2.635 | 17.1793
2016-08-21 08:00 | 12 | 1 | 2.635 | 17.1793
2016-08-21 09:00 | 12 | 1 | 2.635 | 17.1793
2016-08-21 10:00 | 12 | 1 | 2.635 | 17.1793
2016-08-21 11:00 | 12 | 1 | 2.635 | 17.1793
2016-08-21 12:00 | 12 | 1 | 2.635 | 17.1793
2016-08-21 13:00 | 12 | 1 | 2.635 | 17.1793
2016-08-21 14:00 | 12 | 1 | 2.635 | 17.1793
2016-08-21 15:00 | 12 | 1 | 2.635 | 17.1793
2016-08-21 16:00 | 12 | 1 | 2.635 | 17.1793
2016-08-21 17:00 | 12 | 1 | 2.635 | 17.1793
2016-08-21 18:00 | 12 | 1 | 2.635 | 17.1793
2016-08-21 19:00 | 15 | 1 | 3.226 | 21.4742
2016-08-21 20:00 | 27 | 2 | 5.861 | 38.6535
2016-08-21 21:00 | 15 | 1 | 3.226 | 21.4742
2016-08-21 22:00 | 15 | 1 | 3.226 | 21.4742
2016-08-21 23:00 | 15 | 1 | 3.226 | 21.4742
2016-08-22 | 14.625 | 1 | 3.1521 | 20.9373
2016-08-22 01:00 | 13.41 | 1 | 2.9128 | 19.1979
2016-08-22 02:00 | 12.699 | 1 | 2.7727 | 18.18
2016-08-22 03:00 | 12 | 1 | 2.635 | 17.1793
2016-08-22 04:00 | 12 | 1 | 2.635 | 17.1793
2016-08-22 05:00 | 12 | 1 | 2.635 | 17.1793
2016-08-22 06:00 | 12 | 1 | 2.635 | 17.1793
2016-08-22 07:00 | 12 | 1 | 2.635 | 17.1793
2016-08-22 08:00 | 12 | 1 | 2.635 | 17.1793
2016-08-22 09:00 | 12 | 1 | 2.635 | 17.1793
2016-08-22 10:00 | 12 | 1 | 2.635 | 17.1793
2016-08-22 11:00 | 12 | 1 | 2.635 | 17.1793
2016-08-22 12:00 | 12 | 1 | 2.635 | 17.1793
2016-08-22 13:00 | 12 | 1 | 2.635 | 17.1793
2016-08-22 14:00 | 12 | 1 | 2.635 | 17.1793
2016-08-22 15:00 | 12 | 1 | 2.635 | 17.1793
2016-08-22 16:00 | 12 | 1 | 2.635 | 17.1793
2016-08-22 17:00 | 12 | 1 | 2.635 | 17.1793
2016-08-22 18:00 | 12 | 1 | 2.635 | 17.1793
2016-08-22 19:00 | 15 | 1 | 3.226 | 21.4742
2016-08-22 20:00 | 27 | 2 | 5.861 | 38.6535
2016-08-22 21:00 | 27 | 2 | 5.861 | 38.6535
2016-08-22 22:00 | 15 | 1 | 3.226 | 21.4742
2016-08-22 23:00 | 15 | 1 | 3.226 | 21.4742
2016-08-23 | 14.914 | 1 | 3.2091 | 21.351
2016-08-23 01:00 | 12.897 | 1 | 2.8117 | 18.4635
2016-08-23 02:00 | 12 | 1 | 2.635 | 17.1793
2016-08-23 03:00 | 12 | 1 | 2.635 | 17.1793
2016-08-23 04:00 | 12 | 1 | 2.635 | 17.1793
2016-08-23 05:00 | 12 | 1 | 2.635 | 17.1793
2016-08-23 06:00 | 12 | 1 | 2.635 | 17.1793
2016-08-23 07:00 | 12 | 1 | 2.635 | 17.1793
2016-08-23 08:00 | 12 | 1 | 2.635 | 17.1793
2016-08-23 09:00 | 12 | 1 | 2.635 | 17.1793
2016-08-23 10:00 | 12 | 1 | 2.635 | 17.1793
2016-08-23 11:00 | 12 | 1 | 2.635 | 17.1793
2016-08-23 12:00 | 12 | 1 | 2.635 | 17.1793
2016-08-23 13:00 | 12 | 1 | 2.635 | 17.1793
2016-08-23 14:00 | 12 | 1 | 2.635 | 17.1793
2016-08-23 15:00 | 12 | 1 | 2.635 | 17.1793
2016-08-23 16:00 | 12 | 1 | 2.635 | 17.1793
2016-08-23 17:00 | 12 | 1 | 2.635 | 17.1793
2016-08-23 18:00 | 12 | 1 | 2.635 | 17.1793
2016-08-23 19:00 | 15 | 1 | 3.226 | 21.4742
2016-08-23 20:00 | 15 | 1 | 3.226 | 21.4742
2016-08-23 21:00 | 15 | 1 | 3.226 | 21.4742
2016-08-23 22:00 | 15 | 1 | 3.226 | 21.4742
2016-08-23 23:00 | 15 | 1 | 3.226 | 21.4742
2016-08-24 | 14.572 | 1 | 3.1417 | 20.8614
2016-08-24 01:00 | 12.78 | 1 | 2.7887 | 18.296
2016-08-24 02:00 | 12.14 | 1 | 2.6626 | 17.3798
2016-08-24 03:00 | 12 | 1 | 2.635 | 17.1793
2016-08-24 04:00 | 12 | 1 | 2.635 | 17.1793
2016-08-24 05:00 | 12 | 1 | 2.635 | 17.1793
2016-08-24 06:00 | 12 | 1 | 2.635 | 17.1793
2016-08-24 07:00 | 12 | 1 | 2.635 | 17.1793
2016-08-24 08:00 | 12 | 1 | 2.635 | 17.1793
2016-08-24 09:00 | 12 | 1 | 2.635 | 17.1793
2016-08-24 10:00 | 12 | 1 | 2.635 | 17.1793
2016-08-24 11:00 | 12 | 1 | 2.635 | 17.1793
2016-08-24 12:00 | 12 | 1 | 2.635 | 17.1793
2016-08-24 13:00 | 12 | 1 | 2.635 | 17.1793
2016-08-24 14:00 | 12 | 1 | 2.635 | 17.1793
2016-08-24 15:00 | 12 | 1 | 2.635 | 17.1793
2016-08-24 16:00 | 12 | 1 | 2.635 | 17.1793
2016-08-24 17:00 | 12 | 1 | 2.635 | 17.1793
2016-08-24 18:00 | 12 | 1 | 2.635 | 17.1793
2016-08-24 19:00 | 15 | 1 | 3.226 | 21.4742
2016-08-24 20:00 | 15 | 1 | 3.226 | 21.4742
2016-08-24 21:00 | 15 | 1 | 3.226 | 21.4742
2016-08-24 22:00 | 15 | 1 | 3.226 | 21.4742
2016-08-24 23:00 | 15 | 1 | 3.226 | 21.4742
2016-08-25 | 13.874 | 1 | 3.0042 | 19.8622
2016-08-25 01:00 | 12.018 | 1 | 2.6385 | 17.2051
2016-08-25 02:00 | 12 | 1 | 2.635 | 17.1793
2016-08-25 03:00 | 12 | 1 | 2.635 | 17.1793
2016-08-25 04:00 | 12 | 1 | 2.635 | 17.1793
2016-08-25 05:00 | 12 | 1 | 2.635 | 17.1793
2016-08-25 06:00 | 12 | 1 | 2.635 | 17.1793
2016-08-25 07:00 | 12 | 1 | 2.635 | 17.1793
2016-08-25 08:00 | 12 | 1 | 2.635 | 17.1793
2016-08-25 09:00 | 12 | 1 | 2.635 | 17.1793
2016-08-25 10:00 | 12 | 1 | 2.635 | 17.1793
2016-08-25 11:00 | 12 | 1 | 2.635 | 17.1793
2016-08-25 12:00 | 12 | 1 | 2.635 | 17.1793
2016-08-25 13:00 | 12 | 1 | 2.635 | 17.1793
2016-08-25 14:00 | 12 | 1 | 2.635 | 17.1793
2016-08-25 15:00 | 12 | 1 | 2.635 | 17.1793
2016-08-25 16:00 | 12 | 1 | 2.635 | 17.1793
2016-08-25 17:00 | 12 | 1 | 2.635 | 17.1793
2016-08-25 18:00 | 12 | 1 | 2.635 | 17.1793
2016-08-25 19:00 | 15 | 1 | 3.226 | 21.4742
2016-08-25 20:00 | 15 | 1 | 3.226 | 21.4742
2016-08-25 21:00 | 15 | 1 | 3.226 | 21.4742
2016-08-25 22:00 | 15 | 1 | 3.226 | 21.4742
2016-08-25 23:00 | 15 | 1 | 3.226 | 21.4742
2016-08-26 | 14.764 | 1 | 3.1795 | 21.1363
2016-08-26 01:00 | 12.264 | 1 | 2.687 | 17.5573
2016-08-26 02:00 | 12 | 1 | 2.635 | 17.1793
2016-08-26 03:00 | 12 | 1 | 2.635 | 17.1793
2016-08-26 04:00 | 12 | 1 | 2.635 | 17.1793
2016-08-26 05:00 | 12 | 1 | 2.635 | 17.1793
2016-08-26 06:00 | 12 | 1 | 2.635 | 17.1793
2016-08-26 07:00 | 12 | 1 | 2.635 | 17.1793
2016-08-26 08:00 | 12 | 1 | 2.635 | 17.1793
2016-08-26 09:00 | 12 | 1 | 2.635 | 17.1793
2016-08-26 10:00 | 12 | 1 | 2.635 | 17.1793
2016-08-26 11:00 | 12 | 1 | 2.635 | 17.1793
2016-08-26 12:00 | 12 | 1 | 2.635 | 17.1793
2016-08-26 13:00 | 12 | 1 | 2.635 | 17.1793
2016-08-26 14:00 | 12 | 1 | 2.635 | 17.1793
2016-08-26 15:00 | 12 | 1 | 2.635 | 17.1793
2016-08-26 16:00 | 12 | 1 | 2.635 | 17.1793
2016-08-26 17:00 | 12 | 1 | 2.635 | 17.1793
2016-08-26 18:00 | 12 | 1 | 2.635 | 17.1793
2016-08-26 19:00 | 15 | 1 | 3.226 | 21.4742
2016-08-26 20:00 | 15 | 1 | 3.226 | 21.4742
2016-08-26 21:00 | 15 | 1 | 3.226 | 21.4742
2016-08-26 22:00 | 15 | 1 | 3.226 | 21.4742
2016-08-26 23:00 | 15 | 1 | 3.226 | 21.4742
2016-08-27 | 15 | 1 | 3.226 | 21.4742
2016-08-27 01:00 | 12.918 | 1 | 2.8158 | 18.4936
2016-08-27 02:00 | 12 | 1 | 2.635 | 17.1793
2016-08-27 03:00 | 12 | 1 | 2.635 | 17.1793
2016-08-27 04:00 | 12 | 1 | 2.635 | 17.1793
2016-08-27 05:00 | 12 | 1 | 2.635 | 17.1793
2016-08-27 06:00 | 12 | 1 | 2.635 | 17.1793
2016-08-27 07:00 | 12 | 1 | 2.635 | 17.1793
2016-08-27 08:00 | 12 | 1 | 2.635 | 17.1793
2016-08-27 09:00 | 12 | 1 | 2.635 | 17.1793
2016-08-27 10:00 | 12 | 1 | 2.635 | 17.1793
2016-08-27 11:00 | 12 | 1 | 2.635 | 17.1793
2016-08-27 12:00 | 12 | 1 | 2.635 | 17.1793
2016-08-27 13:00 | 12 | 1 | 2.635 | 17.1793
2016-08-27 14:00 | 12 | 1 | 2.635 | 17.1793
2016-08-27 15:00 | 12 | 1 | 2.635 | 17.1793
2016-08-27 16:00 | 12 | 1 | 2.635 | 17.1793
2016-08-27 17:00 | 12 | 1 | 2.635 | 17.1793
2016-08-27 18:00 | 12 | 1 | 2.635 | 17.1793
2016-08-27 19:00 | 15 | 1 | 3.226 | 21.4742
2016-08-27 20:00 | 15 | 1 | 3.226 | 21.4742
2016-08-27 21:00 | 15 | 1 | 3.226 | 21.4742
2016-08-27 22:00 | 15 | 1 | 3.226 | 21.4742
2016-08-27 23:00 | 15 | 1 | 3.226 | 21.4742
2016-08-28 | 15 | 1 | 3.226 | 21.4742
2016-08-28 01:00 | 13.755 | 1 | 2.9807 | 19.6918
2016-08-28 02:00 | 13.266 | 1 | 2.8844 | 18.9918
2016-08-28 03:00 | 12 | 1 | 2.635 | 17.1793
2016-08-28 04:00 | 12 | 1 | 2.635 | 17.1793
2016-08-28 05:00 | 12 | 1 | 2.635 | 17.1793
2016-08-28 06:00 | 12 | 1 | 2.635 | 17.1793
2016-08-28 07:00 | 12 | 1 | 2.635 | 17.1793
2016-08-28 08:00 | 12 | 1 | 2.635 | 17.1793
2016-08-28 09:00 | 12 | 1 | 2.635 | 17.1793
2016-08-28 10:00 | 12 | 1 | 2.635 | 17.1793
2016-08-28 11:00 | 12 | 1 | 2.635 | 17.1793
2016-08-28 12:00 | 12 | 1 | 2.635 | 17.1793
2016-08-28 13:00 | 12 | 1 | 2.635 | 17.1793
2016-08-28 14:00 | 12 | 1 | 2.635 | 17.1793
2016-08-28 15:00 | 12 | 1 | 2.635 | 17.1793
2016-08-28 16:00 | 12 | 1 | 2.635 | 17.1793
2016-08-28 17:00 | 12 | 1 | 2.635 | 17.1793
2016-08-28 18:00 | 12 | 1 | 2.635 | 17.1793
2016-08-28 19:00 | 15 | 1 | 3.226 | 21.4742
2016-08-28 20:00 | 15 | 1 | 3.226 | 21.4742
2016-08-28 21:00 | 15 | 1 | 3.226 | 21.4742
2016-08-28 22:00 | 15 | 1 | 3.226 | 21.4742
2016-08-28 23:00 | 15 | 1 | 3.226 | 21.4742
2016-08-29 | 15 | 1 | 3.226 | 21.4742
2016-08-29 01:00 | 13.422 | 1 | 2.9151 | 19.2151
2016-08-29 02:00 | 12.304 | 1 | 2.6949 | 17.6145
2016-08-29 03:00 | 12 | 1 | 2.635 | 17.1793
2016-08-29 04:00 | 12 | 1 | 2.635 | 17.1793
2016-08-29 05:00 | 12 | 1 | 2.635 | 17.1793
2016-08-29 06:00 | 12 | 1 | 2.635 | 17.1793
2016-08-29 07:00 | 12 | 1 | 2.635 | 17.1793
2016-08-29 08:00 | 12 | 1 | 2.635 | 17.1793
2016-08-29 09:00 | 12 | 1 | 2.635 | 17.1793
2016-08-29 10:00 | 12 | 1 | 2.635 | 17.1793
2016-08-29 11:00 | 12 | 1 | 2.635 | 17.1793
2016-08-29 12:00 | 12 | 1 | 2.635 | 17.1793
2016-08-29 13:00 | 12 | 1 | 2.635 | 17.1793
2016-08-29 14:00 | 12 | 1 | 2.635 | 17.1793
2016-08-29 15:00 | 12 | 1 | 2.635 | 17.1793
2016-08-29 16:00 | 12 | 1 | 2.635 | 17.1793
2016-08-29 17:00 | 12 | 1 | 2.635 | 17.1793
2016-08-29 18:00 | 12 | 1 | 2.635 | 17.1793
2016-08-29 19:00 | 15 | 1 | 3.226 | 21.4742
2016-08-29 20:00 | 15 | 1 | 3.226 | 21.4742
2016-08-29 21:00 | 27 | 2 | 5.861 | 38.6535
2016-08-29 22:00 | 15 | 1 | 3.226 | 21.4742
2016-08-29 23:00 | 15 | 1 | 3.226 | 21.4742
2016-08-30 | 15 | 1 | 3.226 | 21.4742
2016-08-30 01:00 | 13.258 | 1 | 2.8828 | 18.9803
2016-08-30 02:00 | 12 | 1 | 2.635 | 17.1793
2016-08-30 03:00 | 12 | 1 | 2.635 | 17.1793
2016-08-30 04:00 | 12 | 1 | 2.635 | 17.1793
2016-08-30 05:00 | 12 | 1 | 2.635 | 17.1793
2016-08-30 06:00 | 12 | 1 | 2.635 | 17.1793
2016-08-30 07:00 | 12 | 1 | 2.635 | 17.1793
2016-08-30 08:00 | 12 | 1 | 2.635 | 17.1793
2016-08-30 09:00 | 12 | 1 | 2.635 | 17.1793
2016-08-30 10:00 | 12 | 1 | 2.635 | 17.1793
2016-08-30 11:00 | 12 | 1 | 2.635 | 17.1793
2016-08-30 12:00 | 12 | 1 | 2.635 | 17.1793
2016-08-30 13:00 | 12 | 1 | 2.635 | 17.1793
2016-08-30 14:00 | 12 | 1 | 2.635 | 17.1793
2016-08-30 15:00 | 12 | 1 | 2.635 | 17.1793
2016-08-30 16:00 | 12 | 1 | 2.635 | 17.1793
2016-08-30 17:00 | 12 | 1 | 2.635 | 17.1793
2016-08-30 18:00 | 12 | 1 | 2.635 | 17.1793
2016-08-30 19:00 | 15 | 1 | 3.226 | 21.4742
2016-08-30 20:00 | 15 | 1 | 3.226 | 21.4742
2016-08-30 21:00 | 27 | 2 | 5.861 | 38.6535
2016-08-30 22:00 | 15 | 1 | 3.226 | 21.4742
2016-08-30 23:00 | 15 | 1 | 3.226 | 21.4742
2016-08-31 | 15 | 1 | 3.226 | 21.4742
2016-08-31 01:00 | 12.867 | 1 | 2.8058 | 18.4205
2016-08-31 02:00 | 12 | 1 | 2.635 | 17.1793
2016-08-31 03:00 | 12 | 1 | 2.635 | 17.1793
2016-08-31 04:00 | 12 | 1 | 2.635 | 17.1793
2016-08-31 05:00 | 12 | 1 | 2.635 | 17.1793
2016-08-31 06:00 | 12 | 1 | 2.635 | 17.1793
2016-08-31 07:00 | 12 | 1 | 2.635 | 17.1793
2016-08-31 08:00 | 12 | 1 | 2.635 | 17.1793
2016-08-31 09:00 | 12 | 1 | 2.635 | 17.1793
2016-08-31 10:00 | 12 | 1 | 2.635 | 17.1793
2016-08-31 11:00 | 12 | 1 | 2.635 | 17.1793
2016-08-31 12:00 | 12 | 1 | 2.635 | 17.1793
2016-08-31 13:00 | 12 | 1 | 2.635 | 17.1793
2016-08-31 14:00 | 12 | 1 | 2.635 | 17.1793
2016-08-31 15:00 | 12 | 1 | 2.635 | 17.1793
2016-08-31 16:00 | 12 | 1 | 2.635 | 17.1793
2016-08-31 17:00 | 12 | 1 | 2.635 | 17.1793
2016-08-31 18:00 | 12 | 1 | 2.635 | 17.1793
2016-08-31 19:00 | 15 | 1 | 3.226 | 21.4742
2016-08-31 20:00 | 27 | 2 | 5.861 | 38.6535
2016-08-31 21:00 | 27 | 2 | 5.861 | 38.6535
2016-08-31 22:00 | 15 | 1 | 3.226 | 21.4742
2016-08-31 23:00 | 15 | 1 | 3.226 | 21.4742
2016-09-01 | 15 | 1 | 3.226 | 21.4742
2016-09-01 01:00 | 13.774 | 1 | 2.9845 | 19.719
2016-09-01 02:00 | 12.112 | 1 | 2.6571 | 17.3397
2016-09-01 03:00 | 12 | 1 | 2.635 | 17.1793
2016-09-01 04:00 | 12 | 1 | 2.635 | 17.1793
2016-09-01 05:00 | 12 | 1 | 2.635 | 17.1793
2016-09-01 06:00 | 12 | 1 | 2.635 | 17.1793
2016-09-01 07:00 | 12 | 1 | 2.635 | 17.1793
2016-09-01 08:00 | 12 | 1 | 2.635 | 17.1793
2016-09-01 09:00 | 12 | 1 | 2.635 | 17.1793
2016-09-01 10:00 | 12 | 1 | 2.635 | 17.1793
2016-09-01 11:00 | 12 | 1 | 2.635 | 17.1793
2016-09-01 12:00 | 12 | 1 | 2.635 | 17.1793
2016-09-01 13:00 | 12 | 1 | 2.635 | 17.1793
2016-09-01 14:00 | 12 | 1 | 2.635 | 17.1793
2016-09-01 15:00 | 12 | 1 | 2.635 | 17.1793
2016-09-01 16:00 | 12 | 1 | 2.635 | 17.1793
2016-09-01 17:00 | 12 | 1 | 2.635 | 17.1793
2016-09-01 18:00 | 12 | 1 | 2.635 | 17.1793
2016-09-01 19:00 | 15 | 1 | 3.226 | 21.4742
2016-09-01 20:00 | 15 | 1 | 3.226 | 21.4742
2016-09-01 21:00 | 15 | 1 | 3.226 | 21.4742
2016-09-01 22:00 | 15 | 1 | 3.226 | 21.4742
2016-09-01 23:00 | 15 | 1 | 3.226 | 21.4742
2016-09-02 | 15 | 1 | 3.226 | 21.4742
2016-09-02 01:00 | 13.888 | 1 | 3.0069 | 19.8822
2016-09-02 02:00 | 12.578 | 1 | 2.7489 | 18.0068
2016-09-02 03:00 | 12.193 | 1 | 2.673 | 17.4556
2016-09-02 04:00 | 12 | 1 | 2.635 | 17.1793
2016-09-02 05:00 | 12 | 1 | 2.635 | 17.1793
2016-09-02 06:00 | 12 | 1 | 2.635 | 17.1793
2016-09-02 07:00 | 12 | 1 | 2.635 | 17.1793
2016-09-02 08:00 | 12 | 1 | 2.635 | 17.1793
2016-09-02 09:00 | 12 | 1 | 2.635 | 17.1793
2016-09-02 10:00 | 12 | 1 | 2.635 | 17.1793
2016-09-02 11:00 | 12 | 1 | 2.635 | 17.1793
2016-09-02 12:00 | 12 | 1 | 2.635 | 17.1793
2016-09-02 13:00 | 12 | 1 | 2.635 | 17.1793
2016-09-02 14:00 | 12 | 1 | 2.635 | 17.1793
2016-09-02 15:00 | 12 | 1 | 2.635 | 17.1793
2016-09-02 16:00 | 12 | 1 | 2.635 | 17.1793
2016-09-02 17:00 | 12 | 1 | 2.635 | 17.1793
2016-09-02 18:00 | 12 | 1 | 2.635 | 17.1793
2016-09-02 19:00 | 15 | 1 | 3.226 | 21.4742
2016-09-02 20:00 | 15 | 1 | 3.226 | 21.4742
2016-09-02 21:00 | 15 | 1 | 3.226 | 21.4742
2016-09-02 22:00 | 15 | 1 | 3.226 | 21.4742
2016-09-02 23:00 | 15 | 1 | 3.226 | 21.4742
2016-09-03 | 15 | 1 | 3.226 | 21.4742
2016-09-03 01:00 | 14.083 | 1 | 3.0454 | 20.1614
2016-09-03 02:00 | 12.801 | 1 | 2.7928 | 18.3261
2016-09-03 03:00 | 12.49 | 1 | 2.7315 | 17.8808
2016-09-03 04:00 | 12 | 1 | 2.635 | 17.1793
2016-09-03 05:00 | 12 | 1 | 2.635 | 17.1793
2016-09-03 06:00 | 12 | 1 | 2.635 | 17.1793
2016-09-03 07:00 | 12 | 1 | 2.635 | 17.1793
2016-09-03 08:00 | 12 | 1 | 2.635 | 17.1793
2016-09-03 09:00 | 12 | 1 | 2.635 | 17.1793
2016-09-03 10:00 | 12 | 1 | 2.635 | 17.1793
2016-09-03 11:00 | 12 | 1 | 2.635 | 17.1793
2016-09-03 12:00 | 12 | 1 | 2.635 | 17.1793
2016-09-03 13:00 | 12 | 1 | 2.635 | 17.1793
2016-09-03 14:00 | 12 | 1 | 2.635 | 17.1793
2016-09-03 15:00 | 12 | 1 | 2.635 | 17.1793
2016-09-03 16:00 | 12 | 1 | 2.635 | 17.1793
2016-09-03 17:00 | 12 | 1 | 2.635 | 17.1793
2016-09-03 18:00 | 12 | 1 | 2.635 | 17.1793
2016-09-03 19:00 | 15 | 1 | 3.226 | 21.4742
2016-09-03 20:00 | 15 | 1 | 3.226 | 21.4742
2016-09-03 21:00 | 15 | 1 | 3.226 | 21.4742
2016-09-03 22:00 | 15 | 1 | 3.226 | 21.4742
2016-09-03 23:00 | 15 | 1 | 3.226 | 21.4742
2016-09-04 | 15 | 1 | 3.226 | 21.4742
2016-09-04 01:00 | 14.497 | 1 | 3.1269 | 20.7541
2016-09-04 02:00 | 12.687 | 1 | 2.7703 | 18.1628
2016-09-04 03:00 | 12 | 1 | 2.635 | 17.1793
2016-09-04 04:00 | 12 | 1 | 2.635 | 17.1793
2016-09-04 05:00 | 12 | 1 | 2.635 | 17.1793
2016-09-04 06:00 | 12 | 1 | 2.635 | 17.1793
2016-09-04 07:00 | 12 | 1 | 2.635 | 17.1793
2016-09-04 08:00 | 12 | 1 | 2.635 | 17.1793
2016-09-04 09:00 | 12 | 1 | 2.635 | 17.1793
2016-09-04 10:00 | 12 | 1 | 2.635 | 17.1793
2016-09-04 11:00 | 12 | 1 | 2.635 | 17.1793
2016-09-04 12:00 | 12 | 1 | 2.635 | 17.1793
2016-09-04 13:00 | 12 | 1 | 2.635 | 17.1793
2016-09-04 14:00 | 12 | 1 | 2.635 | 17.1793
2016-09-04 15:00 | 12 | 1 | 2.635 | 17.1793
2016-09-04 16:00 | 12 | 1 | 2.635 | 17.1793
2016-09-04 17:00 | 12 | 1 | 2.635 | 17.1793
2016-09-04 18:00 | 12 | 1 | 2.635 | 17.1793
2016-09-04 19:00 | 15 | 1 | 3.226 | 21.4742
2016-09-04 20:00 | 15 | 1 | 3.226 | 21.4742
2016-09-04 21:00 | 15 | 1 | 3.226 | 21.4742
2016-09-04 22:00 | 15 | 1 | 3.226 | 21.4742
2016-09-04 23:00 | 15 | 1 | 3.226 | 21.4742
2016-09-05 | 15 | 1 | 3.226 | 21.4742
2016-09-05 01:00 | 14.166 | 1 | 3.0617 | 20.2802
2016-09-05 02:00 | 13.003 | 1 | 2.8326 | 18.6152
2016-09-05 03:00 | 12.267 | 1 | 2.6876 | 17.5616
2016-09-05 04:00 | 12 | 1 | 2.635 | 17.1793
2016-09-05 05:00 | 12 | 1 | 2.635 | 17.1793
2016-09-05 06:00 | 12 | 1 | 2.635 | 17.1793
2016-09-05 07:00 | 12 | 1 | 2.635 | 17.1793
2016-09-05 08:00 | 12 | 1 | 2.635 | 17.1793
2016-09-05 09:00 | 12 | 1 | 2.635 | 17.1793
2016-09-05 10:00 | 12 | 1 | 2.635 | 17.1793
2016-09-05 11:00 | 12 | 1 | 2.635 | 17.1793
2016-09-05 12:00 | 12 | 1 | 2.635 | 17.1793
2016-09-05 13:00 | 12 | 1 | 2.635 | 17.1793
2016-09-05 14:00 | 12 | 1 | 2.635 | 17.1793
2016-09-05 15:00 | 12 | 1 | 2.635 | 17.1793
2016-09-05 16:00 | 12 | 1 | 2.635 | 17.1793
2016-09-05 17:00 | 12 | 1 | 2.635 | 17.1793
2016-09-05 18:00 | 12 | 1 | 2.635 | 17.1793
2016-09-05 19:00 | 15 | 1 | 3.226 | 21.4742
2016-09-05 20:00 | 15 | 1 | 3.226 | 21.4742
2016-09-05 21:00 | 27 | 2 | 5.861 | 38.6535
2016-09-05 22:00 | 15 | 1 | 3.226 | 21.4742
2016-09-05 23:00 | 15 | 1 | 3.226 | 21.4742
2016-09-06 | 15 | 1 | 3.226 | 21.4742
2016-09-06 01:00 | 13.844 | 1 | 2.9983 | 19.8192
2016-09-06 02:00 | 13.695 | 1 | 2.9689 | 19.6059
2016-09-06 03:00 | 12.573 | 1 | 2.7479 | 17.9996
2016-09-06 04:00 | 12 | 1 | 2.635 | 17.1793
2016-09-06 05:00 | 12 | 1 | 2.635 | 17.1793
2016-09-06 06:00 | 12 | 1 | 2.635 | 17.1793
2016-09-06 07:00 | 12 | 1 | 2.635 | 17.1793
2016-09-06 08:00 | 12 | 1 | 2.635 | 17.1793
2016-09-06 09:00 | 12 | 1 | 2.635 | 17.1793
2016-09-06 10:00 | 12 | 1 | 2.635 | 17.1793
2016-09-06 11:00 | 12 | 1 | 2.635 | 17.1793
2016-09-06 12:00 | 12 | 1 | 2.635 | 17.1793
2016-09-06 13:00 | 12 | 1 | 2.635 | 17.1793
2016-09-06 14:00 | 12 | 1 | 2.635 | 17.1793
2016-09-06 15:00 | 12 | 1 | 2.635 | 17.1793
2016-09-06 16:00 | 12 | 1 | 2.635 | 17.1793
2016-09-06 17:00 | 12 | 1 | 2.635 | 17.1793
2016-09-06 18:00 | 12 | 1 | 2.635 | 17.1793
2016-09-06 19:00 | 15 | 1 | 3.226 | 21.4742
2016-09-06 20:00 | 15 | 1 | 3.226 | 21.4742
2016-09-06 21:00 | 27 | 2 | 5.861 | 38.6535
2016-09-06 22:00 | 15 | 1 | 3.226 | 21.4742
2016-09-06 23:00 | 15 | 1 | 3.226 | 21.4742
2016-09-07 | 15 | 1 | 3.226 | 21.4742
2016-09-07 01:00 | 13.653 | 1 | 2.9606 | 19.5458
2016-09-07 02:00 | 12.805 | 1 | 2.7936 | 18.3318
2016-09-07 03:00 | 12.715 | 1 | 2.7759 | 18.2029
2016-09-07 04:00 | 12.479 | 1 | 2.7294 | 17.8651
2016-09-07 05:00 | 12 | 1 | 2.635 | 17.1793
2016-09-07 06:00 | 12 | 1 | 2.635 | 17.1793
2016-09-07 07:00 | 12 | 1 | 2.635 | 17.1793
2016-09-07 08:00 | 12 | 1 | 2.635 | 17.1793
2016-09-07 09:00 | 12 | 1 | 2.635 | 17.1793
2016-09-07 10:00 | 12 | 1 | 2.635 | 17.1793
2016-09-07 11:00 | 12 | 1 | 2.635 | 17.1793
2016-09-07 12:00 | 12 | 1 | 2.635 | 17.1793
2016-09-07 13:00 | 12 | 1 | 2.635 | 17.1793
2016-09-07 14:00 | 12 | 1 | 2.635 | 17.1793
2016-09-07 15:00 | 12 | 1 | 2.635 | 17.1793
2016-09-07 16:00 | 12 | 1 | 2.635 | 17.1793
2016-09-07 17:00 | 12 | 1 | 2.635 | 17.1793
2016-09-07 18:00 | 12 | 1 | 2.635 | 17.1793
2016-09-07 19:00 | 15 | 1 | 3.226 | 21.4742
2016-09-07 20:00 | 15 | 1 | 3.226 | 21.4742
2016-09-07 21:00 | 15 | 1 | 3.226 | 21.4742
2016-09-07 22:00 | 15 | 1 | 3.226 | 21.4742
2016-09-07 23:00 | 15 | 1 | 3.226 | 21.4742
2016-09-08 | 14.826 | 1 | 3.1917 | 21.2251
2016-09-08 01:00 | 13.234 | 1 | 2.8781 | 18.9459
2016-09-08 02:00 | 12.239 | 1 | 2.6821 | 17.5215
2016-09-08 03:00 | 12.174 | 1 | 2.6693 | 17.4284
2016-09-08 04:00 | 12 | 1 | 2.635 | 17.1793
2016-09-08 05:00 | 12 | 1 | 2.635 | 17.1793
2016-09-08 06:00 | 12 | 1 | 2.635 | 17.1793
2016-09-08 07:00 | 12 | 1 | 2.635 | 17.1793
2016-09-08 08:00 | 12 | 1 | 2.635 | 17.1793
2016-09-08 09:00 | 12 | 1 | 2.635 | 17.1793
2016-09-08 10:00 | 12 | 1 | 2.635 | 17.1793
2016-09-08 11:00 | 12 | 1 | 2.635 | 17.1793
2016-09-08 12:00 | 12 | 1 | 2.635 | 17.1793
2016-09-08 13:00 | 12 | 1 | 2.635 | 17.1793
2016-09-08 14:00 | 12 | 1 | 2.635 | 17.1793
2016-09-08 15:00 | 12 | 1 | 2.635 | 17.1793
2016-09-08 16:00 | 12 | 1 | 2.635 | 17.1793
2016-09-08 17:00 | 12 | 1 | 2.635 | 17.1793
2016-09-08 18:00 | 12 | 1 | 2.635 | 17.1793
2016-09-08 19:00 | 15 | 1 | 3.226 | 21.4742
2016-09-08 20:00 | 15 | 1 | 3.226 | 21.4742
2016-09-08 21:00 | 27 | 2 | 5.861 | 38.6535
2016-09-08 22:00 | 15 | 1 | 3.226 | 21.4742
2016-09-08 23:00 | 15 | 1 | 3.226 | 21.4742
2016-09-09 | 15 | 1 | 3.226 | 21.4742
2016-09-09 01:00 | 12.976 | 1 | 2.8273 | 18.5766
2016-09-09 02:00 | 12.454 | 1 | 2.7244 | 17.8293
2016-09-09 03:00 | 12 | 1 | 2.635 | 17.1793
2016-09-09 04:00 | 12 | 1 | 2.635 | 17.1793
2016-09-09 05:00 | 12 | 1 | 2.635 | 17.1793
2016-09-09 06:00 | 12 | 1 | 2.635 | 17.1793
2016-09-09 07:00 | 12 | 1 | 2.635 | 17.1793
2016-09-09 08:00 | 12 | 1 | 2.635 | 17.1793
2016-09-09 09:00 | 12 | 1 | 2.635 | 17.1793
2016-09-09 10:00 | 12 | 1 | 2.635 | 17.1793
2016-09-09 11:00 | 12 | 1 | 2.635 | 17.1793
2016-09-09 12:00 | 12 | 1 | 2.635 | 17.1793
2016-09-09 13:00 | 12 | 1 | 2.635 | 17.1793
2016-09-09 14:00 | 12 | 1 | 2.635 | 17.1793
2016-09-09 15:00 | 12 | 1 | 2.635 | 17.1793
2016-09-09 16:00 | 12 | 1 | 2.635 | 17.1793
2016-09-09 17:00 | 12 | 1 | 2.635 | 17.1793
2016-09-09 18:00 | 12 | 1 | 2.635 | 17.1793
2016-09-09 19:00 | 15 | 1 | 3.226 | 21.4742
2016-09-09 20:00 | 15 | 1 | 3.226 | 21.4742
2016-09-09 21:00 | 15 | 1 | 3.226 | 21.4742
2016-09-09 22:00 | 15 | 1 | 3.226 | 21.4742
2016-09-09 23:00 | 15 | 1 | 3.226 | 21.4742
2016-09-10 | 14.494 | 1 | 3.1263 | 20.7498
2016-09-10 01:00 | 12.285 | 1 | 2.6911 | 17.5873
2016-09-10 02:00 | 12 | 1 | 2.635 | 17.1793
2016-09-10 03:00 | 12 | 1 | 2.635 | 17.1793
2016-09-10 04:00 | 12 | 1 | 2.635 | 17.1793
2016-09-10 05:00 | 12 | 1 | 2.635 | 17.1793
2016-09-10 06:00 | 12 | 1 | 2.635 | 17.1793
2016-09-10 07:00 | 12 | 1 | 2.635 | 17.1793
2016-09-10 08:00 | 12 | 1 | 2.635 | 17.1793
2016-09-10 09:00 | 12 | 1 | 2.635 | 17.1793
2016-09-10 10:00 | 12 | 1 | 2.635 | 17.1793
2016-09-10 11:00 | 12 | 1 | 2.635 | 17.1793
2016-09-10 12:00 | 12 | 1 | 2.635 | 17.1793
2016-09-10 13:00 | 12 | 1 | 2.635 | 17.1793
2016-09-10 14:00 | 12 | 1 | 2.635 | 17.1793
2016-09-10 15:00 | 12 | 1 | 2.635 | 17.1793
2016-09-10 16:00 | 12 | 1 | 2.635 | 17.1793
2016-09-10 17:00 | 12 | 1 | 2.635 | 17.1793
2016-09-10 18:00 | 12 | 1 | 2.635 | 17.1793
2016-09-10 19:00 | 15 | 1 | 3.226 | 21.4742
2016-09-10 20:00 | 15 | 1 | 3.226 | 21.4742
2016-09-10 21:00 | 15 | 1 | 3.226 | 21.4742
2016-09-10 22:00 | 15 | 1 | 3.226 | 21.4742
2016-09-10 23:00 | 15 | 1 | 3.226 | 21.4742
2016-09-11 | 14.871 | 1 | 3.2006 | 21.2895
2016-09-11 01:00 | 12.741 | 1 | 2.781 | 18.2402
2016-09-11 02:00 | 12.484 | 1 | 2.7303 | 17.8722
2016-09-11 03:00 | 12 | 1 | 2.635 | 17.1793
2016-09-11 04:00 | 12 | 1 | 2.635 | 17.1793
2016-09-11 05:00 | 12 | 1 | 2.635 | 17.1793
2016-09-11 06:00 | 12 | 1 | 2.635 | 17.1793
2016-09-11 07:00 | 12 | 1 | 2.635 | 17.1793
2016-09-11 08:00 | 12 | 1 | 2.635 | 17.1793
2016-09-11 09:00 | 12 | 1 | 2.635 | 17.1793
2016-09-11 10:00 | 12 | 1 | 2.635 | 17.1793
2016-09-11 11:00 | 12 | 1 | 2.635 | 17.1793
2016-09-11 12:00 | 12 | 1 | 2.635 | 17.1793
2016-09-11 13:00 | 12 | 1 | 2.635 | 17.1793
2016-09-11 14:00 | 12 | 1 | 2.635 | 17.1793
2016-09-11 15:00 | 12 | 1 | 2.635 | 17.1793
2016-09-11 16:00 | 12 | 1 | 2.635 | 17.1793
2016-09-11 17:00 | 12 | 1 | 2.635 | 17.1793
2016-09-11 18:00 | 12 | 1 | 2.635 | 17.1793
2016-09-11 19:00 | 15 | 1 | 3.226 | 21.4742
2016-09-11 20:00 | 15 | 1 | 3.226 | 21.4742
2016-09-11 21:00 | 27 | 2 | 5.861 | 38.6535
2016-09-11 22:00 | 15 | 1 | 3.226 | 21.4742
2016-09-11 23:00 | 15 | 1 | 3.226 | 21.4742
2016-09-12 | 14.523 | 1 | 3.132 | 20.7913
2016-09-12 01:00 | 13.212 | 1 | 2.8738 | 18.9144
2016-09-12 02:00 | 12.068 | 1 | 2.6484 | 17.2767
2016-09-12 03:00 | 12 | 1 | 2.635 | 17.1793
2016-09-12 04:00 | 12 | 1 | 2.635 | 17.1793
2016-09-12 05:00 | 12 | 1 | 2.635 | 17.1793
2016-09-12 06:00 | 12 | 1 | 2.635 | 17.1793
2016-09-12 07:00 | 12 | 1 | 2.635 | 17.1793
2016-09-12 08:00 | 12 | 1 | 2.635 | 17.1793
2016-09-12 09:00 | 12 | 1 | 2.635 | 17.1793
2016-09-12 10:00 | 12 | 1 | 2.635 | 17.1793
2016-09-12 11:00 | 12 | 1 | 2.635 | 17.1793
2016-09-12 12:00 | 12 | 1 | 2.635 | 17.1793
2016-09-12 13:00 | 12 | 1 | 2.635 | 17.1793
2016-09-12 14:00 | 12 | 1 | 2.635 | 17.1793
2016-09-12 15:00 | 12 | 1 | 2.635 | 17.1793
2016-09-12 16:00 | 12 | 1 | 2.635 | 17.1793
2016-09-12 17:00 | 12 | 1 | 2.635 | 17.1793
2016-09-12 18:00 | 12 | 1 | 2.635 | 17.1793
2016-09-12 19:00 | 15 | 1 | 3.226 | 21.4742
2016-09-12 20:00 | 27 | 2 | 5.861 | 38.6535
2016-09-12 21:00 | 15 | 1 | 3.226 | 21.4742
2016-09-12 22:00 | 15 | 1 | 3.226 | 21.4742
2016-09-12 23:00 | 15 | 1 | 3.226 | 21.4742
2016-09-13 | 15 | 1 | 3.226 | 21.4742
2016-09-13 01:00 | 13.824 | 1 | 2.9943 | 19.7906
2016-09-13 02:00 | 12.565 | 1 | 2.7463 | 17.9882
2016-09-13 03:00 | 12 | 1 | 2.635 | 17.1793
2016-09-13 04:00 | 12 | 1 | 2.635 | 17.1793
2016-09-13 05:00 | 12 | 1 | 2.635 | 17.1793
2016-09-13 06:00 | 12 | 1 | 2.635 | 17.1793
2016-09-13 07:00 | 12 | 1 | 2.635 | 17.1793
2016-09-13 08:00 | 12 | 1 | 2.635 | 17.1793
2016-09-13 09:00 | 12 | 1 | 2.635 | 17.1793
2016-09-13 10:00 | 12 | 1 | 2.635 | 17.1793
2016-09-13 11:00 | 12 | 1 | 2.635 | 17.1793
2016-09-13 12:00 | 12 | 1 | 2.635 | 17.1793
2016-09-13 13:00 | 12 | 1 | 2.635 | 17.1793
2016-09-13 14:00 | 12 | 1 | 2.635 | 17.1793
2016-09-13 15:00 | 12 | 1 | 2.635 | 17.1793
2016-09-13 16:00 | 12 | 1 | 2.635 | 17.1793
2016-09-13 17:00 | 12 | 1 | 2.635 | 17.1793
2016-09-13 18:00 | 12 | 1 | 2.635 | 17.1793
2016-09-13 19:00 | 15 | 1 | 3.226 | 21.4742
2016-09-13 20:00 | 15 | 1 | 3.226 | 21.4742
2016-09-13 21:00 | 15 | 1 | 3.226 | 21.4742
2016-09-13 22:00 | 15 | 1 | 3.226 | 21.4742
2016-09-13 23:00 | 15 | 1 | 3.226 | 21.4742
2016-09-14 | 15 | 1 | 3.226 | 21.4742
2016-09-14 01:00 | 13.158 | 1 | 2.8631 | 18.8371
2016-09-14 02:00 | 12.094 | 1 | 2.6535 | 17.3139
2016-09-14 03:00 | 12 | 1 | 2.635 | 17.1793
2016-09-14 04:00 | 12 | 1 | 2.635 | 17.1793
2016-09-14 05:00 | 12 | 1 | 2.635 | 17.1793
2016-09-14 06:00 | 12 | 1 | 2.635 | 17.1793
2016-09-14 07:00 | 12 | 1 | 2.635 | 17.1793
2016-09-14 08:00 | 12 | 1 | 2.635 | 17.1793
2016-09-14 09:00 | 12 | 1 | 2.635 | 17.1793
2016-09-14 10:00 | 12 | 1 | 2.635 | 17.1793
2016-09-14 11:00 | 12 | 1 | 2.635 | 17.1793
2016-09-14 12:00 | 12 | 1 | 2.635 | 17.1793
2016-09-14 13:00 | 12 | 1 | 2.635 | 17.1793
2016-09-14 14:00 | 12 | 1 | 2.635 | 17.1793
2016-09-14 15:00 | 12 | 1 | 2.635 | 17.1793
2016-09-14 16:00 | 12 | 1 | 2.635 | 17.1793
2016-09-14 17:00 | 12 | 1 | 2.635 | 17.1793
2016-09-14 18:00 | 12 | 1 | 2.635 | 17.1793
2016-09-14 19:00 | 15 | 1 | 3.226 | 21.4742
2016-09-14 20:00 | 15 | 1 | 3.226 | 21.4742
2016-09-14 21:00 | 15 | 1 | 3.226 | 21.4742
2016-09-14 22:00 | 15 | 1 | 3.226 | 21.4742
2016-09-14 23:00 | 15 | 1 | 3.226 | 21.4742
2016-09-15 | 15 | 1 | 3.226 | 21.4742
2016-09-15 01:00 | 13.244 | 1 | 2.8801 | 18.9603
2016-09-15 02:00 | 12.881 | 1 | 2.8086 | 18.4406
2016-09-15 03:00 | 12.371 | 1 | 2.7081 | 17.7105
2016-09-15 04:00 | 12 | 1 | 2.635 | 17.1793
2016-09-15 05:00 | 12 | 1 | 2.635 | 17.1793
2016-09-15 06:00 | 12 | 1 | 2.635 | 17.1793
2016-09-15 07:00 | 12 | 1 | 2.635 | 17.1793
2016-09-15 08:00 | 12 | 1 | 2.635 | 17.1793
2016-09-15 09:00 | 12 | 1 | 2.635 | 17.1793
2016-09-15 10:00 | 12 | 1 | 2.635 | 17.1793
2016-09-15 11:00 | 12 | 1 | 2.635 | 17.1793
2016-09-15 12:00 | 12 | 1 | 2.635 | 17.1793
2016-09-15 13:00 | 12 | 1 | 2.635 | 17.1793
2016-09-15 14:00 | 12 | 1 | 2.635 | 17.1793
2016-09-15 15:00 | 12 | 1 | 2.635 | 17.1793
2016-09-15 16:00 | 12 | 1 | 2.635 | 17.1793
2016-09-15 17:00 | 12 | 1 | 2.635 | 17.1793
2016-09-15 18:00 | 12 | 1 | 2.635 | 17.1793
2016-09-15 19:00 | 15 | 1 | 3.226 | 21.4742
2016-09-15 20:00 | 15 | 1 | 3.226 | 21.4742
2016-09-15 21:00 | 15 | 1 | 3.226 | 21.4742
2016-09-15 22:00 | 15 | 1 | 3.226 | 21.4742
2016-09-15 23:00 | 15 | 1 | 3.226 | 21.4742
2016-09-16 | 15 | 1 | 3.226 | 21.4742
2016-09-16 01:00 | 13.004 | 1 | 2.8328 | 18.6167
2016-09-16 02:00 | 12.589 | 1 | 2.751 | 18.0226
2016-09-16 03:00 | 12 | 1 | 2.635 | 17.1793
2016-09-16 04:00 | 12 | 1 | 2.635 | 17.1793
2016-09-16 05:00 | 12 | 1 | 2.635 | 17.1793
2016-09-16 06:00 | 12 | 1 | 2.635 | 17.1793
2016-09-16 07:00 | 12 | 1 | 2.635 | 17.1793
2016-09-16 08:00 | 12 | 1 | 2.635 | 17.1793
2016-09-16 09:00 | 12 | 1 | 2.635 | 17.1793
2016-09-16 10:00 | 12 | 1 | 2.635 | 17.1793
2016-09-16 11:00 | 12 | 1 | 2.635 | 17.1793
2016-09-16 12:00 | 12 | 1 | 2.635 | 17.1793
2016-09-16 13:00 | 12 | 1 | 2.635 | 17.1793
2016-09-16 14:00 | 12 | 1 | 2.635 | 17.1793
2016-09-16 15:00 | 12 | 1 | 2.635 | 17.1793
2016-09-16 16:00 | 12 | 1 | 2.635 | 17.1793
2016-09-16 17:00 | 12 | 1 | 2.635 | 17.1793
2016-09-16 18:00 | 12 | 1 | 2.635 | 17.1793
2016-09-16 19:00 | 15 | 1 | 3.226 | 21.4742
2016-09-16 20:00 | 15 | 1 | 3.226 | 21.4742
2016-09-16 21:00 | 27 | 2 | 5.861 | 38.6535
2016-09-16 22:00 | 15 | 1 | 3.226 | 21.4742
2016-09-16 23:00 | 15 | 1 | 3.226 | 21.4742
2016-09-17 | 14.866 | 1 | 3.1996 | 21.2823
2016-09-17 01:00 | 12.902 | 1 | 2.8127 | 18.4706
2016-09-17 02:00 | 12.066 | 1 | 2.648 | 17.2738
2016-09-17 03:00 | 12 | 1 | 2.635 | 17.1793
2016-09-17 04:00 | 12 | 1 | 2.635 | 17.1793
2016-09-17 05:00 | 12 | 1 | 2.635 | 17.1793
2016-09-17 06:00 | 12 | 1 | 2.635 | 17.1793
2016-09-17 07:00 | 12 | 1 | 2.635 | 17.1793
2016-09-17 08:00 | 12 | 1 | 2.635 | 17.1793
2016-09-17 09:00 | 12 | 1 | 2.635 | 17.1793
2016-09-17 10:00 | 12 | 1 | 2.635 | 17.1793
2016-09-17 11:00 | 12 | 1 | 2.635 | 17.1793
2016-09-17 12:00 | 12 | 1 | 2.635 | 17.1793
2016-09-17 13:00 | 12 | 1 | 2.635 | 17.1793
2016-09-17 14:00 | 12 | 1 | 2.635 | 17.1793
2016-09-17 15:00 | 12 | 1 | 2.635 | 17.1793
2016-09-17 16:00 | 12 | 1 | 2.635 | 17.1793
2016-09-17 17:00 | 12 | 1 | 2.635 | 17.1793
2016-09-17 18:00 | 12 | 1 | 2.635 | 17.1793
2016-09-17 19:00 | 15 | 1 | 3.226 | 21.4742
2016-09-17 20:00 | 15 | 1 | 3.226 | 21.4742
2016-09-17 21:00 | 15 | 1 | 3.226 | 21.4742
2016-09-17 22:00 | 15 | 1 | 3.226 | 21.4742
2016-09-17 23:00 | 15 | 1 | 3.226 | 21.4742
2016-09-18 | 14.475 | 1 | 3.1226 | 20.7226
2016-09-18 01:00 | 13.381 | 1 | 2.9071 | 19.1564
2016-09-18 02:00 | 12.331 | 1 | 2.7002 | 17.6532
2016-09-18 03:00 | 12 | 1 | 2.635 | 17.1793
2016-09-18 04:00 | 12 | 1 | 2.635 | 17.1793
2016-09-18 05:00 | 12 | 1 | 2.635 | 17.1793
2016-09-18 06:00 | 12 | 1 | 2.635 | 17.1793
2016-09-18 07:00 | 12 | 1 | 2.635 | 17.1793
2016-09-18 08:00 | 12 | 1 | 2.635 | 17.1793
2016-09-18 09:00 | 12 | 1 | 2.635 | 17.1793
2016-09-18 10:00 | 12 | 1 | 2.635 | 17.1793
2016-09-18 11:00 | 12 | 1 | 2.635 | 17.1793
2016-09-18 12:00 | 12 | 1 | 2.635 | 17.1793
2016-09-18 13:00 | 12 | 1 | 2.635 | 17.1793
2016-09-18 14:00 | 12 | 1 | 2.635 | 17.1793
2016-09-18 15:00 | 12 | 1 | 2.635 | 17.1793
2016-09-18 16:00 | 12 | 1 | 2.635 | 17.1793
2016-09-18 17:00 | 12 | 1 | 2.635 | 17.1793
2016-09-18 18:00 | 12 | 1 | 2.635 | 17.1793
2016-09-18 19:00 | 15 | 1 | 3.226 | 21.4742
2016-09-18 20:00 | 15 | 1 | 3.226 | 21.4742
2016-09-18 21:00 | 15 | 1 | 3.226 | 21.4742
2016-09-18 22:00 | 15 | 1 | 3.226 | 21.4742
2016-09-18 23:00 | 15 | 1 | 3.226 | 21.4742
2016-09-19 | 15 | 1 | 3.226 | 21.4742
2016-09-19 01:00 | 13.491 | 1 | 2.9287 | 19.3139
2016-09-19 02:00 | 12.719 | 1 | 2.7766 | 18.2087
2016-09-19 03:00 | 12.114 | 1 | 2.6575 | 17.3425
2016-09-19 04:00 | 12 | 1 | 2.635 | 17.1793
2016-09-19 05:00 | 12 | 1 | 2.635 | 17.1793
2016-09-19 06:00 | 12 | 1 | 2.635 | 17.1793
2016-09-19 07:00 | 12 | 1 | 2.635 | 17.1793
2016-09-19 08:00 | 12 | 1 | 2.635 | 17.1793
2016-09-19 09:00 | 12 | 1 | 2.635 | 17.1793
2016-09-19 10:00 | 12 | 1 | 2.635 | 17.1793
2016-09-19 11:00 | 12 | 1 | 2.635 | 17.1793
2016-09-19 12:00 | 12 | 1 | 2.635 | 17.1793
2016-09-19 13:00 | 12 | 1 | 2.635 | 17.1793
2016-09-19 14:00 | 12 | 1 | 2.635 | 17.1793
2016-09-19 15:00 | 12 | 1 | 2.635 | 17.1793
2016-09-19 16:00 | 12 | 1 | 2.635 | 17.1793
2016-09-19 17:00 | 12 | 1 | 2.635 | 17.1793
2016-09-19 18:00 | 12 | 1 | 2.635 | 17.1793
2016-09-19 19:00 | 15 | 1 | 3.226 | 21.4742
2016-09-19 20:00 | 27 | 2 | 5.861 | 38.6535
2016-09-19 21:00 | 15 | 1 | 3.226 | 21.4742
2016-09-19 22:00 | 15 | 1 | 3.226 | 21.4742
2016-09-19 23:00 | 15 | 1 | 3.226 | 21.4742
2016-09-20 | 14.577 | 1 | 3.1427 | 20.8686
2016-09-20 01:00 | 13.506 | 1 | 2.9317 | 19.3353
2016-09-20 02:00 | 13.173 | 1 | 2.8661 | 18.8586
2016-09-20 03:00 | 12.165 | 1 | 2.6675 | 17.4155
2016-09-20 04:00 | 12 | 1 | 2.635 | 17.1793
2016-09-20 05:00 | 12 | 1 | 2.635 | 17.1793
2016-09-20 06:00 | 12 | 1 | 2.635 | 17.1793
2016-09-20 07:00 | 12 | 1 | 2.635 | 17.1793
2016-09-20 08:00 | 12 | 1 | 2.635 | 17.1793
2016-09-20 09:00 | 12 | 1 | 2.635 | 17.1793
2016-09-20 10:00 | 12 | 1 | 2.635 | 17.1793
2016-09-20 11:00 | 12 | 1 | 2.635 | 17.1793
2016-09-20 12:00 | 12 | 1 | 2.635 | 17.1793
2016-09-20 13:00 | 12 | 1 | 2.635 | 17.1793
2016-09-20 14:00 | 12 | 1 | 2.635 | 17.1793
2016-09-20 15:00 | 12 | 1 | 2.635 | 17.1793
2016-09-20 16:00 | 12 | 1 | 2.635 | 17.1793
2016-09-20 17:00 | 12 | 1 | 2.635 | 17.1793
2016-09-20 18:00 | 12 | 1 | 2.635 | 17.1793
2016-09-20 19:00 | 15 | 1 | 3.226 | 21.4742
2016-09-20 20:00 | 27 | 2 | 5.861 | 38.6535
2016-09-20 21:00 | 27 | 2 | 5.861 | 38.6535
2016-09-20 22:00 | 15 | 1 | 3.226 | 21.4742
2016-09-20 23:00 | 15 | 1 | 3.226 | 21.4742
2016-09-21 | 15 | 1 | 3.226 | 21.4742
2016-09-21 01:00 | 14.361 | 1 | 3.1001 | 20.5594
2016-09-21 02:00 | 13.515 | 1 | 2.9335 | 19.3482
2016-09-21 03:00 | 12.254 | 1 | 2.685 | 17.543
2016-09-21 04:00 | 12 | 1 | 2.635 | 17.1793
2016-09-21 05:00 | 12 | 1 | 2.635 | 17.1793
2016-09-21 06:00 | 12 | 1 | 2.635 | 17.1793
2016-09-21 07:00 | 12 | 1 | 2.635 | 17.1793
2016-09-21 08:00 | 12 | 1 | 2.635 | 17.1793
2016-09-21 09:00 | 12 | 1 | 2.635 | 17.1793
2016-09-21 10:00 | 12 | 1 | 2.635 | 17.1793
2016-09-21 11:00 | 12 | 1 | 2.635 | 17.1793
2016-09-21 12:00 | 12 | 1 | 2.635 | 17.1793
2016-09-21 13:00 | 12 | 1 | 2.635 | 17.1793
2016-09-21 14:00 | 12 | 1 | 2.635 | 17.1793
2016-09-21 15:00 | 12 | 1 | 2.635 | 17.1793
2016-09-21 16:00 | 12 | 1 | 2.635 | 17.1793
2016-09-21 17:00 | 12 | 1 | 2.635 | 17.1793
2016-09-21 18:00 | 12 | 1 | 2.635 | 17.1793
2016-09-21 19:00 | 15 | 1 | 3.226 | 21.4742
2016-09-21 20:00 | 27 | 2 | 5.861 | 38.6535
2016-09-21 21:00 | 27 | 2 | 5.861 | 38.6535
2016-09-21 22:00 | 15 | 1 | 3.226 | 21.4742
2016-09-21 23:00 | 15 | 1 | 3.226 | 21.4742
2016-09-22 | 15 | 1 | 3.226 | 21.4742
2016-09-22 01:00 | 13.304 | 1 | 2.8919 | 19.0462
2016-09-22 02:00 | 12.373 | 1 | 2.7085 | 17.7133
2016-09-22 03:00 | 12.163 | 1 | 2.6671 | 17.4127
2016-09-22 04:00 | 12 | 1 | 2.635 | 17.1793
2016-09-22 05:00 | 12 | 1 | 2.635 | 17.1793
2016-09-22 06:00 | 12 | 1 | 2.635 | 17.1793
2016-09-22 07:00 | 12 | 1 | 2.635 | 17.1793
2016-09-22 08:00 | 12 | 1 | 2.635 | 17.1793
2016-09-22 09:00 | 12 | 1 | 2.635 | 17.1793
2016-09-22 10:00 | 12 | 1 | 2.635 | 17.1793
2016-09-22 11:00 | 12 | 1 | 2.635 | 17.1793
2016-09-22 12:00 | 12 | 1 | 2.635 | 17.1793
2016-09-22 13:00 | 12 | 1 | 2.635 | 17.1793
2016-09-22 14:00 | 12 | 1 | 2.635 | 17.1793
2016-09-22 15:00 | 12 | 1 | 2.635 | 17.1793
2016-09-22 16:00 | 12 | 1 | 2.635 | 17.1793
2016-09-22 17:00 | 12 | 1 | 2.635 | 17.1793
2016-09-22 18:00 | 12 | 1 | 2.635 | 17.1793
2016-09-22 19:00 | 15 | 1 | 3.226 | 21.4742
2016-09-22 20:00 | 15 | 1 | 3.226 | 21.4742
2016-09-22 21:00 | 15 | 1 | 3.226 | 21.4742
2016-09-22 22:00 | 15 | 1 | 3.226 | 21.4742
2016-09-22 23:00 | 15 | 1 | 3.226 | 21.4742
2016-09-23 | 15 | 1 | 3.226 | 21.4742
2016-09-23 01:00 | 12.933 | 1 | 2.8188 | 18.515
2016-09-23 02:00 | 12 | 1 | 2.635 | 17.1793
2016-09-23 03:00 | 12 | 1 | 2.635 | 17.1793
2016-09-23 04:00 | 12 | 1 | 2.635 | 17.1793
2016-09-23 05:00 | 12 | 1 | 2.635 | 17.1793
2016-09-23 06:00 | 12 | 1 | 2.635 | 17.1793
2016-09-23 07:00 | 12 | 1 | 2.635 | 17.1793
2016-09-23 08:00 | 12 | 1 | 2.635 | 17.1793
2016-09-23 09:00 | 12 | 1 | 2.635 | 17.1793
2016-09-23 10:00 | 12 | 1 | 2.635 | 17.1793
2016-09-23 11:00 | 12 | 1 | 2.635 | 17.1793
2016-09-23 12:00 | 12 | 1 | 2.635 | 17.1793
2016-09-23 13:00 | 12 | 1 | 2.635 | 17.1793
2016-09-23 14:00 | 12 | 1 | 2.635 | 17.1793
2016-09-23 15:00 | 12 | 1 | 2.635 | 17.1793
2016-09-23 16:00 | 12 | 1 | 2.635 | 17.1793
2016-09-23 17:00 | 12 | 1 | 2.635 | 17.1793
2016-09-23 18:00 | 12 | 1 | 2.635 | 17.1793
2016-09-23 19:00 | 15 | 1 | 3.226 | 21.4742
2016-09-23 20:00 | 15 | 1 | 3.226 | 21.4742
2016-09-23 21:00 | 15 | 1 | 3.226 | 21.4742
2016-09-23 22:00 | 15 | 1 | 3.226 | 21.4742
2016-09-23 23:00 | 15 | 1 | 3.226 | 21.4742
2016-09-24 | 15 | 1 | 3.226 | 21.4742
2016-09-24 01:00 | 13.099 | 1 | 2.8515 | 18.7527
2016-09-24 02:00 | 12.354 | 1 | 2.7047 | 17.6861
2016-09-24 03:00 | 12.074 | 1 | 2.6496 | 17.2853
2016-09-24 04:00 | 12 | 1 | 2.635 | 17.1793
2016-09-24 05:00 | 12 | 1 | 2.635 | 17.1793
2016-09-24 06:00 | 12 | 1 | 2.635 | 17.1793
2016-09-24 07:00 | 12 | 1 | 2.635 | 17.1793
2016-09-24 08:00 | 12 | 1 | 2.635 | 17.1793
2016-09-24 09:00 | 12 | 1 | 2.635 | 17.1793
2016-09-24 10:00 | 12 | 1 | 2.635 | 17.1793
2016-09-24 11:00 | 12 | 1 | 2.635 | 17.1793
2016-09-24 12:00 | 12 | 1 | 2.635 | 17.1793
2016-09-24 13:00 | 12 | 1 | 2.635 | 17.1793
2016-09-24 14:00 | 12 | 1 | 2.635 | 17.1793
2016-09-24 15:00 | 12 | 1 | 2.635 | 17.1793
2016-09-24 16:00 | 12 | 1 | 2.635 | 17.1793
2016-09-24 17:00 | 12 | 1 | 2.635 | 17.1793
2016-09-24 18:00 | 12 | 1 | 2.635 | 17.1793
2016-09-24 19:00 | 15 | 1 | 3.226 | 21.4742
2016-09-24 20:00 | 15 | 1 | 3.226 | 21.4742
2016-09-24 21:00 | 27 | 2 | 5.861 | 38.6535
2016-09-24 22:00 | 15 | 1 | 3.226 | 21.4742
2016-09-24 23:00 | 15 | 1 | 3.226 | 21.4742
2016-09-25 | 14.45 | 1 | 3.1176 | 20.6868
2016-09-25 01:00 | 12.765 | 1 | 2.7857 | 18.2745
2016-09-25 02:00 | 12.048 | 1 | 2.6445 | 17.248
2016-09-25 03:00 | 12 | 1 | 2.635 | 17.1793
2016-09-25 04:00 | 12 | 1 | 2.635 | 17.1793
2016-09-25 05:00 | 12 | 1 | 2.635 | 17.1793
2016-09-25 06:00 | 12 | 1 | 2.635 | 17.1793
2016-09-25 07:00 | 12 | 1 | 2.635 | 17.1793
2016-09-25 08:00 | 12 | 1 | 2.635 | 17.1793
2016-09-25 09:00 | 12 | 1 | 2.635 | 17.1793
2016-09-25 10:00 | 12 | 1 | 2.635 | 17.1793
2016-09-25 11:00 | 12 | 1 | 2.635 | 17.1793
2016-09-25 12:00 | 12 | 1 | 2.635 | 17.1793
2016-09-25 13:00 | 12 | 1 | 2.635 | 17.1793
2016-09-25 14:00 | 12 | 1 | 2.635 | 17.1793
2016-09-25 15:00 | 12 | 1 | 2.635 | 17.1793
2016-09-25 16:00 | 12 | 1 | 2.635 | 17.1793
2016-09-25 17:00 | 12 | 1 | 2.635 | 17.1793
2016-09-25 18:00 | 12 | 1 | 2.635 | 17.1793
2016-09-25 19:00 | 15 | 1 | 3.226 | 21.4742
2016-09-25 20:00 | 15 | 1 | 3.226 | 21.4742
2016-09-25 21:00 | 15 | 1 | 3.226 | 21.4742
2016-09-25 22:00 | 15 | 1 | 3.226 | 21.4742
2016-09-25 23:00 | 15 | 1 | 3.226 | 21.4742
2016-09-26 | 15 | 1 | 3.226 | 21.4742
2016-09-26 01:00 | 13.891 | 1 | 3.0075 | 19.8865
2016-09-26 02:00 | 12.428 | 1 | 2.7193 | 17.7921
2016-09-26 03:00 | 12 | 1 | 2.635 | 17.1793
2016-09-26 04:00 | 12 | 1 | 2.635 | 17.1793
2016-09-26 05:00 | 12 | 1 | 2.635 | 17.1793
2016-09-26 06:00 | 12 | 1 | 2.635 | 17.1793
2016-09-26 07:00 | 12 | 1 | 2.635 | 17.1793
2016-09-26 08:00 | 12 | 1 | 2.635 | 17.1793
2016-09-26 09:00 | 12 | 1 | 2.635 | 17.1793
2016-09-26 10:00 | 12 | 1 | 2.635 | 17.1793
2016-09-26 11:00 | 12 | 1 | 2.635 | 17.1793
2016-09-26 12:00 | 12 | 1 | 2.635 | 17.1793
2016-09-26 13:00 | 12 | 1 | 2.635 | 17.1793
2016-09-26 14:00 | 12 | 1 | 2.635 | 17.1793
2016-09-26 15:00 | 12 | 1 | 2.635 | 17.1793
2016-09-26 16:00 | 12 | 1 | 2.635 | 17.1793
2016-09-26 17:00 | 12 | 1 | 2.635 | 17.1793
2016-09-26 18:00 | 12 | 1 | 2.635 | 17.1793
2016-09-26 19:00 | 15 | 1 | 3.226 | 21.4742
2016-09-26 20:00 | 15 | 1 | 3.226 | 21.4742
2016-09-26 21:00 | 15 | 1 | 3.226 | 21.4742
2016-09-26 22:00 | 27 | 2 | 5.861 | 38.6535
2016-09-26 23:00 | 15 | 1 | 3.226 | 21.4742
2016-09-27 | 15 | 1 | 3.226 | 21.4742
2016-09-27 01:00 | 12.894 | 1 | 2.8111 | 18.4592
2016-09-27 02:00 | 12 | 1 | 2.635 | 17.1793
2016-09-27 03:00 | 12.46 | 1 | 2.7256 | 17.8379
2016-09-27 04:00 | 12.235 | 1 | 2.6813 | 17.5158
2016-09-27 05:00 | 12 | 1 | 2.635 | 17.1793
2016-09-27 06:00 | 12 | 1 | 2.635 | 17.1793
2016-09-27 07:00 | 12 | 1 | 2.635 | 17.1793
2016-09-27 08:00 | 12 | 1 | 2.635 | 17.1793
2016-09-27 09:00 | 12 | 1 | 2.635 | 17.1793
2016-09-27 10:00 | 12 | 1 | 2.635 | 17.1793
2016-09-27 11:00 | 12 | 1 | 2.635 | 17.1793
2016-09-27 12:00 | 12 | 1 | 2.635 | 17.1793
2016-09-27 13:00 | 12 | 1 | 2.635 | 17.1793
2016-09-27 14:00 | 12 | 1 | 2.635 | 17.1793
2016-09-27 15:00 | 12 | 1 | 2.635 | 17.1793
2016-09-27 16:00 | 12 | 1 | 2.635 | 17.1793
2016-09-27 17:00 | 12 | 1 | 2.635 | 17.1793
2016-09-27 18:00 | 12 | 1 | 2.635 | 17.1793
2016-09-27 19:00 | 15 | 1 | 3.226 | 21.4742
2016-09-27 20:00 | 27 | 2 | 5.861 | 38.6535
2016-09-27 21:00 | 27 | 2 | 5.861 | 38.6535
2016-09-27 22:00 | 15 | 1 | 3.226 | 21.4742
2016-09-27 23:00 | 15 | 1 | 3.226 | 21.4742
2016-09-28 | 15 | 1 | 3.226 | 21.4742
2016-09-28 01:00 | 12.716 | 1 | 2.7761 | 18.2044
2016-09-28 02:00 | 12.316 | 1 | 2.6973 | 17.6317
2016-09-28 03:00 | 12.463 | 1 | 2.7262 | 17.8422
2016-09-28 04:00 | 12 | 1 | 2.635 | 17.1793
2016-09-28 05:00 | 12 | 1 | 2.635 | 17.1793
2016-09-28 06:00 | 12 | 1 | 2.635 | 17.1793
2016-09-28 07:00 | 12 | 1 | 2.635 | 17.1793
2016-09-28 08:00 | 12 | 1 | 2.635 | 17.1793
2016-09-28 09:00 | 12 | 1 | 2.635 | 17.1793
2016-09-28 10:00 | 12 | 1 | 2.635 | 17.1793
2016-09-28 11:00 | 12 | 1 | 2.635 | 17.1793
2016-09-28 12:00 | 12 | 1 | 2.635 | 17.1793
2016-09-28 13:00 | 12 | 1 | 2.635 | 17.1793
2016-09-28 14:00 | 12 | 1 | 2.635 | 17.1793
2016-09-28 15:00 | 12 | 1 | 2.635 | 17.1793
2016-09-28 16:00 | 12 | 1 | 2.635 | 17.1793
2016-09-28 17:00 | 12 | 1 | 2.635 | 17.1793
2016-09-28 18:00 | 12 | 1 | 2.635 | 17.1793
2016-09-28 19:00 | 15 | 1 | 3.226 | 21.4742
2016-09-28 20:00 | 27 | 2 | 5.861 | 38.6535
2016-09-28 21:00 | 27 | 2 | 5.861 | 38.6535
2016-09-28 22:00 | 15 | 1 | 3.226 | 21.4742
2016-09-28 23:00 | 15 | 1 | 3.226 | 21.4742
2016-09-29 | 15 | 1 | 3.226 | 21.4742
2016-09-29 01:00 | 13.277 | 1 | 2.8866 | 19.0075
2016-09-29 02:00 | 12.55 | 1 | 2.7433 | 17.9667
2016-09-29 03:00 | 12 | 1 | 2.635 | 17.1793
2016-09-29 04:00 | 12 | 1 | 2.635 | 17.1793
2016-09-29 05:00 | 12 | 1 | 2.635 | 17.1793
2016-09-29 06:00 | 12 | 1 | 2.635 | 17.1793
2016-09-29 07:00 | 12 | 1 | 2.635 | 17.1793
2016-09-29 08:00 | 12 | 1 | 2.635 | 17.1793
2016-09-29 09:00 | 12 | 1 | 2.635 | 17.1793
2016-09-29 10:00 | 12 | 1 | 2.635 | 17.1793
2016-09-29 11:00 | 12 | 1 | 2.635 | 17.1793
2016-09-29 12:00 | 12 | 1 | 2.635 | 17.1793
2016-09-29 13:00 | 12 | 1 | 2.635 | 17.1793
2016-09-29 14:00 | 12 | 1 | 2.635 | 17.1793
2016-09-29 15:00 | 12 | 1 | 2.635 | 17.1793
2016-09-29 16:00 | 12 | 1 | 2.635 | 17.1793
2016-09-29 17:00 | 12 | 1 | 2.635 | 17.1793
2016-09-29 18:00 | 12 | 1 | 2.635 | 17.1793
2016-09-29 19:00 | 15 | 1 | 3.226 | 21.4742
2016-09-29 20:00 | 27 | 2 | 5.861 | 38.6535
2016-09-29 21:00 | 27 | 2 | 5.861 | 38.6535
2016-09-29 22:00 | 15 | 1 | 3.226 | 21.4742
2016-09-29 23:00 | 15 | 1 | 3.226 | 21.4742
2016-09-30 | 14.636 | 1 | 3.1543 | 20.9531
2016-09-30 01:00 | 12.533 | 1 | 2.74 | 17.9424
2016-09-30 02:00 | 12 | 1 | 2.635 | 17.1793
2016-09-30 03:00 | 12 | 1 | 2.635 | 17.1793
2016-09-30 04:00 | 12 | 1 | 2.635 | 17.1793
2016-09-30 05:00 | 12 | 1 | 2.635 | 17.1793
2016-09-30 06:00 | 12 | 1 | 2.635 | 17.1793
2016-09-30 07:00 | 12 | 1 | 2.635 | 17.1793
2016-09-30 08:00 | 12 | 1 | 2.635 | 17.1793
2016-09-30 09:00 | 12 | 1 | 2.635 | 17.1793
2016-09-30 10:00 | 12 | 1 | 2.635 | 17.1793
2016-09-30 11:00 | 12 | 1 | 2.635 | 17.1793
2016-09-30 12:00 | 12 | 1 | 2.635 | 17.1793
2016-09-30 13:00 | 12 | 1 | 2.635 | 17.1793
2016-09-30 14:00 | 12 | 1 | 2.635 | 17.1793
2016-09-30 15:00 | 12 | 1 | 2.635 | 17.1793
2016-09-30 16:00 | 12 | 1 | 2.635 | 17.1793
2016-09-30 17:00 | 12 | 1 | 2.635 | 17.1793
2016-09-30 18:00 | 12 | 1 | 2.635 | 17.1793
2016-09-30 19:00 | 15 | 1 | 3.226 | 21.4742
2016-09-30 20:00 | 27 | 2 | 5.861 | 38.6535
2016-09-30 21:00 | 27 | 2 | 5.861 | 38.6535
2016-09-30 22:00 | 15 | 1 | 3.226 | 21.4742
2016-09-30 23:00 | 15 | 1 | 3.226 | 21.4742
2016-10-01 | 15 | 1 | 3.226 | 21.4742
2016-10-01 01:00 | 14.657 | 1 | 3.1584 | 20.9831
2016-10-01 02:00 | 13.911 | 1 | 3.0115 | 19.9151
2016-10-01 03:00 | 12.034 | 1 | 2.6417 | 17.228
2016-10-01 04:00 | 12 | 1 | 2.635 | 17.1793
2016-10-01 05:00 | 12 | 1 | 2.635 | 17.1793
2016-10-01 06:00 | 12 | 1 | 2.635 | 17.1793
2016-10-01 07:00 | 12 | 1 | 2.635 | 17.1793
2016-10-01 08:00 | 12 | 1 | 2.635 | 17.1793
2016-10-01 09:00 | 12 | 1 | 2.635 | 17.1793
2016-10-01 10:00 | 12 | 1 | 2.635 | 17.1793
2016-10-01 11:00 | 12 | 1 | 2.635 | 17.1793
2016-10-01 12:00 | 12 | 1 | 2.635 | 17.1793
2016-10-01 13:00 | 12 | 1 | 2.635 | 17.1793
2016-10-01 14:00 | 12 | 1 | 2.635 | 17.1793
2016-10-01 15:00 | 12 | 1 | 2.635 | 17.1793
2016-10-01 16:00 | 12 | 1 | 2.635 | 17.1793
2016-10-01 17:00 | 12 | 1 | 2.635 | 17.1793
2016-10-01 18:00 | 12.952 | 1 | 2.8225 | 18.5422
2016-10-01 19:00 | 15 | 1 | 3.226 | 21.4742
2016-10-01 20:00 | 27 | 2 | 5.861 | 38.6535
2016-10-01 21:00 | 27 | 2 | 5.861 | 38.6535
2016-10-01 22:00 | 27 | 2 | 5.861 | 38.6535
2016-10-01 23:00 | 15 | 1 | 3.226 | 21.4742
2016-10-02 | 15 | 1 | 3.226 | 21.4742
2016-10-02 01:00 | 14.349 | 1 | 3.0978 | 20.5422
2016-10-02 02:00 | 12.849 | 1 | 2.8023 | 18.3948
2016-10-02 03:00 | 12 | 1 | 2.635 | 17.1793
2016-10-02 04:00 | 12 | 1 | 2.635 | 17.1793
2016-10-02 05:00 | 12 | 1 | 2.635 | 17.1793
2016-10-02 06:00 | 12 | 1 | 2.635 | 17.1793
2016-10-02 07:00 | 12 | 1 | 2.635 | 17.1793
2016-10-02 08:00 | 12 | 1 | 2.635 | 17.1793
2016-10-02 09:00 | 12 | 1 | 2.635 | 17.1793
2016-10-02 10:00 | 12 | 1 | 2.635 | 17.1793
2016-10-02 11:00 | 12 | 1 | 2.635 | 17.1793
2016-10-02 12:00 | 12 | 1 | 2.635 | 17.1793
2016-10-02 13:00 | 12 | 1 | 2.635 | 17.1793
2016-10-02 14:00 | 12 | 1 | 2.635 | 17.1793
2016-10-02 15:00 | 12 | 1 | 2.635 | 17.1793
2016-10-02 16:00 | 12.071 | 1 | 2.649 | 17.281
2016-10-02 17:00 | 12 | 1 | 2.635 | 17.1793
2016-10-02 18:00 | 12.755 | 1 | 2.7837 | 18.2602
2016-10-02 19:00 | 15 | 1 | 3.226 | 21.4742
2016-10-02 20:00 | 27 | 2 | 5.861 | 38.6535
2016-10-02 21:00 | 27 | 2 | 5.861 | 38.6535
2016-10-02 22:00 | 27 | 2 | 5.861 | 38.6535
2016-10-02 23:00 | 15 | 1 | 3.226 | 21.4742
2016-10-03 | 15 | 1 | 3.226 | 21.4742
2016-10-03 01:00 | 15 | 1 | 3.226 | 21.4742
2016-10-03 02:00 | 13.636 | 1 | 2.9573 | 19.5214
2016-10-03 03:00 | 12 | 1 | 2.635 | 17.1793
2016-10-03 04:00 | 12 | 1 | 2.635 | 17.1793
2016-10-03 05:00 | 12 | 1 | 2.635 | 17.1793
2016-10-03 06:00 | 12 | 1 | 2.635 | 17.1793
2016-10-03 07:00 | 12 | 1 | 2.635 | 17.1793
2016-10-03 08:00 | 12 | 1 | 2.635 | 17.1793
2016-10-03 09:00 | 12 | 1 | 2.635 | 17.1793
2016-10-03 10:00 | 12 | 1 | 2.635 | 17.1793
2016-10-03 11:00 | 12 | 1 | 2.635 | 17.1793
2016-10-03 12:00 | 12 | 1 | 2.635 | 17.1793
2016-10-03 13:00 | 12 | 1 | 2.635 | 17.1793
2016-10-03 14:00 | 12 | 1 | 2.635 | 17.1793
2016-10-03 15:00 | 12 | 1 | 2.635 | 17.1793
2016-10-03 16:00 | 12 | 1 | 2.635 | 17.1793
2016-10-03 17:00 | 12 | 1 | 2.635 | 17.1793
2016-10-03 18:00 | 12.006 | 1 | 2.6362 | 17.1879
2016-10-03 19:00 | 15 | 1 | 3.226 | 21.4742
2016-10-03 20:00 | 27 | 2 | 5.861 | 38.6535
2016-10-03 21:00 | 27 | 2 | 5.861 | 38.6535
2016-10-03 22:00 | 15 | 1 | 3.226 | 21.4742
2016-10-03 23:00 | 15 | 1 | 3.226 | 21.4742
2016-10-04 | 15 | 1 | 3.226 | 21.4742
2016-10-04 01:00 | 14.565 | 1 | 3.1403 | 20.8514
2016-10-04 02:00 | 13.266 | 1 | 2.8844 | 18.9918
2016-10-04 03:00 | 12 | 1 | 2.635 | 17.1793
2016-10-04 04:00 | 12 | 1 | 2.635 | 17.1793
2016-10-04 05:00 | 12 | 1 | 2.635 | 17.1793
2016-10-04 06:00 | 12 | 1 | 2.635 | 17.1793
2016-10-04 07:00 | 12 | 1 | 2.635 | 17.1793
2016-10-04 08:00 | 12 | 1 | 2.635 | 17.1793
2016-10-04 09:00 | 12 | 1 | 2.635 | 17.1793
2016-10-04 10:00 | 12 | 1 | 2.635 | 17.1793
2016-10-04 11:00 | 12 | 1 | 2.635 | 17.1793
2016-10-04 12:00 | 12 | 1 | 2.635 | 17.1793
2016-10-04 13:00 | 12 | 1 | 2.635 | 17.1793
2016-10-04 14:00 | 12 | 1 | 2.635 | 17.1793
2016-10-04 15:00 | 12 | 1 | 2.635 | 17.1793
2016-10-04 16:00 | 12 | 1 | 2.635 | 17.1793
2016-10-04 17:00 | 12 | 1 | 2.635 | 17.1793
2016-10-04 18:00 | 12 | 1 | 2.635 | 17.1793
2016-10-04 19:00 | 15 | 1 | 3.226 | 21.4742
2016-10-04 20:00 | 27 | 2 | 5.861 | 38.6535
2016-10-04 21:00 | 27 | 2 | 5.861 | 38.6535
2016-10-04 22:00 | 27 | 2 | 5.861 | 38.6535
2016-10-04 23:00 | 15 | 1 | 3.226 | 21.4742
2016-10-05 | 15 | 1 | 3.226 | 21.4742
2016-10-05 01:00 | 15 | 1 | 3.226 | 21.4742
2016-10-05 02:00 | 14.17 | 1 | 3.0625 | 20.2859
2016-10-05 03:00 | 12.609 | 1 | 2.755 | 18.0512
2016-10-05 04:00 | 12 | 1 | 2.635 | 17.1793
2016-10-05 05:00 | 12 | 1 | 2.635 | 17.1793
2016-10-05 06:00 | 12 | 1 | 2.635 | 17.1793
2016-10-05 07:00 | 12 | 1 | 2.635 | 17.1793
2016-10-05 08:00 | 12 | 1 | 2.635 | 17.1793
2016-10-05 09:00 | 12 | 1 | 2.635 | 17.1793
2016-10-05 10:00 | 12 | 1 | 2.635 | 17.1793
2016-10-05 11:00 | 12 | 1 | 2.635 | 17.1793
2016-10-05 12:00 | 12 | 1 | 2.635 | 17.1793
2016-10-05 13:00 | 12 | 1 | 2.635 | 17.1793
2016-10-05 14:00 | 12 | 1 | 2.635 | 17.1793
2016-10-05 15:00 | 12 | 1 | 2.635 | 17.1793
2016-10-05 16:00 | 12 | 1 | 2.635 | 17.1793
2016-10-05 17:00 | 12 | 1 | 2.635 | 17.1793
2016-10-05 18:00 | 12.355 | 1 | 2.7049 | 17.6876
2016-10-05 19:00 | 15 | 1 | 3.226 | 21.4742
2016-10-05 20:00 | 27 | 2 | 5.861 | 38.6535
2016-10-05 21:00 | 27 | 2 | 5.861 | 38.6535
2016-10-05 22:00 | 15 | 1 | 3.226 | 21.4742
2016-10-05 23:00 | 15 | 1 | 3.226 | 21.4742
2016-10-06 | 15 | 1 | 3.226 | 21.4742
2016-10-06 01:00 | 15 | 1 | 3.226 | 21.4742
2016-10-06 02:00 | 13.925 | 1 | 3.0142 | 19.9352
2016-10-06 03:00 | 12.306 | 1 | 2.6953 | 17.6174
2016-10-06 04:00 | 12 | 1 | 2.635 | 17.1793
2016-10-06 05:00 | 12 | 1 | 2.635 | 17.1793
2016-10-06 06:00 | 12 | 1 | 2.635 | 17.1793
2016-10-06 07:00 | 12 | 1 | 2.635 | 17.1793
2016-10-06 08:00 | 12 | 1 | 2.635 | 17.1793
2016-10-06 09:00 | 12 | 1 | 2.635 | 17.1793
2016-10-06 10:00 | 12 | 1 | 2.635 | 17.1793
2016-10-06 11:00 | 12 | 1 | 2.635 | 17.1793
2016-10-06 12:00 | 12 | 1 | 2.635 | 17.1793
2016-10-06 13:00 | 12 | 1 | 2.635 | 17.1793
2016-10-06 14:00 | 12 | 1 | 2.635 | 17.1793
2016-10-06 15:00 | 12 | 1 | 2.635 | 17.1793
2016-10-06 16:00 | 12 | 1 | 2.635 | 17.1793
2016-10-06 17:00 | 12 | 1 | 2.635 | 17.1793
2016-10-06 18:00 | 12 | 1 | 2.635 | 17.1793
2016-10-06 19:00 | 15 | 1 | 3.226 | 21.4742
2016-10-06 20:00 | 15 | 1 | 3.226 | 21.4742
2016-10-06 21:00 | 27 | 2 | 5.861 | 38.6535
2016-10-06 22:00 | 15 | 1 | 3.226 | 21.4742
2016-10-06 23:00 | 15 | 1 | 3.226 | 21.4742
2016-10-07 | 15 | 1 | 3.226 | 21.4742
2016-10-07 01:00 | 14.557 | 1 | 3.1387 | 20.84
2016-10-07 02:00 | 12.944 | 1 | 2.821 | 18.5308
2016-10-07 03:00 | 12 | 1 | 2.635 | 17.1793
2016-10-07 04:00 | 12 | 1 | 2.635 | 17.1793
2016-10-07 05:00 | 12 | 1 | 2.635 | 17.1793
2016-10-07 06:00 | 12 | 1 | 2.635 | 17.1793
2016-10-07 07:00 | 12 | 1 | 2.635 | 17.1793
2016-10-07 08:00 | 12 | 1 | 2.635 | 17.1793
2016-10-07 09:00 | 12 | 1 | 2.635 | 17.1793
2016-10-07 10:00 | 12 | 1 | 2.635 | 17.1793
2016-10-07 11:00 | 12 | 1 | 2.635 | 17.1793
2016-10-07 12:00 | 12 | 1 | 2.635 | 17.1793
2016-10-07 13:00 | 12 | 1 | 2.635 | 17.1793
2016-10-07 14:00 | 12 | 1 | 2.635 | 17.1793
2016-10-07 15:00 | 12 | 1 | 2.635 | 17.1793
2016-10-07 16:00 | 12 | 1 | 2.635 | 17.1793
2016-10-07 17:00 | 12 | 1 | 2.635 | 17.1793
2016-10-07 18:00 | 12 | 1 | 2.635 | 17.1793
2016-10-07 19:00 | 15 | 1 | 3.226 | 21.4742
2016-10-07 20:00 | 27 | 2 | 5.861 | 38.6535
2016-10-07 21:00 | 27 | 2 | 5.861 | 38.6535
2016-10-07 22:00 | 27 | 2 | 5.861 | 38.6535
2016-10-07 23:00 | 15 | 1 | 3.226 | 21.4742
2016-10-08 | 15 | 1 | 3.226 | 21.4742
2016-10-08 01:00 | 15 | 1 | 3.226 | 21.4742
2016-10-08 02:00 | 13.303 | 1 | 2.8917 | 19.0447
2016-10-08 03:00 | 12 | 1 | 2.635 | 17.1793
2016-10-08 04:00 | 12 | 1 | 2.635 | 17.1793
2016-10-08 05:00 | 12 | 1 | 2.635 | 17.1793
2016-10-08 06:00 | 12 | 1 | 2.635 | 17.1793
2016-10-08 07:00 | 12 | 1 | 2.635 | 17.1793
2016-10-08 08:00 | 12 | 1 | 2.635 | 17.1793
2016-10-08 09:00 | 12 | 1 | 2.635 | 17.1793
2016-10-08 10:00 | 12 | 1 | 2.635 | 17.1793
2016-10-08 11:00 | 12 | 1 | 2.635 | 17.1793
2016-10-08 12:00 | 12 | 1 | 2.635 | 17.1793
2016-10-08 13:00 | 12 | 1 | 2.635 | 17.1793
2016-10-08 14:00 | 12 | 1 | 2.635 | 17.1793
2016-10-08 15:00 | 12 | 1 | 2.635 | 17.1793
2016-10-08 16:00 | 12 | 1 | 2.635 | 17.1793
2016-10-08 17:00 | 12 | 1 | 2.635 | 17.1793
2016-10-08 18:00 | 12 | 1 | 2.635 | 17.1793
2016-10-08 19:00 | 15 | 1 | 3.226 | 21.4742
2016-10-08 20:00 | 15 | 1 | 3.226 | 21.4742
2016-10-08 21:00 | 27 | 2 | 5.861 | 38.6535
2016-10-08 22:00 | 15 | 1 | 3.226 | 21.4742
2016-10-08 23:00 | 15 | 1 | 3.226 | 21.4742
2016-10-09 | 14.481 | 1 | 3.1238 | 20.7312
2016-10-09 01:00 | 13.397 | 1 | 2.9102 | 19.1793
2016-10-09 02:00 | 12.426 | 1 | 2.7189 | 17.7892
2016-10-09 03:00 | 12 | 1 | 2.635 | 17.1793
2016-10-09 04:00 | 12 | 1 | 2.635 | 17.1793
2016-10-09 05:00 | 12 | 1 | 2.635 | 17.1793
2016-10-09 06:00 | 12 | 1 | 2.635 | 17.1793
2016-10-09 07:00 | 12 | 1 | 2.635 | 17.1793
2016-10-09 08:00 | 12 | 1 | 2.635 | 17.1793
2016-10-09 09:00 | 12 | 1 | 2.635 | 17.1793
2016-10-09 10:00 | 12 | 1 | 2.635 | 17.1793
2016-10-09 11:00 | 12 | 1 | 2.635 | 17.1793
2016-10-09 12:00 | 12 | 1 | 2.635 | 17.1793
2016-10-09 13:00 | 12 | 1 | 2.635 | 17.1793
2016-10-09 14:00 | 12 | 1 | 2.635 | 17.1793
2016-10-09 15:00 | 12 | 1 | 2.635 | 17.1793
2016-10-09 16:00 | 12 | 1 | 2.635 | 17.1793
2016-10-09 17:00 | 12 | 1 | 2.635 | 17.1793
2016-10-09 18:00 | 12 | 1 | 2.635 | 17.1793
2016-10-09 19:00 | 15 | 1 | 3.226 | 21.4742
2016-10-09 20:00 | 27 | 2 | 5.861 | 38.6535
2016-10-09 21:00 | 27 | 2 | 5.861 | 38.6535
2016-10-09 22:00 | 27 | 2 | 5.861 | 38.6535
2016-10-09 23:00 | 15 | 1 | 3.226 | 21.4742
2016-10-10 | 15 | 1 | 3.226 | 21.4742
2016-10-10 01:00 | 13.508 | 1 | 2.9321 | 19.3382
2016-10-10 02:00 | 13.278 | 1 | 2.8868 | 19.0089
2016-10-10 03:00 | 12 | 1 | 2.635 | 17.1793
2016-10-10 04:00 | 12 | 1 | 2.635 | 17.1793
2016-10-10 05:00 | 12 | 1 | 2.635 | 17.1793
2016-10-10 06:00 | 12 | 1 | 2.635 | 17.1793
2016-10-10 07:00 | 12 | 1 | 2.635 | 17.1793
2016-10-10 08:00 | 12 | 1 | 2.635 | 17.1793
2016-10-10 09:00 | 12 | 1 | 2.635 | 17.1793
2016-10-10 10:00 | 12 | 1 | 2.635 | 17.1793
2016-10-10 11:00 | 12 | 1 | 2.635 | 17.1793
2016-10-10 12:00 | 12 | 1 | 2.635 | 17.1793
2016-10-10 13:00 | 12 | 1 | 2.635 | 17.1793
2016-10-10 14:00 | 12 | 1 | 2.635 | 17.1793
2016-10-10 15:00 | 12 | 1 | 2.635 | 17.1793
2016-10-10 16:00 | 12 | 1 | 2.635 | 17.1793
2016-10-10 17:00 | 12 | 1 | 2.635 | 17.1793
2016-10-10 18:00 | 12 | 1 | 2.635 | 17.1793
2016-10-10 19:00 | 15 | 1 | 3.226 | 21.4742
2016-10-10 20:00 | 27 | 2 | 5.861 | 38.6535
2016-10-10 21:00 | 27 | 2 | 5.861 | 38.6535
2016-10-10 22:00 | 15 | 1 | 3.226 | 21.4742
2016-10-10 23:00 | 15 | 1 | 3.226 | 21.4742
2016-10-11 | 15 | 1 | 3.226 | 21.4742
2016-10-11 01:00 | 13.646 | 1 | 2.9593 | 19.5358
2016-10-11 02:00 | 12.639 | 1 | 2.7609 | 18.0941
2016-10-11 03:00 | 12 | 1 | 2.635 | 17.1793
2016-10-11 04:00 | 12 | 1 | 2.635 | 17.1793
2016-10-11 05:00 | 12 | 1 | 2.635 | 17.1793
2016-10-11 06:00 | 12 | 1 | 2.635 | 17.1793
2016-10-11 07:00 | 12 | 1 | 2.635 | 17.1793
2016-10-11 08:00 | 12 | 1 | 2.635 | 17.1793
2016-10-11 09:00 | 12 | 1 | 2.635 | 17.1793
2016-10-11 10:00 | 12 | 1 | 2.635 | 17.1793
2016-10-11 11:00 | 12 | 1 | 2.635 | 17.1793
2016-10-11 12:00 | 12 | 1 | 2.635 | 17.1793
2016-10-11 13:00 | 12 | 1 | 2.635 | 17.1793
2016-10-11 14:00 | 12 | 1 | 2.635 | 17.1793
2016-10-11 15:00 | 12 | 1 | 2.635 | 17.1793
2016-10-11 16:00 | 12 | 1 | 2.635 | 17.1793
2016-10-11 17:00 | 12 | 1 | 2.635 | 17.1793
2016-10-11 18:00 | 12 | 1 | 2.635 | 17.1793
2016-10-11 19:00 | 15 | 1 | 3.226 | 21.4742
2016-10-11 20:00 | 27 | 2 | 5.861 | 38.6535
2016-10-11 21:00 | 27 | 2 | 5.861 | 38.6535
2016-10-11 22:00 | 27 | 2 | 5.861 | 38.6535
2016-10-11 23:00 | 15 | 1 | 3.226 | 21.4742
2016-10-12 | 15 | 1 | 3.226 | 21.4742
2016-10-12 01:00 | 13.82 | 1 | 2.9935 | 19.7849
2016-10-12 02:00 | 12.269 | 1 | 2.688 | 17.5644
2016-10-12 03:00 | 12 | 1 | 2.635 | 17.1793
2016-10-12 04:00 | 12 | 1 | 2.635 | 17.1793
2016-10-12 05:00 | 12 | 1 | 2.635 | 17.1793
2016-10-12 06:00 | 12 | 1 | 2.635 | 17.1793
2016-10-12 07:00 | 12 | 1 | 2.635 | 17.1793
2016-10-12 08:00 | 12 | 1 | 2.635 | 17.1793
2016-10-12 09:00 | 12 | 1 | 2.635 | 17.1793
2016-10-12 10:00 | 12 | 1 | 2.635 | 17.1793
2016-10-12 11:00 | 12 | 1 | 2.635 | 17.1793
2016-10-12 12:00 | 12 | 1 | 2.635 | 17.1793
2016-10-12 13:00 | 12 | 1 | 2.635 | 17.1793
2016-10-12 14:00 | 12 | 1 | 2.635 | 17.1793
2016-10-12 15:00 | 12 | 1 | 2.635 | 17.1793
2016-10-12 16:00 | 12 | 1 | 2.635 | 17.1793
2016-10-12 17:00 | 12 | 1 | 2.635 | 17.1793
2016-10-12 18:00 | 12 | 1 | 2.635 | 17.1793
2016-10-12 19:00 | 15 | 1 | 3.226 | 21.4742
2016-10-12 20:00 | 27 | 2 | 5.861 | 38.6535
2016-10-12 21:00 | 27 | 2 | 5.861 | 38.6535
2016-10-12 22:00 | 27 | 2 | 5.861 | 38.6535
2016-10-12 23:00 | 15 | 1 | 3.226 | 21.4742
2016-10-13 | 15 | 1 | 3.226 | 21.4742
2016-10-13 01:00 | 14.115 | 1 | 3.0517 | 20.2072
2016-10-13 02:00 | 12.405 | 1 | 2.7148 | 17.7591
2016-10-13 03:00 | 12 | 1 | 2.635 | 17.1793
2016-10-13 04:00 | 12 | 1 | 2.635 | 17.1793
2016-10-13 05:00 | 12 | 1 | 2.635 | 17.1793
2016-10-13 06:00 | 12 | 1 | 2.635 | 17.1793
2016-10-13 07:00 | 12 | 1 | 2.635 | 17.1793
2016-10-13 08:00 | 12 | 1 | 2.635 | 17.1793
2016-10-13 09:00 | 12 | 1 | 2.635 | 17.1793
2016-10-13 10:00 | 12 | 1 | 2.635 | 17.1793
2016-10-13 11:00 | 12 | 1 | 2.635 | 17.1793
2016-10-13 12:00 | 12 | 1 | 2.635 | 17.1793
2016-10-13 13:00 | 12 | 1 | 2.635 | 17.1793
2016-10-13 14:00 | 12 | 1 | 2.635 | 17.1793
2016-10-13 15:00 | 12 | 1 | 2.635 | 17.1793
2016-10-13 16:00 | 12 | 1 | 2.635 | 17.1793
2016-10-13 17:00 | 12 | 1 | 2.635 | 17.1793
2016-10-13 18:00 | 12 | 1 | 2.635 | 17.1793
2016-10-13 19:00 | 15 | 1 | 3.226 | 21.4742
2016-10-13 20:00 | 15 | 1 | 3.226 | 21.4742
2016-10-13 21:00 | 27 | 2 | 5.861 | 38.6535
2016-10-13 22:00 | 15 | 1 | 3.226 | 21.4742
2016-10-13 23:00 | 15 | 1 | 3.226 | 21.4742
2016-10-14 | 15 | 1 | 3.226 | 21.4742
2016-10-14 01:00 | 13.451 | 1 | 2.9208 | 19.2566
2016-10-14 02:00 | 12.407 | 1 | 2.7152 | 17.762
2016-10-14 03:00 | 12 | 1 | 2.635 | 17.1793
2016-10-14 04:00 | 12 | 1 | 2.635 | 17.1793
2016-10-14 05:00 | 12 | 1 | 2.635 | 17.1793
2016-10-14 06:00 | 12 | 1 | 2.635 | 17.1793
2016-10-14 07:00 | 12 | 1 | 2.635 | 17.1793
2016-10-14 08:00 | 12 | 1 | 2.635 | 17.1793
2016-10-14 09:00 | 12 | 1 | 2.635 | 17.1793
2016-10-14 10:00 | 12 | 1 | 2.635 | 17.1793
2016-10-14 11:00 | 12 | 1 | 2.635 | 17.1793
2016-10-14 12:00 | 12 | 1 | 2.635 | 17.1793
2016-10-14 13:00 | 12 | 1 | 2.635 | 17.1793
2016-10-14 14:00 | 12 | 1 | 2.635 | 17.1793
2016-10-14 15:00 | 12 | 1 | 2.635 | 17.1793
2016-10-14 16:00 | 12 | 1 | 2.635 | 17.1793
2016-10-14 17:00 | 12 | 1 | 2.635 | 17.1793
2016-10-14 18:00 | 12 | 1 | 2.635 | 17.1793
2016-10-14 19:00 | 15 | 1 | 3.226 | 21.4742
2016-10-14 20:00 | 15 | 1 | 3.226 | 21.4742
2016-10-14 21:00 | 15 | 1 | 3.226 | 21.4742
2016-10-14 22:00 | 15 | 1 | 3.226 | 21.4742
2016-10-14 23:00 | 15 | 1 | 3.226 | 21.4742
2016-10-15 | 15 | 1 | 3.226 | 21.4742
2016-10-15 01:00 | 13.776 | 1 | 2.9849 | 19.7219
2016-10-15 02:00 | 13.023 | 1 | 2.8365 | 18.6439
2016-10-15 03:00 | 12.135 | 1 | 2.6616 | 17.3726
2016-10-15 04:00 | 12 | 1 | 2.635 | 17.1793
2016-10-15 05:00 | 12 | 1 | 2.635 | 17.1793
2016-10-15 06:00 | 12 | 1 | 2.635 | 17.1793
2016-10-15 07:00 | 12 | 1 | 2.635 | 17.1793
2016-10-15 08:00 | 12 | 1 | 2.635 | 17.1793
2016-10-15 09:00 | 12 | 1 | 2.635 | 17.1793
2016-10-15 10:00 | 12 | 1 | 2.635 | 17.1793
2016-10-15 11:00 | 12 | 1 | 2.635 | 17.1793
2016-10-15 12:00 | 12 | 1 | 2.635 | 17.1793
2016-10-15 13:00 | 12 | 1 | 2.635 | 17.1793
2016-10-15 14:00 | 12 | 1 | 2.635 | 17.1793
2016-10-15 15:00 | 12 | 1 | 2.635 | 17.1793
2016-10-15 16:00 | 12 | 1 | 2.635 | 17.1793
2016-10-15 17:00 | 12 | 1 | 2.635 | 17.1793
2016-10-15 18:00 | 12.03 | 1 | 2.6409 | 17.2223
2016-10-15 19:00 | 15 | 1 | 3.226 | 21.4742
2016-10-15 20:00 | 15 | 1 | 3.226 | 21.4742
2016-10-15 21:00 | 15 | 1 | 3.226 | 21.4742
2016-10-15 22:00 | 15 | 1 | 3.226 | 21.4742
2016-10-15 23:00 | 15 | 1 | 3.226 | 21.4742
2016-10-16 | 15 | 1 | 3.226 | 21.4742
2016-10-16 01:00 | 13.75 | 1 | 2.9798 | 19.6847
2016-10-16 02:00 | 13.12 | 1 | 2.8556 | 18.7827
2016-10-16 03:00 | 12 | 1 | 2.635 | 17.1793
2016-10-16 04:00 | 12 | 1 | 2.635 | 17.1793
2016-10-16 05:00 | 12 | 1 | 2.635 | 17.1793
2016-10-16 06:00 | 12 | 1 | 2.635 | 17.1793
2016-10-16 07:00 | 12 | 1 | 2.635 | 17.1793
2016-10-16 08:00 | 12 | 1 | 2.635 | 17.1793
2016-10-16 09:00 | 12 | 1 | 2.635 | 17.1793
2016-10-16 10:00 | 12 | 1 | 2.635 | 17.1793
2016-10-16 11:00 | 12 | 1 | 2.635 | 17.1793
2016-10-16 12:00 | 12 | 1 | 2.635 | 17.1793
2016-10-16 13:00 | 12 | 1 | 2.635 | 17.1793
2016-10-16 14:00 | 12 | 1 | 2.635 | 17.1793
2016-10-16 15:00 | 12 | 1 | 2.635 | 17.1793
2016-10-16 16:00 | 12 | 1 | 2.635 | 17.1793
2016-10-16 17:00 | 12 | 1 | 2.635 | 17.1793
2016-10-16 18:00 | 12.021 | 1 | 2.6391 | 17.2094
2016-10-16 19:00 | 15 | 1 | 3.226 | 21.4742
2016-10-16 20:00 | 15 | 1 | 3.226 | 21.4742
2016-10-16 21:00 | 27 | 2 | 5.861 | 38.6535
2016-10-16 22:00 | 15 | 1 | 3.226 | 21.4742
2016-10-16 23:00 | 15 | 1 | 3.226 | 21.4742
2016-10-17 | 15 | 1 | 3.226 | 21.4742
2016-10-17 01:00 | 14.93 | 1 | 3.2122 | 21.374
2016-10-17 02:00 | 13.887 | 1 | 3.0067 | 19.8808
2016-10-17 03:00 | 12.384 | 1 | 2.7106 | 17.7291
2016-10-17 04:00 | 12 | 1 | 2.635 | 17.1793
2016-10-17 05:00 | 12 | 1 | 2.635 | 17.1793
2016-10-17 06:00 | 12 | 1 | 2.635 | 17.1793
2016-10-17 07:00 | 12 | 1 | 2.635 | 17.1793
2016-10-17 08:00 | 12 | 1 | 2.635 | 17.1793
2016-10-17 09:00 | 12 | 1 | 2.635 | 17.1793
2016-10-17 10:00 | 12 | 1 | 2.635 | 17.1793
2016-10-17 11:00 | 12 | 1 | 2.635 | 17.1793
2016-10-17 12:00 | 12 | 1 | 2.635 | 17.1793
2016-10-17 13:00 | 12 | 1 | 2.635 | 17.1793
2016-10-17 14:00 | 12 | 1 | 2.635 | 17.1793
2016-10-17 15:00 | 12 | 1 | 2.635 | 17.1793
2016-10-17 16:00 | 12 | 1 | 2.635 | 17.1793
2016-10-17 17:00 | 12 | 1 | 2.635 | 17.1793
2016-10-17 18:00 | 12 | 1 | 2.635 | 17.1793
2016-10-17 19:00 | 15 | 1 | 3.226 | 21.4742
2016-10-17 20:00 | 27 | 2 | 5.861 | 38.6535
2016-10-17 21:00 | 27 | 2 | 5.861 | 38.6535
2016-10-17 22:00 | 15 | 1 | 3.226 | 21.4742
2016-10-17 23:00 | 15 | 1 | 3.226 | 21.4742
2016-10-18 | 15 | 1 | 3.226 | 21.4742
2016-10-18 01:00 | 15 | 1 | 3.226 | 21.4742
2016-10-18 02:00 | 13.864 | 1 | 3.0022 | 19.8479
2016-10-18 03:00 | 12 | 1 | 2.635 | 17.1793
2016-10-18 04:00 | 12 | 1 | 2.635 | 17.1793
2016-10-18 05:00 | 12 | 1 | 2.635 | 17.1793
2016-10-18 06:00 | 12 | 1 | 2.635 | 17.1793
2016-10-18 07:00 | 12 | 1 | 2.635 | 17.1793
2016-10-18 08:00 | 12 | 1 | 2.635 | 17.1793
2016-10-18 09:00 | 12 | 1 | 2.635 | 17.1793
2016-10-18 10:00 | 12 | 1 | 2.635 | 17.1793
2016-10-18 11:00 | 12 | 1 | 2.635 | 17.1793
2016-10-18 12:00 | 12 | 1 | 2.635 | 17.1793
2016-10-18 13:00 | 12 | 1 | 2.635 | 17.1793
2016-10-18 14:00 | 12 | 1 | 2.635 | 17.1793
2016-10-18 15:00 | 12 | 1 | 2.635 | 17.1793
2016-10-18 16:00 | 12 | 1 | 2.635 | 17.1793
2016-10-18 17:00 | 12 | 1 | 2.635 | 17.1793
2016-10-18 18:00 | 12 | 1 | 2.635 | 17.1793
2016-10-18 19:00 | 15 | 1 | 3.226 | 21.4742
2016-10-18 20:00 | 15 | 1 | 3.226 | 21.4742
2016-10-18 21:00 | 15 | 1 | 3.226 | 21.4742
2016-10-18 22:00 | 15 | 1 | 3.226 | 21.4742
2016-10-18 23:00 | 15 | 1 | 3.226 | 21.4742
2016-10-19 | 15 | 1 | 3.226 | 21.4742
2016-10-19 01:00 | 15 | 1 | 3.226 | 21.4742
2016-10-19 02:00 | 13.516 | 1 | 2.9337 | 19.3497
2016-10-19 03:00 | 12.368 | 1 | 2.7075 | 17.7062
2016-10-19 04:00 | 12 | 1 | 2.635 | 17.1793
2016-10-19 05:00 | 12 | 1 | 2.635 | 17.1793
2016-10-19 06:00 | 12 | 1 | 2.635 | 17.1793
2016-10-19 07:00 | 12 | 1 | 2.635 | 17.1793
2016-10-19 08:00 | 12 | 1 | 2.635 | 17.1793
2016-10-19 09:00 | 12 | 1 | 2.635 | 17.1793
2016-10-19 10:00 | 12 | 1 | 2.635 | 17.1793
2016-10-19 11:00 | 12 | 1 | 2.635 | 17.1793
2016-10-19 12:00 | 12 | 1 | 2.635 | 17.1793
2016-10-19 13:00 | 12 | 1 | 2.635 | 17.1793
2016-10-19 14:00 | 12 | 1 | 2.635 | 17.1793
2016-10-19 15:00 | 12 | 1 | 2.635 | 17.1793
2016-10-19 16:00 | 12 | 1 | 2.635 | 17.1793
2016-10-19 17:00 | 12 | 1 | 2.635 | 17.1793
2016-10-19 18:00 | 12 | 1 | 2.635 | 17.1793
2016-10-19 19:00 | 15 | 1 | 3.226 | 21.4742
2016-10-19 20:00 | 27 | 2 | 5.861 | 38.6535
2016-10-19 21:00 | 27 | 2 | 5.861 | 38.6535
2016-10-19 22:00 | 15 | 1 | 3.226 | 21.4742
2016-10-19 23:00 | 15 | 1 | 3.226 | 21.4742
2016-10-20 | 15 | 1 | 3.226 | 21.4742
2016-10-20 01:00 | 13.759 | 1 | 2.9815 | 19.6975
2016-10-20 02:00 | 12.457 | 1 | 2.725 | 17.8336
2016-10-20 03:00 | 12 | 1 | 2.635 | 17.1793
2016-10-20 04:00 | 12 | 1 | 2.635 | 17.1793
2016-10-20 05:00 | 12 | 1 | 2.635 | 17.1793
2016-10-20 06:00 | 12 | 1 | 2.635 | 17.1793
2016-10-20 07:00 | 12 | 1 | 2.635 | 17.1793
2016-10-20 08:00 | 12 | 1 | 2.635 | 17.1793
2016-10-20 09:00 | 12 | 1 | 2.635 | 17.1793
2016-10-20 10:00 | 12 | 1 | 2.635 | 17.1793
2016-10-20 11:00 | 12 | 1 | 2.635 | 17.1793
2016-10-20 12:00 | 12 | 1 | 2.635 | 17.1793
2016-10-20 13:00 | 12 | 1 | 2.635 | 17.1793
2016-10-20 14:00 | 12 | 1 | 2.635 | 17.1793
2016-10-20 15:00 | 12 | 1 | 2.635 | 17.1793
2016-10-20 16:00 | 12 | 1 | 2.635 | 17.1793
2016-10-20 17:00 | 12 | 1 | 2.635 | 17.1793
2016-10-20 18:00 | 12.557 | 1 | 2.7447 | 17.9767
2016-10-20 19:00 | 15 | 1 | 3.226 | 21.4742
2016-10-20 20:00 | 27 | 2 | 5.861 | 38.6535
2016-10-20 21:00 | 27 | 2 | 5.861 | 38.6535
2016-10-20 22:00 | 15 | 1 | 3.226 | 21.4742
2016-10-20 23:00 | 15 | 1 | 3.226 | 21.4742
2016-10-21 | 15 | 1 | 3.226 | 21.4742
2016-10-21 01:00 | 13.818 | 1 | 2.9931 | 19.782
2016-10-21 02:00 | 12.337 | 1 | 2.7014 | 17.6618
2016-10-21 03:00 | 12 | 1 | 2.635 | 17.1793
2016-10-21 04:00 | 12 | 1 | 2.635 | 17.1793
2016-10-21 05:00 | 12 | 1 | 2.635 | 17.1793
2016-10-21 06:00 | 12 | 1 | 2.635 | 17.1793
2016-10-21 07:00 | 12 | 1 | 2.635 | 17.1793
2016-10-21 08:00 | 12 | 1 | 2.635 | 17.1793
2016-10-21 09:00 | 12 | 1 | 2.635 | 17.1793
2016-10-21 10:00 | 12 | 1 | 2.635 | 17.1793
2016-10-21 11:00 | 12 | 1 | 2.635 | 17.1793
2016-10-21 12:00 | 12 | 1 | 2.635 | 17.1793
2016-10-21 13:00 | 12 | 1 | 2.635 | 17.1793
2016-10-21 14:00 | 12 | 1 | 2.635 | 17.1793
2016-10-21 15:00 | 12 | 1 | 2.635 | 17.1793
2016-10-21 16:00 | 12 | 1 | 2.635 | 17.1793
2016-10-21 17:00 | 12 | 1 | 2.635 | 17.1793
2016-10-21 18:00 | 12.074 | 1 | 2.6496 | 17.2853
2016-10-21 19:00 | 15 | 1 | 3.226 | 21.4742
2016-10-21 20:00 | 15 | 1 | 3.226 | 21.4742
2016-10-21 21:00 | 27 | 2 | 5.861 | 38.6535
2016-10-21 22:00 | 27 | 2 | 5.861 | 38.6535
2016-10-21 23:00 | 15 | 1 | 3.226 | 21.4742
2016-10-22 | 15 | 1 | 3.226 | 21.4742
2016-10-22 01:00 | 14.711 | 1 | 3.1691 | 21.0604
2016-10-22 02:00 | 13.528 | 1 | 2.936 | 19.3668
2016-10-22 03:00 | 12.327 | 1 | 2.6994 | 17.6475
2016-10-22 04:00 | 12 | 1 | 2.635 | 17.1793
2016-10-22 05:00 | 12 | 1 | 2.635 | 17.1793
2016-10-22 06:00 | 12 | 1 | 2.635 | 17.1793
2016-10-22 07:00 | 12 | 1 | 2.635 | 17.1793
2016-10-22 08:00 | 12 | 1 | 2.635 | 17.1793
2016-10-22 09:00 | 12 | 1 | 2.635 | 17.1793
2016-10-22 10:00 | 12 | 1 | 2.635 | 17.1793
2016-10-22 11:00 | 12 | 1 | 2.635 | 17.1793
2016-10-22 12:00 | 12 | 1 | 2.635 | 17.1793
2016-10-22 13:00 | 12 | 1 | 2.635 | 17.1793
2016-10-22 14:00 | 12 | 1 | 2.635 | 17.1793
2016-10-22 15:00 | 12 | 1 | 2.635 | 17.1793
2016-10-22 16:00 | 12 | 1 | 2.635 | 17.1793
2016-10-22 17:00 | 12 | 1 | 2.635 | 17.1793
2016-10-22 18:00 | 12 | 1 | 2.635 | 17.1793
2016-10-22 19:00 | 15 | 1 | 3.226 | 21.4742
2016-10-22 20:00 | 15 | 1 | 3.226 | 21.4742
2016-10-22 21:00 | 15 | 1 | 3.226 | 21.4742
2016-10-22 22:00 | 27 | 2 | 5.861 | 38.6535
2016-10-22 23:00 | 15 | 1 | 3.226 | 21.4742
2016-10-23 | 15 | 1 | 3.226 | 21.4742
2016-10-23 01:00 | 15 | 1 | 3.226 | 21.4742
2016-10-23 02:00 | 14.172 | 1 | 3.0629 | 20.2888
2016-10-23 03:00 | 12.382 | 1 | 2.7103 | 17.7262
2016-10-23 04:00 | 12 | 1 | 2.635 | 17.1793
2016-10-23 05:00 | 12 | 1 | 2.635 | 17.1793
2016-10-23 06:00 | 12 | 1 | 2.635 | 17.1793
2016-10-23 07:00 | 12 | 1 | 2.635 | 17.1793
2016-10-23 08:00 | 12 | 1 | 2.635 | 17.1793
2016-10-23 09:00 | 12 | 1 | 2.635 | 17.1793
2016-10-23 10:00 | 12 | 1 | 2.635 | 17.1793
2016-10-23 11:00 | 12 | 1 | 2.635 | 17.1793
2016-10-23 12:00 | 12.618 | 1 | 2.7567 | 18.0641
2016-10-23 13:00 | 12 | 1 | 2.635 | 17.1793
2016-10-23 14:00 | 12 | 1 | 2.635 | 17.1793
2016-10-23 15:00 | 12 | 1 | 2.635 | 17.1793
2016-10-23 16:00 | 12.142 | 1 | 2.663 | 17.3826
2016-10-23 17:00 | 12 | 1 | 2.635 | 17.1793
2016-10-23 18:00 | 12 | 1 | 2.635 | 17.1793
2016-10-23 19:00 | 15 | 1 | 3.226 | 21.4742
2016-10-23 20:00 | 27 | 2 | 5.861 | 38.6535
2016-10-23 21:00 | 27 | 2 | 5.861 | 38.6535
2016-10-23 22:00 | 27 | 2 | 5.861 | 38.6535
2016-10-23 23:00 | 15 | 1 | 3.226 | 21.4742
2016-10-24 | 15 | 1 | 3.226 | 21.4742
2016-10-24 01:00 | 15 | 1 | 3.226 | 21.4742
2016-10-24 02:00 | 13.903 | 1 | 3.0099 | 19.9037
2016-10-24 03:00 | 12.462 | 1 | 2.726 | 17.8407
2016-10-24 04:00 | 12 | 1 | 2.635 | 17.1793
2016-10-24 05:00 | 12 | 1 | 2.635 | 17.1793
2016-10-24 06:00 | 12 | 1 | 2.635 | 17.1793
2016-10-24 07:00 | 12 | 1 | 2.635 | 17.1793
2016-10-24 08:00 | 12 | 1 | 2.635 | 17.1793
2016-10-24 09:00 | 12 | 1 | 2.635 | 17.1793
2016-10-24 10:00 | 12 | 1 | 2.635 | 17.1793
2016-10-24 11:00 | 12 | 1 | 2.635 | 17.1793
2016-10-24 12:00 | 12 | 1 | 2.635 | 17.1793
2016-10-24 13:00 | 12 | 1 | 2.635 | 17.1793
2016-10-24 14:00 | 12 | 1 | 2.635 | 17.1793
2016-10-24 15:00 | 12 | 1 | 2.635 | 17.1793
2016-10-24 16:00 | 12 | 1 | 2.635 | 17.1793
2016-10-24 17:00 | 12 | 1 | 2.635 | 17.1793
2016-10-24 18:00 | 12 | 1 | 2.635 | 17.1793
2016-10-24 19:00 | 15 | 1 | 3.226 | 21.4742
2016-10-24 20:00 | 27 | 2 | 5.861 | 38.6535
2016-10-24 21:00 | 27 | 2 | 5.861 | 38.6535
2016-10-24 22:00 | 27 | 2 | 5.861 | 38.6535
2016-10-24 23:00 | 15 | 1 | 3.226 | 21.4742
2016-10-25 | 15 | 1 | 3.226 | 21.4742
2016-10-25 01:00 | 14.463 | 1 | 3.1202 | 20.7054
2016-10-25 02:00 | 13.03 | 1 | 2.8379 | 18.6539
2016-10-25 03:00 | 12 | 1 | 2.635 | 17.1793
2016-10-25 04:00 | 12 | 1 | 2.635 | 17.1793
2016-10-25 05:00 | 12 | 1 | 2.635 | 17.1793
2016-10-25 06:00 | 12 | 1 | 2.635 | 17.1793
2016-10-25 07:00 | 12 | 1 | 2.635 | 17.1793
2016-10-25 08:00 | 12 | 1 | 2.635 | 17.1793
2016-10-25 09:00 | 12 | 1 | 2.635 | 17.1793
2016-10-25 10:00 | 12 | 1 | 2.635 | 17.1793
2016-10-25 11:00 | 12 | 1 | 2.635 | 17.1793
2016-10-25 12:00 | 12 | 1 | 2.635 | 17.1793
2016-10-25 13:00 | 12 | 1 | 2.635 | 17.1793
2016-10-25 14:00 | 12 | 1 | 2.635 | 17.1793
2016-10-25 15:00 | 12 | 1 | 2.635 | 17.1793
2016-10-25 16:00 | 12 | 1 | 2.635 | 17.1793
2016-10-25 17:00 | 12 | 1 | 2.635 | 17.1793
2016-10-25 18:00 | 12 | 1 | 2.635 | 17.1793
2016-10-25 19:00 | 15 | 1 | 3.226 | 21.4742
2016-10-25 20:00 | 27 | 2 | 5.861 | 38.6535
2016-10-25 21:00 | 27 | 2 | 5.861 | 38.6535
2016-10-25 22:00 | 27 | 2 | 5.861 | 38.6535
2016-10-25 23:00 | 15 | 1 | 3.226 | 21.4742
2016-10-26 | 15 | 1 | 3.226 | 21.4742
2016-10-26 01:00 | 14.515 | 1 | 3.1305 | 20.7798
2016-10-26 02:00 | 12.841 | 1 | 2.8007 | 18.3833
2016-10-26 03:00 | 12 | 1 | 2.635 | 17.1793
2016-10-26 04:00 | 12 | 1 | 2.635 | 17.1793
2016-10-26 05:00 | 12 | 1 | 2.635 | 17.1793
2016-10-26 06:00 | 12 | 1 | 2.635 | 17.1793
2016-10-26 07:00 | 12 | 1 | 2.635 | 17.1793
2016-10-26 08:00 | 12 | 1 | 2.635 | 17.1793
2016-10-26 09:00 | 12 | 1 | 2.635 | 17.1793
2016-10-26 10:00 | 12 | 1 | 2.635 | 17.1793
2016-10-26 11:00 | 12 | 1 | 2.635 | 17.1793
2016-10-26 12:00 | 12 | 1 | 2.635 | 17.1793
2016-10-26 13:00 | 12 | 1 | 2.635 | 17.1793
2016-10-26 14:00 | 12 | 1 | 2.635 | 17.1793
2016-10-26 15:00 | 12 | 1 | 2.635 | 17.1793
2016-10-26 16:00 | 12 | 1 | 2.635 | 17.1793
2016-10-26 17:00 | 12 | 1 | 2.635 | 17.1793
2016-10-26 18:00 | 12.284 | 1 | 2.6909 | 17.5859
2016-10-26 19:00 | 15 | 1 | 3.226 | 21.4742
2016-10-26 20:00 | 27 | 2 | 5.861 | 38.6535
2016-10-26 21:00 | 27 | 2 | 5.861 | 38.6535
2016-10-26 22:00 | 27 | 2 | 5.861 | 38.6535
2016-10-26 23:00 | 15 | 1 | 3.226 | 21.4742
2016-10-27 | 15 | 1 | 3.226 | 21.4742
2016-10-27 01:00 | 14.077 | 1 | 3.0442 | 20.1528
2016-10-27 02:00 | 13.231 | 1 | 2.8775 | 18.9416
2016-10-27 03:00 | 12.439 | 1 | 2.7215 | 17.8078
2016-10-27 04:00 | 12 | 1 | 2.635 | 17.1793
2016-10-27 05:00 | 12 | 1 | 2.635 | 17.1793
2016-10-27 06:00 | 12 | 1 | 2.635 | 17.1793
2016-10-27 07:00 | 12 | 1 | 2.635 | 17.1793
2016-10-27 08:00 | 12 | 1 | 2.635 | 17.1793
2016-10-27 09:00 | 12 | 1 | 2.635 | 17.1793
2016-10-27 10:00 | 12 | 1 | 2.635 | 17.1793
2016-10-27 11:00 | 12 | 1 | 2.635 | 17.1793
2016-10-27 12:00 | 12 | 1 | 2.635 | 17.1793
2016-10-27 13:00 | 12 | 1 | 2.635 | 17.1793
2016-10-27 14:00 | 12 | 1 | 2.635 | 17.1793
2016-10-27 15:00 | 12 | 1 | 2.635 | 17.1793
2016-10-27 16:00 | 12 | 1 | 2.635 | 17.1793
2016-10-27 17:00 | 12 | 1 | 2.635 | 17.1793
2016-10-27 18:00 | 12 | 1 | 2.635 | 17.1793
2016-10-27 19:00 | 15 | 1 | 3.226 | 21.4742
2016-10-27 20:00 | 27 | 2 | 5.861 | 38.6535
2016-10-27 21:00 | 27 | 2 | 5.861 | 38.6535
2016-10-27 22:00 | 27 | 2 | 5.861 | 38.6535
2016-10-27 23:00 | 15 | 1 | 3.226 | 21.4742
2016-10-28 | 15 | 1 | 3.226 | 21.4742
2016-10-28 01:00 | 13.049 | 1 | 2.8417 | 18.6811
2016-10-28 02:00 | 12.609 | 1 | 2.755 | 18.0512
2016-10-28 03:00 | 12 | 1 | 2.635 | 17.1793
2016-10-28 04:00 | 12 | 1 | 2.635 | 17.1793
2016-10-28 05:00 | 12 | 1 | 2.635 | 17.1793
2016-10-28 06:00 | 12 | 1 | 2.635 | 17.1793
2016-10-28 07:00 | 12 | 1 | 2.635 | 17.1793
2016-10-28 08:00 | 12 | 1 | 2.635 | 17.1793
2016-10-28 09:00 | 12 | 1 | 2.635 | 17.1793
2016-10-28 10:00 | 12 | 1 | 2.635 | 17.1793
2016-10-28 11:00 | 12 | 1 | 2.635 | 17.1793
2016-10-28 12:00 | 12 | 1 | 2.635 | 17.1793
2016-10-28 13:00 | 12 | 1 | 2.635 | 17.1793
2016-10-28 14:00 | 12 | 1 | 2.635 | 17.1793
2016-10-28 15:00 | 12 | 1 | 2.635 | 17.1793
2016-10-28 16:00 | 12 | 1 | 2.635 | 17.1793
2016-10-28 17:00 | 12 | 1 | 2.635 | 17.1793
2016-10-28 18:00 | 12 | 1 | 2.635 | 17.1793
2016-10-28 19:00 | 15 | 1 | 3.226 | 21.4742
2016-10-28 20:00 | 15 | 1 | 3.226 | 21.4742
2016-10-28 21:00 | 27 | 2 | 5.861 | 38.6535
2016-10-28 22:00 | 15 | 1 | 3.226 | 21.4742
2016-10-28 23:00 | 15 | 1 | 3.226 | 21.4742
2016-10-29 | 14.818 | 1 | 3.1901 | 21.2136
2016-10-29 01:00 | 13.133 | 1 | 2.8582 | 18.8013
2016-10-29 02:00 | 12.683 | 1 | 2.7696 | 18.1571
2016-10-29 03:00 | 12 | 1 | 2.635 | 17.1793
2016-10-29 04:00 | 12 | 1 | 2.635 | 17.1793
2016-10-29 05:00 | 12 | 1 | 2.635 | 17.1793
2016-10-29 06:00 | 12 | 1 | 2.635 | 17.1793
2016-10-29 07:00 | 12 | 1 | 2.635 | 17.1793
2016-10-29 08:00 | 12 | 1 | 2.635 | 17.1793
2016-10-29 09:00 | 12 | 1 | 2.635 | 17.1793
2016-10-29 10:00 | 12 | 1 | 2.635 | 17.1793
2016-10-29 11:00 | 12 | 1 | 2.635 | 17.1793
2016-10-29 12:00 | 12 | 1 | 2.635 | 17.1793
2016-10-29 13:00 | 12 | 1 | 2.635 | 17.1793
2016-10-29 14:00 | 12 | 1 | 2.635 | 17.1793
2016-10-29 15:00 | 12 | 1 | 2.635 | 17.1793
2016-10-29 16:00 | 12 | 1 | 2.635 | 17.1793
2016-10-29 17:00 | 12 | 1 | 2.635 | 17.1793
2016-10-29 18:00 | 12 | 1 | 2.635 | 17.1793
2016-10-29 19:00 | 15 | 1 | 3.226 | 21.4742
2016-10-29 20:00 | 15 | 1 | 3.226 | 21.4742
2016-10-29 21:00 | 27 | 2 | 5.861 | 38.6535
2016-10-29 22:00 | 15 | 1 | 3.226 | 21.4742
2016-10-29 23:00 | 15 | 1 | 3.226 | 21.4742
2016-10-30 | 15 | 1 | 3.226 | 21.4742
2016-10-30 01:00 | 13.46 | 1 | 2.9226 | 19.2695
2016-10-30 02:00 | 12.834 | 1 | 2.7993 | 18.3733
2016-10-30 03:00 | 12 | 1 | 2.635 | 17.1793
2016-10-30 04:00 | 12 | 1 | 2.635 | 17.1793
2016-10-30 05:00 | 12 | 1 | 2.635 | 17.1793
2016-10-30 06:00 | 12 | 1 | 2.635 | 17.1793
2016-10-30 07:00 | 12 | 1 | 2.635 | 17.1793
2016-10-30 08:00 | 12 | 1 | 2.635 | 17.1793
2016-10-30 09:00 | 12 | 1 | 2.635 | 17.1793
2016-10-30 10:00 | 12 | 1 | 2.635 | 17.1793
2016-10-30 11:00 | 12 | 1 | 2.635 | 17.1793
2016-10-30 12:00 | 12 | 1 | 2.635 | 17.1793
2016-10-30 13:00 | 12 | 1 | 2.635 | 17.1793
2016-10-30 14:00 | 12 | 1 | 2.635 | 17.1793
2016-10-30 15:00 | 12 | 1 | 2.635 | 17.1793
2016-10-30 16:00 | 12 | 1 | 2.635 | 17.1793
2016-10-30 17:00 | 12 | 1 | 2.635 | 17.1793
2016-10-30 18:00 | 12.222 | 1 | 2.6787 | 17.4971
2016-10-30 19:00 | 15 | 1 | 3.226 | 21.4742
2016-10-30 20:00 | 27 | 2 | 5.861 | 38.6535
2016-10-30 21:00 | 27 | 2 | 5.861 | 38.6535
2016-10-30 22:00 | 27 | 2 | 5.861 | 38.6535
2016-10-30 23:00 | 15 | 1 | 3.226 | 21.4742
2016-10-31 | 15 | 1 | 3.226 | 21.4742
2016-10-31 01:00 | 14.122 | 1 | 3.053 | 20.2172
2016-10-31 02:00 | 13.324 | 1 | 2.8958 | 19.0748
2016-10-31 03:00 | 12 | 1 | 2.635 | 17.1793
2016-10-31 04:00 | 12 | 1 | 2.635 | 17.1793
2016-10-31 05:00 | 12 | 1 | 2.635 | 17.1793
2016-10-31 06:00 | 12 | 1 | 2.635 | 17.1793
2016-10-31 07:00 | 12 | 1 | 2.635 | 17.1793
2016-10-31 08:00 | 12 | 1 | 2.635 | 17.1793
2016-10-31 09:00 | 12 | 1 | 2.635 | 17.1793
2016-10-31 10:00 | 12 | 1 | 2.635 | 17.1793
2016-10-31 11:00 | 12 | 1 | 2.635 | 17.1793
2016-10-31 12:00 | 12 | 1 | 2.635 | 17.1793
2016-10-31 13:00 | 12 | 1 | 2.635 | 17.1793
2016-10-31 14:00 | 12 | 1 | 2.635 | 17.1793
2016-10-31 15:00 | 12 | 1 | 2.635 | 17.1793
2016-10-31 16:00 | 12 | 1 | 2.635 | 17.1793
2016-10-31 17:00 | 12 | 1 | 2.635 | 17.1793
2016-10-31 18:00 | 12.493 | 1 | 2.7321 | 17.8851
2016-10-31 19:00 | 15 | 1 | 3.226 | 21.4742
2016-10-31 20:00 | 27 | 2 | 5.861 | 38.6535
2016-10-31 21:00 | 27 | 2 | 5.861 | 38.6535
2016-10-31 22:00 | 27 | 2 | 5.861 | 38.6535
2016-10-31 23:00 | 15 | 1 | 3.226 | 21.4742
2016-11-01 | 15 | 1 | 3.226 | 21.4742
2016-11-01 01:00 | 14.162 | 1 | 3.0609 | 20.2745
2016-11-01 02:00 | 13.014 | 1 | 2.8348 | 18.631
2016-11-01 03:00 | 12.435 | 1 | 2.7207 | 17.8021
2016-11-01 04:00 | 12 | 1 | 2.635 | 17.1793
2016-11-01 05:00 | 12 | 1 | 2.635 | 17.1793
2016-11-01 06:00 | 12 | 1 | 2.635 | 17.1793
2016-11-01 07:00 | 12 | 1 | 2.635 | 17.1793
2016-11-01 08:00 | 12 | 1 | 2.635 | 17.1793
2016-11-01 09:00 | 12 | 1 | 2.635 | 17.1793
2016-11-01 10:00 | 12 | 1 | 2.635 | 17.1793
2016-11-01 11:00 | 12 | 1 | 2.635 | 17.1793
2016-11-01 12:00 | 12 | 1 | 2.635 | 17.1793
2016-11-01 13:00 | 12 | 1 | 2.635 | 17.1793
2016-11-01 14:00 | 12.511 | 1 | 2.7357 | 17.9109
2016-11-01 15:00 | 12.879 | 1 | 2.8082 | 18.4377
2016-11-01 16:00 | 12.901 | 1 | 2.8125 | 18.4692
2016-11-01 17:00 | 12.397 | 1 | 2.7132 | 17.7477
2016-11-01 18:00 | 12.307 | 1 | 2.6955 | 17.6188
2016-11-01 19:00 | 15 | 1 | 3.226 | 21.4742
2016-11-01 20:00 | 27 | 2 | 5.861 | 38.6535
2016-11-01 21:00 | 27 | 2 | 5.861 | 38.6535
2016-11-01 22:00 | 27 | 2 | 5.861 | 38.6535
2016-11-01 23:00 | 15 | 1 | 3.226 | 21.4742
2016-11-02 | 15 | 1 | 3.226 | 21.4742
2016-11-02 01:00 | 14.67 | 1 | 3.161 | 21.0017
2016-11-02 02:00 | 12.934 | 1 | 2.819 | 18.5165
2016-11-02 03:00 | 12.294 | 1 | 2.6929 | 17.6002
2016-11-02 04:00 | 12 | 1 | 2.635 | 17.1793
2016-11-02 05:00 | 12 | 1 | 2.635 | 17.1793
2016-11-02 06:00 | 12 | 1 | 2.635 | 17.1793
2016-11-02 07:00 | 12 | 1 | 2.635 | 17.1793
2016-11-02 08:00 | 12 | 1 | 2.635 | 17.1793
2016-11-02 09:00 | 12 | 1 | 2.635 | 17.1793
2016-11-02 10:00 | 12 | 1 | 2.635 | 17.1793
2016-11-02 11:00 | 12 | 1 | 2.635 | 17.1793
2016-11-02 12:00 | 12 | 1 | 2.635 | 17.1793
2016-11-02 13:00 | 12 | 1 | 2.635 | 17.1793
2016-11-02 14:00 | 12.584 | 1 | 2.75 | 18.0154
2016-11-02 15:00 | 12.694 | 1 | 2.7717 | 18.1729
2016-11-02 16:00 | 13.018 | 1 | 2.8355 | 18.6367
2016-11-02 17:00 | 12.704 | 1 | 2.7737 | 18.1872
2016-11-02 18:00 | 12.548 | 1 | 2.743 | 17.9639
2016-11-02 19:00 | 15 | 1 | 3.226 | 21.4742
2016-11-02 20:00 | 27 | 2 | 5.861 | 38.6535
2016-11-02 21:00 | 27 | 2 | 5.861 | 38.6535
2016-11-02 22:00 | 27 | 2 | 5.861 | 38.6535
2016-11-02 23:00 | 15 | 1 | 3.226 | 21.4742
2016-11-03 | 15 | 1 | 3.226 | 21.4742
2016-11-03 01:00 | 14.275 | 1 | 3.0832 | 20.4362
2016-11-03 02:00 | 12.554 | 1 | 2.7441 | 17.9724
2016-11-03 03:00 | 12.019 | 1 | 2.6387 | 17.2065
2016-11-03 04:00 | 12 | 1 | 2.635 | 17.1793
2016-11-03 05:00 | 12 | 1 | 2.635 | 17.1793
2016-11-03 06:00 | 12 | 1 | 2.635 | 17.1793
2016-11-03 07:00 | 12 | 1 | 2.635 | 17.1793
2016-11-03 08:00 | 12 | 1 | 2.635 | 17.1793
2016-11-03 09:00 | 12 | 1 | 2.635 | 17.1793
2016-11-03 10:00 | 12 | 1 | 2.635 | 17.1793
2016-11-03 11:00 | 12 | 1 | 2.635 | 17.1793
2016-11-03 12:00 | 12 | 1 | 2.635 | 17.1793
2016-11-03 13:00 | 12 | 1 | 2.635 | 17.1793
2016-11-03 14:00 | 12 | 1 | 2.635 | 17.1793
2016-11-03 15:00 | 12 | 1 | 2.635 | 17.1793
2016-11-03 16:00 | 12 | 1 | 2.635 | 17.1793
2016-11-03 17:00 | 12.008 | 1 | 2.6366 | 17.1908
2016-11-03 18:00 | 12 | 1 | 2.635 | 17.1793
2016-11-03 19:00 | 14.641 | 1 | 3.1553 | 20.9602
2016-11-03 20:00 | 15 | 1 | 3.226 | 21.4742
2016-11-03 21:00 | 27 | 2 | 5.861 | 38.6535
2016-11-03 22:00 | 27 | 2 | 5.861 | 38.6535
2016-11-03 23:00 | 15 | 1 | 3.226 | 21.4742
2016-11-04 | 15 | 1 | 3.226 | 21.4742
2016-11-04 01:00 | 14.251 | 1 | 3.0784 | 20.4019
2016-11-04 02:00 | 12.835 | 1 | 2.7995 | 18.3747
2016-11-04 03:00 | 12.314 | 1 | 2.6969 | 17.6289
2016-11-04 04:00 | 12 | 1 | 2.635 | 17.1793
2016-11-04 05:00 | 12 | 1 | 2.635 | 17.1793
2016-11-04 06:00 | 12 | 1 | 2.635 | 17.1793
2016-11-04 07:00 | 12 | 1 | 2.635 | 17.1793
2016-11-04 08:00 | 12 | 1 | 2.635 | 17.1793
2016-11-04 09:00 | 12 | 1 | 2.635 | 17.1793
2016-11-04 10:00 | 12 | 1 | 2.635 | 17.1793
2016-11-04 11:00 | 12 | 1 | 2.635 | 17.1793
2016-11-04 12:00 | 12 | 1 | 2.635 | 17.1793
2016-11-04 13:00 | 12 | 1 | 2.635 | 17.1793
2016-11-04 14:00 | 12 | 1 | 2.635 | 17.1793
2016-11-04 15:00 | 12.282 | 1 | 2.6906 | 17.583
2016-11-04 16:00 | 12.182 | 1 | 2.6709 | 17.4399
2016-11-04 17:00 | 12 | 1 | 2.635 | 17.1793
2016-11-04 18:00 | 12 | 1 | 2.635 | 17.1793
2016-11-04 19:00 | 13.337 | 1 | 2.8984 | 19.0934
2016-11-04 20:00 | 15 | 1 | 3.226 | 21.4742
2016-11-04 21:00 | 15 | 1 | 3.226 | 21.4742
2016-11-04 22:00 | 15 | 1 | 3.226 | 21.4742
2016-11-04 23:00 | 15 | 1 | 3.226 | 21.4742
2016-11-05 | 14.795 | 1 | 3.1856 | 21.1807
2016-11-05 01:00 | 13.564 | 1 | 2.9431 | 19.4184
2016-11-05 02:00 | 12.402 | 1 | 2.7142 | 17.7548
2016-11-05 03:00 | 12 | 1 | 2.635 | 17.1793
2016-11-05 04:00 | 12 | 1 | 2.635 | 17.1793
2016-11-05 05:00 | 12 | 1 | 2.635 | 17.1793
2016-11-05 06:00 | 12 | 1 | 2.635 | 17.1793
2016-11-05 07:00 | 12 | 1 | 2.635 | 17.1793
2016-11-05 08:00 | 12 | 1 | 2.635 | 17.1793
2016-11-05 09:00 | 12 | 1 | 2.635 | 17.1793
2016-11-05 10:00 | 12 | 1 | 2.635 | 17.1793
2016-11-05 11:00 | 12 | 1 | 2.635 | 17.1793
2016-11-05 12:00 | 12 | 1 | 2.635 | 17.1793
2016-11-05 13:00 | 12 | 1 | 2.635 | 17.1793
2016-11-05 14:00 | 12 | 1 | 2.635 | 17.1793
2016-11-05 15:00 | 12 | 1 | 2.635 | 17.1793
2016-11-05 16:00 | 12 | 1 | 2.635 | 17.1793
2016-11-05 17:00 | 12 | 1 | 2.635 | 17.1793
2016-11-05 18:00 | 12 | 1 | 2.635 | 17.1793
2016-11-05 19:00 | 15 | 1 | 3.226 | 21.4742
2016-11-05 20:00 | 15 | 1 | 3.226 | 21.4742
2016-11-05 21:00 | 27 | 2 | 5.861 | 38.6535
2016-11-05 22:00 | 15 | 1 | 3.226 | 21.4742
2016-11-05 23:00 | 15 | 1 | 3.226 | 21.4742
2016-11-06 | 14.245 | 1 | 3.0773 | 20.3933
2016-11-06 01:00 | 13.246 | 1 | 2.8805 | 18.9631
2016-11-06 02:00 | 12.163 | 1 | 2.6671 | 17.4127
2016-11-06 03:00 | 12 | 1 | 2.635 | 17.1793
2016-11-06 04:00 | 12 | 1 | 2.635 | 17.1793
2016-11-06 05:00 | 12 | 1 | 2.635 | 17.1793
2016-11-06 06:00 | 12 | 1 | 2.635 | 17.1793
2016-11-06 07:00 | 12 | 1 | 2.635 | 17.1793
2016-11-06 08:00 | 12 | 1 | 2.635 | 17.1793
2016-11-06 09:00 | 12 | 1 | 2.635 | 17.1793
2016-11-06 10:00 | 12 | 1 | 2.635 | 17.1793
2016-11-06 11:00 | 12 | 1 | 2.635 | 17.1793
2016-11-06 12:00 | 12 | 1 | 2.635 | 17.1793
2016-11-06 13:00 | 12 | 1 | 2.635 | 17.1793
2016-11-06 14:00 | 12 | 1 | 2.635 | 17.1793
2016-11-06 15:00 | 12 | 1 | 2.635 | 17.1793
2016-11-06 16:00 | 12 | 1 | 2.635 | 17.1793
2016-11-06 17:00 | 12 | 1 | 2.635 | 17.1793
2016-11-06 18:00 | 12 | 1 | 2.635 | 17.1793
2016-11-06 19:00 | 15 | 1 | 3.226 | 21.4742
2016-11-06 20:00 | 27 | 2 | 5.861 | 38.6535
2016-11-06 21:00 | 27 | 2 | 5.861 | 38.6535
2016-11-06 22:00 | 15 | 1 | 3.226 | 21.4742
2016-11-06 23:00 | 15 | 1 | 3.226 | 21.4742
2016-11-07 | 14.423 | 1 | 3.1123 | 20.6481
2016-11-07 01:00 | 12.236 | 1 | 2.6815 | 17.5172
2016-11-07 02:00 | 12 | 1 | 2.635 | 17.1793
2016-11-07 03:00 | 12 | 1 | 2.635 | 17.1793
2016-11-07 04:00 | 12 | 1 | 2.635 | 17.1793
2016-11-07 05:00 | 12 | 1 | 2.635 | 17.1793
2016-11-07 06:00 | 12 | 1 | 2.635 | 17.1793
2016-11-07 07:00 | 12 | 1 | 2.635 | 17.1793
2016-11-07 08:00 | 12 | 1 | 2.635 | 17.1793
2016-11-07 09:00 | 12 | 1 | 2.635 | 17.1793
2016-11-07 10:00 | 12 | 1 | 2.635 | 17.1793
2016-11-07 11:00 | 12 | 1 | 2.635 | 17.1793
2016-11-07 12:00 | 12 | 1 | 2.635 | 17.1793
2016-11-07 13:00 | 12 | 1 | 2.635 | 17.1793
2016-11-07 14:00 | 12 | 1 | 2.635 | 17.1793
2016-11-07 15:00 | 12 | 1 | 2.635 | 17.1793
2016-11-07 16:00 | 12 | 1 | 2.635 | 17.1793
2016-11-07 17:00 | 12 | 1 | 2.635 | 17.1793
2016-11-07 18:00 | 12 | 1 | 2.635 | 17.1793
2016-11-07 19:00 | 15 | 1 | 3.226 | 21.4742
2016-11-07 20:00 | 15 | 1 | 3.226 | 21.4742
2016-11-07 21:00 | 27 | 2 | 5.861 | 38.6535
2016-11-07 22:00 | 15 | 1 | 3.226 | 21.4742
2016-11-07 23:00 | 15 | 1 | 3.226 | 21.4742
2016-11-08 | 15 | 1 | 3.226 | 21.4742
2016-11-08 01:00 | 13.109 | 1 | 2.8535 | 18.767
2016-11-08 02:00 | 12 | 1 | 2.635 | 17.1793
2016-11-08 03:00 | 12 | 1 | 2.635 | 17.1793
2016-11-08 04:00 | 12 | 1 | 2.635 | 17.1793
2016-11-08 05:00 | 12 | 1 | 2.635 | 17.1793
2016-11-08 06:00 | 12 | 1 | 2.635 | 17.1793
2016-11-08 07:00 | 12 | 1 | 2.635 | 17.1793
2016-11-08 08:00 | 12 | 1 | 2.635 | 17.1793
2016-11-08 09:00 | 12 | 1 | 2.635 | 17.1793
2016-11-08 10:00 | 12 | 1 | 2.635 | 17.1793
2016-11-08 11:00 | 12 | 1 | 2.635 | 17.1793
2016-11-08 12:00 | 12 | 1 | 2.635 | 17.1793
2016-11-08 13:00 | 12 | 1 | 2.635 | 17.1793
2016-11-08 14:00 | 12 | 1 | 2.635 | 17.1793
2016-11-08 15:00 | 12 | 1 | 2.635 | 17.1793
2016-11-08 16:00 | 12 | 1 | 2.635 | 17.1793
2016-11-08 17:00 | 12 | 1 | 2.635 | 17.1793
2016-11-08 18:00 | 12 | 1 | 2.635 | 17.1793
2016-11-08 19:00 | 14.993 | 1 | 3.2246 | 21.4641
2016-11-08 20:00 | 27 | 2 | 5.861 | 38.6535
2016-11-08 21:00 | 27 | 2 | 5.861 | 38.6535
2016-11-08 22:00 | 15 | 1 | 3.226 | 21.4742
2016-11-08 23:00 | 15 | 1 | 3.226 | 21.4742
2016-11-09 | 14.833 | 1 | 3.1931 | 21.2351
2016-11-09 01:00 | 13.672 | 1 | 2.9644 | 19.573
2016-11-09 02:00 | 12.527 | 1 | 2.7388 | 17.9338
2016-11-09 03:00 | 12.026 | 1 | 2.6401 | 17.2166
2016-11-09 04:00 | 12 | 1 | 2.635 | 17.1793
2016-11-09 05:00 | 12 | 1 | 2.635 | 17.1793
2016-11-09 06:00 | 12 | 1 | 2.635 | 17.1793
2016-11-09 07:00 | 12 | 1 | 2.635 | 17.1793
2016-11-09 08:00 | 12 | 1 | 2.635 | 17.1793
2016-11-09 09:00 | 12 | 1 | 2.635 | 17.1793
2016-11-09 10:00 | 12 | 1 | 2.635 | 17.1793
2016-11-09 11:00 | 12 | 1 | 2.635 | 17.1793
2016-11-09 12:00 | 12 | 1 | 2.635 | 17.1793
2016-11-09 13:00 | 12 | 1 | 2.635 | 17.1793
2016-11-09 14:00 | 12 | 1 | 2.635 | 17.1793
2016-11-09 15:00 | 12 | 1 | 2.635 | 17.1793
2016-11-09 16:00 | 12 | 1 | 2.635 | 17.1793
2016-11-09 17:00 | 12 | 1 | 2.635 | 17.1793
2016-11-09 18:00 | 12 | 1 | 2.635 | 17.1793
2016-11-09 19:00 | 13.964 | 1 | 3.0219 | 19.991
2016-11-09 20:00 | 15 | 1 | 3.226 | 21.4742
2016-11-09 21:00 | 15 | 1 | 3.226 | 21.4742
2016-11-09 22:00 | 15 | 1 | 3.226 | 21.4742
2016-11-09 23:00 | 15 | 1 | 3.226 | 21.4742
2016-11-10 | 14.609 | 1 | 3.149 | 20.9144
2016-11-10 01:00 | 12.607 | 1 | 2.7546 | 18.0483
2016-11-10 02:00 | 12.031 | 1 | 2.6411 | 17.2237
2016-11-10 03:00 | 12 | 1 | 2.635 | 17.1793
2016-11-10 04:00 | 12 | 1 | 2.635 | 17.1793
2016-11-10 05:00 | 12 | 1 | 2.635 | 17.1793
2016-11-10 06:00 | 12 | 1 | 2.635 | 17.1793
2016-11-10 07:00 | 12 | 1 | 2.635 | 17.1793
2016-11-10 08:00 | 12 | 1 | 2.635 | 17.1793
2016-11-10 09:00 | 12 | 1 | 2.635 | 17.1793
2016-11-10 10:00 | 12 | 1 | 2.635 | 17.1793
2016-11-10 11:00 | 12 | 1 | 2.635 | 17.1793
2016-11-10 12:00 | 12 | 1 | 2.635 | 17.1793
2016-11-10 13:00 | 12 | 1 | 2.635 | 17.1793
2016-11-10 14:00 | 12 | 1 | 2.635 | 17.1793
2016-11-10 15:00 | 12 | 1 | 2.635 | 17.1793
2016-11-10 16:00 | 12 | 1 | 2.635 | 17.1793
2016-11-10 17:00 | 12 | 1 | 2.635 | 17.1793
2016-11-10 18:00 | 12 | 1 | 2.635 | 17.1793
2016-11-10 19:00 | 14.388 | 1 | 3.1054 | 20.598
2016-11-10 20:00 | 15 | 1 | 3.226 | 21.4742
2016-11-10 21:00 | 15 | 1 | 3.226 | 21.4742
2016-11-10 22:00 | 15 | 1 | 3.226 | 21.4742
2016-11-10 23:00 | 15 | 1 | 3.226 | 21.4742
2016-11-11 | 15 | 1 | 3.226 | 21.4742
2016-11-11 01:00 | 13.014 | 1 | 2.8348 | 18.631
2016-11-11 02:00 | 12.332 | 1 | 2.7004 | 17.6546
2016-11-11 03:00 | 12 | 1 | 2.635 | 17.1793
2016-11-11 04:00 | 12 | 1 | 2.635 | 17.1793
2016-11-11 05:00 | 12 | 1 | 2.635 | 17.1793
2016-11-11 06:00 | 12 | 1 | 2.635 | 17.1793
2016-11-11 07:00 | 12 | 1 | 2.635 | 17.1793
2016-11-11 08:00 | 12 | 1 | 2.635 | 17.1793
2016-11-11 09:00 | 12 | 1 | 2.635 | 17.1793
2016-11-11 10:00 | 12 | 1 | 2.635 | 17.1793
2016-11-11 11:00 | 12 | 1 | 2.635 | 17.1793
2016-11-11 12:00 | 12 | 1 | 2.635 | 17.1793
2016-11-11 13:00 | 12 | 1 | 2.635 | 17.1793
2016-11-11 14:00 | 12 | 1 | 2.635 | 17.1793
2016-11-11 15:00 | 12 | 1 | 2.635 | 17.1793
2016-11-11 16:00 | 12.104 | 1 | 2.6555 | 17.3282
2016-11-11 17:00 | 12 | 1 | 2.635 | 17.1793
2016-11-11 18:00 | 12 | 1 | 2.635 | 17.1793
2016-11-11 19:00 | 14.248 | 1 | 3.0779 | 20.3976
2016-11-11 20:00 | 15 | 1 | 3.226 | 21.4742
2016-11-11 21:00 | 27 | 2 | 5.861 | 38.6535
2016-11-11 22:00 | 15 | 1 | 3.226 | 21.4742
2016-11-11 23:00 | 15 | 1 | 3.226 | 21.4742
2016-11-12 | 15 | 1 | 3.226 | 21.4742
2016-11-12 01:00 | 13.855 | 1 | 3.0004 | 19.835
2016-11-12 02:00 | 12.734 | 1 | 2.7796 | 18.2301
2016-11-12 03:00 | 12.312 | 1 | 2.6965 | 17.626
2016-11-12 04:00 | 12 | 1 | 2.635 | 17.1793
2016-11-12 05:00 | 12 | 1 | 2.635 | 17.1793
2016-11-12 06:00 | 12 | 1 | 2.635 | 17.1793
2016-11-12 07:00 | 12 | 1 | 2.635 | 17.1793
2016-11-12 08:00 | 12 | 1 | 2.635 | 17.1793
2016-11-12 09:00 | 12 | 1 | 2.635 | 17.1793
2016-11-12 10:00 | 12 | 1 | 2.635 | 17.1793
2016-11-12 11:00 | 12 | 1 | 2.635 | 17.1793
2016-11-12 12:00 | 12 | 1 | 2.635 | 17.1793
2016-11-12 13:00 | 12 | 1 | 2.635 | 17.1793
2016-11-12 14:00 | 12 | 1 | 2.635 | 17.1793
2016-11-12 15:00 | 12.062 | 1 | 2.6472 | 17.2681
2016-11-12 16:00 | 12.099 | 1 | 2.6545 | 17.3211
2016-11-12 17:00 | 12 | 1 | 2.635 | 17.1793
2016-11-12 18:00 | 12 | 1 | 2.635 | 17.1793
2016-11-12 19:00 | 14.193 | 1 | 3.067 | 20.3189
2016-11-12 20:00 | 15 | 1 | 3.226 | 21.4742
2016-11-12 21:00 | 15 | 1 | 3.226 | 21.4742
2016-11-12 22:00 | 15 | 1 | 3.226 | 21.4742
2016-11-12 23:00 | 15 | 1 | 3.226 | 21.4742
2016-11-13 | 14.966 | 1 | 3.2193 | 21.4255
2016-11-13 01:00 | 13.544 | 1 | 2.9392 | 19.3897
2016-11-13 02:00 | 12.857 | 1 | 2.8038 | 18.4062
2016-11-13 03:00 | 12.17 | 1 | 2.6685 | 17.4227
2016-11-13 04:00 | 12 | 1 | 2.635 | 17.1793
2016-11-13 05:00 | 12 | 1 | 2.635 | 17.1793
2016-11-13 06:00 | 12 | 1 | 2.635 | 17.1793
2016-11-13 07:00 | 12 | 1 | 2.635 | 17.1793
2016-11-13 08:00 | 12 | 1 | 2.635 | 17.1793
2016-11-13 09:00 | 12 | 1 | 2.635 | 17.1793
2016-11-13 10:00 | 12 | 1 | 2.635 | 17.1793
2016-11-13 11:00 | 12 | 1 | 2.635 | 17.1793
2016-11-13 12:00 | 12 | 1 | 2.635 | 17.1793
2016-11-13 13:00 | 12 | 1 | 2.635 | 17.1793
2016-11-13 14:00 | 12 | 1 | 2.635 | 17.1793
2016-11-13 15:00 | 12 | 1 | 2.635 | 17.1793
2016-11-13 16:00 | 12.082 | 1 | 2.6512 | 17.2967
2016-11-13 17:00 | 12.148 | 1 | 2.6642 | 17.3912
2016-11-13 18:00 | 12.268 | 1 | 2.6878 | 17.563
2016-11-13 19:00 | 15 | 1 | 3.226 | 21.4742
2016-11-13 20:00 | 27 | 2 | 5.861 | 38.6535
2016-11-13 21:00 | 27 | 2 | 5.861 | 38.6535
2016-11-13 22:00 | 15 | 1 | 3.226 | 21.4742
2016-11-13 23:00 | 15 | 1 | 3.226 | 21.4742
2016-11-14 | 15 | 1 | 3.226 | 21.4742
2016-11-14 01:00 | 13.596 | 1 | 2.9494 | 19.4642
2016-11-14 02:00 | 12.995 | 1 | 2.831 | 18.6038
2016-11-14 03:00 | 12.227 | 1 | 2.6797 | 17.5043
2016-11-14 04:00 | 12 | 1 | 2.635 | 17.1793
2016-11-14 05:00 | 12 | 1 | 2.635 | 17.1793
2016-11-14 06:00 | 12 | 1 | 2.635 | 17.1793
2016-11-14 07:00 | 12 | 1 | 2.635 | 17.1793
2016-11-14 08:00 | 12 | 1 | 2.635 | 17.1793
2016-11-14 09:00 | 12 | 1 | 2.635 | 17.1793
2016-11-14 10:00 | 12 | 1 | 2.635 | 17.1793
2016-11-14 11:00 | 12 | 1 | 2.635 | 17.1793
2016-11-14 12:00 | 12 | 1 | 2.635 | 17.1793
2016-11-14 13:00 | 12 | 1 | 2.635 | 17.1793
2016-11-14 14:00 | 12 | 1 | 2.635 | 17.1793
2016-11-14 15:00 | 12.233 | 1 | 2.6809 | 17.5129
2016-11-14 16:00 | 12.22 | 1 | 2.6783 | 17.4943
2016-11-14 17:00 | 12.365 | 1 | 2.7069 | 17.7019
2016-11-14 18:00 | 12.431 | 1 | 2.7199 | 17.7964
2016-11-14 19:00 | 15 | 1 | 3.226 | 21.4742
2016-11-14 20:00 | 27 | 2 | 5.861 | 38.6535
2016-11-14 21:00 | 27 | 2 | 5.861 | 38.6535
2016-11-14 22:00 | 15 | 1 | 3.226 | 21.4742
2016-11-14 23:00 | 15 | 1 | 3.226 | 21.4742
2016-11-15 | 15 | 1 | 3.226 | 21.4742
2016-11-15 01:00 | 13.272 | 1 | 2.8856 | 19.0003
2016-11-15 02:00 | 12.5 | 1 | 2.7335 | 17.8951
2016-11-15 03:00 | 12.115 | 1 | 2.6577 | 17.344
2016-11-15 04:00 | 12 | 1 | 2.635 | 17.1793
2016-11-15 05:00 | 12 | 1 | 2.635 | 17.1793
2016-11-15 06:00 | 12 | 1 | 2.635 | 17.1793
2016-11-15 07:00 | 12 | 1 | 2.635 | 17.1793
2016-11-15 08:00 | 12 | 1 | 2.635 | 17.1793
2016-11-15 09:00 | 12 | 1 | 2.635 | 17.1793
2016-11-15 10:00 | 12 | 1 | 2.635 | 17.1793
2016-11-15 11:00 | 12 | 1 | 2.635 | 17.1793
2016-11-15 12:00 | 12 | 1 | 2.635 | 17.1793
2016-11-15 13:00 | 12 | 1 | 2.635 | 17.1793
2016-11-15 14:00 | 12 | 1 | 2.635 | 17.1793
2016-11-15 15:00 | 12.158 | 1 | 2.6661 | 17.4055
2016-11-15 16:00 | 12.865 | 1 | 2.8054 | 18.4177
2016-11-15 17:00 | 12.636 | 1 | 2.7603 | 18.0898
2016-11-15 18:00 | 12.328 | 1 | 2.6996 | 17.6489
2016-11-15 19:00 | 15 | 1 | 3.226 | 21.4742
2016-11-15 20:00 | 15 | 1 | 3.226 | 21.4742
2016-11-15 21:00 | 15 | 1 | 3.226 | 21.4742
2016-11-15 22:00 | 15 | 1 | 3.226 | 21.4742
2016-11-15 23:00 | 15 | 1 | 3.226 | 21.4742
2016-11-16 | 15 | 1 | 3.226 | 21.4742
2016-11-16 01:00 | 13.613 | 1 | 2.9528 | 19.4885
2016-11-16 02:00 | 12.483 | 1 | 2.7302 | 17.8708
2016-11-16 03:00 | 12 | 1 | 2.635 | 17.1793
2016-11-16 04:00 | 12 | 1 | 2.635 | 17.1793
2016-11-16 05:00 | 12 | 1 | 2.635 | 17.1793
2016-11-16 06:00 | 12 | 1 | 2.635 | 17.1793
2016-11-16 07:00 | 12 | 1 | 2.635 | 17.1793
2016-11-16 08:00 | 12 | 1 | 2.635 | 17.1793
2016-11-16 09:00 | 12 | 1 | 2.635 | 17.1793
2016-11-16 10:00 | 12 | 1 | 2.635 | 17.1793
2016-11-16 11:00 | 12 | 1 | 2.635 | 17.1793
2016-11-16 12:00 | 12 | 1 | 2.635 | 17.1793
2016-11-16 13:00 | 12 | 1 | 2.635 | 17.1793
2016-11-16 14:00 | 12 | 1 | 2.635 | 17.1793
2016-11-16 15:00 | 12.393 | 1 | 2.7124 | 17.742
2016-11-16 16:00 | 12.69 | 1 | 2.7709 | 18.1671
2016-11-16 17:00 | 12.136 | 1 | 2.6618 | 17.374
2016-11-16 18:00 | 12 | 1 | 2.635 | 17.1793
2016-11-16 19:00 | 13.817 | 1 | 2.9929 | 19.7806
2016-11-16 20:00 | 15 | 1 | 3.226 | 21.4742
2016-11-16 21:00 | 15 | 1 | 3.226 | 21.4742
2016-11-16 22:00 | 15 | 1 | 3.226 | 21.4742
2016-11-16 23:00 | 15 | 1 | 3.226 | 21.4742
2016-11-17 | 15 | 1 | 3.226 | 21.4742
2016-11-17 01:00 | 13.743 | 1 | 2.9784 | 19.6746
2016-11-17 02:00 | 12.771 | 1 | 2.7869 | 18.2831
2016-11-17 03:00 | 12.025 | 1 | 2.6399 | 17.2151
2016-11-17 04:00 | 12 | 1 | 2.635 | 17.1793
2016-11-17 05:00 | 12 | 1 | 2.635 | 17.1793
2016-11-17 06:00 | 12 | 1 | 2.635 | 17.1793
2016-11-17 07:00 | 12 | 1 | 2.635 | 17.1793
2016-11-17 08:00 | 12 | 1 | 2.635 | 17.1793
2016-11-17 09:00 | 12 | 1 | 2.635 | 17.1793
2016-11-17 10:00 | 12 | 1 | 2.635 | 17.1793
2016-11-17 11:00 | 12 | 1 | 2.635 | 17.1793
2016-11-17 12:00 | 12 | 1 | 2.635 | 17.1793
2016-11-17 13:00 | 12 | 1 | 2.635 | 17.1793
2016-11-17 14:00 | 12 | 1 | 2.635 | 17.1793
2016-11-17 15:00 | 12.294 | 1 | 2.6929 | 17.6002
2016-11-17 16:00 | 13.104 | 1 | 2.8525 | 18.7598
2016-11-17 17:00 | 12.968 | 1 | 2.8257 | 18.5651
2016-11-17 18:00 | 12 | 1 | 2.635 | 17.1793
2016-11-17 19:00 | 14.19 | 1 | 3.0664 | 20.3146
2016-11-17 20:00 | 15 | 1 | 3.226 | 21.4742
2016-11-17 21:00 | 15 | 1 | 3.226 | 21.4742
2016-11-17 22:00 | 15 | 1 | 3.226 | 21.4742
2016-11-17 23:00 | 15 | 1 | 3.226 | 21.4742
2016-11-18 | 15 | 1 | 3.226 | 21.4742
2016-11-18 01:00 | 14.053 | 1 | 3.0394 | 20.1184
2016-11-18 02:00 | 12.453 | 1 | 2.7242 | 17.8279
2016-11-18 03:00 | 12 | 1 | 2.635 | 17.1793
2016-11-18 04:00 | 12 | 1 | 2.635 | 17.1793
2016-11-18 05:00 | 12 | 1 | 2.635 | 17.1793
2016-11-18 06:00 | 12 | 1 | 2.635 | 17.1793
2016-11-18 07:00 | 12 | 1 | 2.635 | 17.1793
2016-11-18 08:00 | 12 | 1 | 2.635 | 17.1793
2016-11-18 09:00 | 12 | 1 | 2.635 | 17.1793
2016-11-18 10:00 | 12 | 1 | 2.635 | 17.1793
2016-11-18 11:00 | 12 | 1 | 2.635 | 17.1793
2016-11-18 12:00 | 12 | 1 | 2.635 | 17.1793
2016-11-18 13:00 | 12 | 1 | 2.635 | 17.1793
2016-11-18 14:00 | 12 | 1 | 2.635 | 17.1793
2016-11-18 15:00 | 12 | 1 | 2.635 | 17.1793
2016-11-18 16:00 | 12 | 1 | 2.635 | 17.1793
2016-11-18 17:00 | 12 | 1 | 2.635 | 17.1793
2016-11-18 18:00 | 12 | 1 | 2.635 | 17.1793
2016-11-18 19:00 | 14.601 | 1 | 3.1474 | 20.903
2016-11-18 20:00 | 15 | 1 | 3.226 | 21.4742
2016-11-18 21:00 | 15 | 1 | 3.226 | 21.4742
2016-11-18 22:00 | 15 | 1 | 3.226 | 21.4742
2016-11-18 23:00 | 15 | 1 | 3.226 | 21.4742
2016-11-19 | 15 | 1 | 3.226 | 21.4742
2016-11-19 01:00 | 12.954 | 1 | 2.8229 | 18.5451
2016-11-19 02:00 | 12 | 1 | 2.635 | 17.1793
2016-11-19 03:00 | 12 | 1 | 2.635 | 17.1793
2016-11-19 04:00 | 12 | 1 | 2.635 | 17.1793
2016-11-19 05:00 | 12 | 1 | 2.635 | 17.1793
2016-11-19 06:00 | 12 | 1 | 2.635 | 17.1793
2016-11-19 07:00 | 12 | 1 | 2.635 | 17.1793
2016-11-19 08:00 | 12 | 1 | 2.635 | 17.1793
2016-11-19 09:00 | 12 | 1 | 2.635 | 17.1793
2016-11-19 10:00 | 12 | 1 | 2.635 | 17.1793
2016-11-19 11:00 | 12 | 1 | 2.635 | 17.1793
2016-11-19 12:00 | 12 | 1 | 2.635 | 17.1793
2016-11-19 13:00 | 12 | 1 | 2.635 | 17.1793
2016-11-19 14:00 | 12 | 1 | 2.635 | 17.1793
2016-11-19 15:00 | 12 | 1 | 2.635 | 17.1793
2016-11-19 16:00 | 12 | 1 | 2.635 | 17.1793
2016-11-19 17:00 | 12 | 1 | 2.635 | 17.1793
2016-11-19 18:00 | 12 | 1 | 2.635 | 17.1793
2016-11-19 19:00 | 15 | 1 | 3.226 | 21.4742
2016-11-19 20:00 | 15 | 1 | 3.226 | 21.4742
2016-11-19 21:00 | 27 | 2 | 5.861 | 38.6535
2016-11-19 22:00 | 15 | 1 | 3.226 | 21.4742
2016-11-19 23:00 | 15 | 1 | 3.226 | 21.4742
2016-11-20 | 15 | 1 | 3.226 | 21.4742
2016-11-20 01:00 | 13.431 | 1 | 2.9169 | 19.228
2016-11-20 02:00 | 12.324 | 1 | 2.6988 | 17.6432
2016-11-20 03:00 | 12 | 1 | 2.635 | 17.1793
2016-11-20 04:00 | 12 | 1 | 2.635 | 17.1793
2016-11-20 05:00 | 12 | 1 | 2.635 | 17.1793
2016-11-20 06:00 | 12 | 1 | 2.635 | 17.1793
2016-11-20 07:00 | 12 | 1 | 2.635 | 17.1793
2016-11-20 08:00 | 12 | 1 | 2.635 | 17.1793
2016-11-20 09:00 | 12 | 1 | 2.635 | 17.1793
2016-11-20 10:00 | 12 | 1 | 2.635 | 17.1793
2016-11-20 11:00 | 12 | 1 | 2.635 | 17.1793
2016-11-20 12:00 | 12 | 1 | 2.635 | 17.1793
2016-11-20 13:00 | 12 | 1 | 2.635 | 17.1793
2016-11-20 14:00 | 12 | 1 | 2.635 | 17.1793
2016-11-20 15:00 | 12 | 1 | 2.635 | 17.1793
2016-11-20 16:00 | 12 | 1 | 2.635 | 17.1793
2016-11-20 17:00 | 12 | 1 | 2.635 | 17.1793
2016-11-20 18:00 | 12 | 1 | 2.635 | 17.1793
2016-11-20 19:00 | 15 | 1 | 3.226 | 21.4742
2016-11-20 20:00 | 27 | 2 | 5.861 | 38.6535
2016-11-20 21:00 | 27 | 2 | 5.861 | 38.6535
2016-11-20 22:00 | 27 | 2 | 5.861 | 38.6535
2016-11-20 23:00 | 15 | 1 | 3.226 | 21.4742
2016-11-21 | 15 | 1 | 3.226 | 21.4742
2016-11-21 01:00 | 14.254 | 1 | 3.079 | 20.4062
2016-11-21 02:00 | 12.718 | 1 | 2.7764 | 18.2072
2016-11-21 03:00 | 12 | 1 | 2.635 | 17.1793
2016-11-21 04:00 | 12 | 1 | 2.635 | 17.1793
2016-11-21 05:00 | 12 | 1 | 2.635 | 17.1793
2016-11-21 06:00 | 12 | 1 | 2.635 | 17.1793
2016-11-21 07:00 | 12 | 1 | 2.635 | 17.1793
2016-11-21 08:00 | 12 | 1 | 2.635 | 17.1793
2016-11-21 09:00 | 12 | 1 | 2.635 | 17.1793
2016-11-21 10:00 | 12 | 1 | 2.635 | 17.1793
2016-11-21 11:00 | 12 | 1 | 2.635 | 17.1793
2016-11-21 12:00 | 12 | 1 | 2.635 | 17.1793
2016-11-21 13:00 | 12 | 1 | 2.635 | 17.1793
2016-11-21 14:00 | 12 | 1 | 2.635 | 17.1793
2016-11-21 15:00 | 12 | 1 | 2.635 | 17.1793
2016-11-21 16:00 | 12 | 1 | 2.635 | 17.1793
2016-11-21 17:00 | 12 | 1 | 2.635 | 17.1793
2016-11-21 18:00 | 12 | 1 | 2.635 | 17.1793
2016-11-21 19:00 | 14.723 | 1 | 3.1714 | 21.0776
2016-11-21 20:00 | 27 | 2 | 5.861 | 38.6535
2016-11-21 21:00 | 27 | 2 | 5.861 | 38.6535
2016-11-21 22:00 | 27 | 2 | 5.861 | 38.6535
2016-11-21 23:00 | 15 | 1 | 3.226 | 21.4742
2016-11-22 | 15 | 1 | 3.226 | 21.4742
2016-11-22 01:00 | 13.586 | 1 | 2.9474 | 19.4499
2016-11-22 02:00 | 12.855 | 1 | 2.8034 | 18.4034
2016-11-22 03:00 | 12.325 | 1 | 2.699 | 17.6446
2016-11-22 04:00 | 12 | 1 | 2.635 | 17.1793
2016-11-22 05:00 | 12 | 1 | 2.635 | 17.1793
2016-11-22 06:00 | 12 | 1 | 2.635 | 17.1793
2016-11-22 07:00 | 12 | 1 | 2.635 | 17.1793
2016-11-22 08:00 | 12 | 1 | 2.635 | 17.1793
2016-11-22 09:00 | 12 | 1 | 2.635 | 17.1793
2016-11-22 10:00 | 12 | 1 | 2.635 | 17.1793
2016-11-22 11:00 | 12 | 1 | 2.635 | 17.1793
2016-11-22 12:00 | 12 | 1 | 2.635 | 17.1793
2016-11-22 13:00 | 12 | 1 | 2.635 | 17.1793
2016-11-22 14:00 | 12 | 1 | 2.635 | 17.1793
2016-11-22 15:00 | 12 | 1 | 2.635 | 17.1793
2016-11-22 16:00 | 12.187 | 1 | 2.6718 | 17.447
2016-11-22 17:00 | 12 | 1 | 2.635 | 17.1793
2016-11-22 18:00 | 12 | 1 | 2.635 | 17.1793
2016-11-22 19:00 | 14.399 | 1 | 3.1076 | 20.6138
2016-11-22 20:00 | 15 | 1 | 3.226 | 21.4742
2016-11-22 21:00 | 15 | 1 | 3.226 | 21.4742
2016-11-22 22:00 | 15 | 1 | 3.226 | 21.4742
2016-11-22 23:00 | 15 | 1 | 3.226 | 21.4742
2016-11-23 | 15 | 1 | 3.226 | 21.4742
2016-11-23 01:00 | 13.857 | 1 | 3.0008 | 19.8378
2016-11-23 02:00 | 12.678 | 1 | 2.7686 | 18.15
2016-11-23 03:00 | 12 | 1 | 2.635 | 17.1793
2016-11-23 04:00 | 12 | 1 | 2.635 | 17.1793
2016-11-23 05:00 | 12 | 1 | 2.635 | 17.1793
2016-11-23 06:00 | 12 | 1 | 2.635 | 17.1793
2016-11-23 07:00 | 12 | 1 | 2.635 | 17.1793
2016-11-23 08:00 | 12 | 1 | 2.635 | 17.1793
2016-11-23 09:00 | 12 | 1 | 2.635 | 17.1793
2016-11-23 10:00 | 12 | 1 | 2.635 | 17.1793
2016-11-23 11:00 | 12 | 1 | 2.635 | 17.1793
2016-11-23 12:00 | 12 | 1 | 2.635 | 17.1793
2016-11-23 13:00 | 12 | 1 | 2.635 | 17.1793
2016-11-23 14:00 | 12 | 1 | 2.635 | 17.1793
2016-11-23 15:00 | 12.006 | 1 | 2.6362 | 17.1879
2016-11-23 16:00 | 12.079 | 1 | 2.6506 | 17.2924
2016-11-23 17:00 | 12 | 1 | 2.635 | 17.1793
2016-11-23 18:00 | 12 | 1 | 2.635 | 17.1793
2016-11-23 19:00 | 14.682 | 1 | 3.1634 | 21.0189
2016-11-23 20:00 | 15 | 1 | 3.226 | 21.4742
2016-11-23 21:00 | 27 | 2 | 5.861 | 38.6535
2016-11-23 22:00 | 15 | 1 | 3.226 | 21.4742
2016-11-23 23:00 | 15 | 1 | 3.226 | 21.4742
2016-11-24 | 15 | 1 | 3.226 | 21.4742
2016-11-24 01:00 | 13.423 | 1 | 2.9153 | 19.2165
2016-11-24 02:00 | 12.367 | 1 | 2.7073 | 17.7047
2016-11-24 03:00 | 12 | 1 | 2.635 | 17.1793
2016-11-24 04:00 | 12 | 1 | 2.635 | 17.1793
2016-11-24 05:00 | 12 | 1 | 2.635 | 17.1793
2016-11-24 06:00 | 12 | 1 | 2.635 | 17.1793
2016-11-24 07:00 | 12 | 1 | 2.635 | 17.1793
2016-11-24 08:00 | 12 | 1 | 2.635 | 17.1793
2016-11-24 09:00 | 12 | 1 | 2.635 | 17.1793
2016-11-24 10:00 | 12 | 1 | 2.635 | 17.1793
2016-11-24 11:00 | 12 | 1 | 2.635 | 17.1793
2016-11-24 12:00 | 12 | 1 | 2.635 | 17.1793
2016-11-24 13:00 | 12 | 1 | 2.635 | 17.1793
2016-11-24 14:00 | 12 | 1 | 2.635 | 17.1793
2016-11-24 15:00 | 12 | 1 | 2.635 | 17.1793
2016-11-24 16:00 | 12 | 1 | 2.635 | 17.1793
2016-11-24 17:00 | 12 | 1 | 2.635 | 17.1793
2016-11-24 18:00 | 12 | 1 | 2.635 | 17.1793
2016-11-24 19:00 | 14.954 | 1 | 3.2169 | 21.4083
2016-11-24 20:00 | 15 | 1 | 3.226 | 21.4742
2016-11-24 21:00 | 27 | 2 | 5.861 | 38.6535
2016-11-24 22:00 | 15 | 1 | 3.226 | 21.4742
2016-11-24 23:00 | 15 | 1 | 3.226 | 21.4742
2016-11-25 | 15 | 1 | 3.226 | 21.4742
2016-11-25 01:00 | 13.381 | 1 | 2.9071 | 19.1564
2016-11-25 02:00 | 12.14 | 1 | 2.6626 | 17.3798
2016-11-25 03:00 | 12 | 1 | 2.635 | 17.1793
2016-11-25 04:00 | 12 | 1 | 2.635 | 17.1793
2016-11-25 05:00 | 12 | 1 | 2.635 | 17.1793
2016-11-25 06:00 | 12 | 1 | 2.635 | 17.1793
2016-11-25 07:00 | 12 | 1 | 2.635 | 17.1793
2016-11-25 08:00 | 12 | 1 | 2.635 | 17.1793
2016-11-25 09:00 | 12 | 1 | 2.635 | 17.1793
2016-11-25 10:00 | 12 | 1 | 2.635 | 17.1793
2016-11-25 11:00 | 12 | 1 | 2.635 | 17.1793
2016-11-25 12:00 | 12 | 1 | 2.635 | 17.1793
2016-11-25 13:00 | 12 | 1 | 2.635 | 17.1793
2016-11-25 14:00 | 12 | 1 | 2.635 | 17.1793
2016-11-25 15:00 | 12 | 1 | 2.635 | 17.1793
2016-11-25 16:00 | 12.001 | 1 | 2.6352 | 17.1808
2016-11-25 17:00 | 12 | 1 | 2.635 | 17.1793
2016-11-25 18:00 | 12 | 1 | 2.635 | 17.1793
2016-11-25 19:00 | 15 | 1 | 3.226 | 21.4742
2016-11-25 20:00 | 15 | 1 | 3.226 | 21.4742
2016-11-25 21:00 | 27 | 2 | 5.861 | 38.6535
2016-11-25 22:00 | 15 | 1 | 3.226 | 21.4742
2016-11-25 23:00 | 15 | 1 | 3.226 | 21.4742
2016-11-26 | 15 | 1 | 3.226 | 21.4742
2016-11-26 01:00 | 14.235 | 1 | 3.0753 | 20.379
2016-11-26 02:00 | 12.51 | 1 | 2.7355 | 17.9095
2016-11-26 03:00 | 12 | 1 | 2.635 | 17.1793
2016-11-26 04:00 | 12 | 1 | 2.635 | 17.1793
2016-11-26 05:00 | 12 | 1 | 2.635 | 17.1793
2016-11-26 06:00 | 12 | 1 | 2.635 | 17.1793
2016-11-26 07:00 | 12 | 1 | 2.635 | 17.1793
2016-11-26 08:00 | 12 | 1 | 2.635 | 17.1793
2016-11-26 09:00 | 12 | 1 | 2.635 | 17.1793
2016-11-26 10:00 | 12 | 1 | 2.635 | 17.1793
2016-11-26 11:00 | 12 | 1 | 2.635 | 17.1793
2016-11-26 12:00 | 12 | 1 | 2.635 | 17.1793
2016-11-26 13:00 | 12 | 1 | 2.635 | 17.1793
2016-11-26 14:00 | 12 | 1 | 2.635 | 17.1793
2016-11-26 15:00 | 12 | 1 | 2.635 | 17.1793
2016-11-26 16:00 | 12.014 | 1 | 2.6378 | 17.1994
2016-11-26 17:00 | 12 | 1 | 2.635 | 17.1793
2016-11-26 18:00 | 12 | 1 | 2.635 | 17.1793
2016-11-26 19:00 | 14.569 | 1 | 3.1411 | 20.8571
2016-11-26 20:00 | 15 | 1 | 3.226 | 21.4742
2016-11-26 21:00 | 15 | 1 | 3.226 | 21.4742
2016-11-26 22:00 | 15 | 1 | 3.226 | 21.4742
2016-11-26 23:00 | 15 | 1 | 3.226 | 21.4742
2016-11-27 | 15 | 1 | 3.226 | 21.4742
2016-11-27 01:00 | 13.831 | 1 | 2.9957 | 19.8006
2016-11-27 02:00 | 12.569 | 1 | 2.7471 | 17.9939
2016-11-27 03:00 | 12 | 1 | 2.635 | 17.1793
2016-11-27 04:00 | 12 | 1 | 2.635 | 17.1793
2016-11-27 05:00 | 12 | 1 | 2.635 | 17.1793
2016-11-27 06:00 | 12 | 1 | 2.635 | 17.1793
2016-11-27 07:00 | 12 | 1 | 2.635 | 17.1793
2016-11-27 08:00 | 12 | 1 | 2.635 | 17.1793
2016-11-27 09:00 | 12 | 1 | 2.635 | 17.1793
2016-11-27 10:00 | 12 | 1 | 2.635 | 17.1793
2016-11-27 11:00 | 12 | 1 | 2.635 | 17.1793
2016-11-27 12:00 | 12 | 1 | 2.635 | 17.1793
2016-11-27 13:00 | 12 | 1 | 2.635 | 17.1793
2016-11-27 14:00 | 12 | 1 | 2.635 | 17.1793
2016-11-27 15:00 | 12 | 1 | 2.635 | 17.1793
2016-11-27 16:00 | 12 | 1 | 2.635 | 17.1793
2016-11-27 17:00 | 12 | 1 | 2.635 | 17.1793
2016-11-27 18:00 | 12 | 1 | 2.635 | 17.1793
2016-11-27 19:00 | 15 | 1 | 3.226 | 21.4742
2016-11-27 20:00 | 15 | 1 | 3.226 | 21.4742
2016-11-27 21:00 | 27 | 2 | 5.861 | 38.6535
2016-11-27 22:00 | 15 | 1 | 3.226 | 21.4742
2016-11-27 23:00 | 15 | 1 | 3.226 | 21.4742
2016-11-28 | 15 | 1 | 3.226 | 21.4742
2016-11-28 01:00 | 14.13 | 1 | 3.0546 | 20.2287
2016-11-28 02:00 | 13.259 | 1 | 2.883 | 18.9817
2016-11-28 03:00 | 12.548 | 1 | 2.743 | 17.9639
2016-11-28 04:00 | 12 | 1 | 2.635 | 17.1793
2016-11-28 05:00 | 12 | 1 | 2.635 | 17.1793
2016-11-28 06:00 | 12 | 1 | 2.635 | 17.1793
2016-11-28 07:00 | 12 | 1 | 2.635 | 17.1793
2016-11-28 08:00 | 12 | 1 | 2.635 | 17.1793
2016-11-28 09:00 | 12 | 1 | 2.635 | 17.1793
2016-11-28 10:00 | 12 | 1 | 2.635 | 17.1793
2016-11-28 11:00 | 12 | 1 | 2.635 | 17.1793
2016-11-28 12:00 | 12 | 1 | 2.635 | 17.1793
2016-11-28 13:00 | 12 | 1 | 2.635 | 17.1793
2016-11-28 14:00 | 12 | 1 | 2.635 | 17.1793
2016-11-28 15:00 | 12 | 1 | 2.635 | 17.1793
2016-11-28 16:00 | 12.203 | 1 | 2.675 | 17.4699
2016-11-28 17:00 | 12 | 1 | 2.635 | 17.1793
2016-11-28 18:00 | 12 | 1 | 2.635 | 17.1793
2016-11-28 19:00 | 15 | 1 | 3.226 | 21.4742
2016-11-28 20:00 | 27 | 2 | 5.861 | 38.6535
2016-11-28 21:00 | 27 | 2 | 5.861 | 38.6535
2016-11-28 22:00 | 27 | 2 | 5.861 | 38.6535
2016-11-28 23:00 | 15 | 1 | 3.226 | 21.4742
2016-11-29 | 15 | 1 | 3.226 | 21.4742
2016-11-29 01:00 | 13.749 | 1 | 2.9796 | 19.6832
2016-11-29 02:00 | 12.491 | 1 | 2.7317 | 17.8823
2016-11-29 03:00 | 12.127 | 1 | 2.66 | 17.3611
2016-11-29 04:00 | 12 | 1 | 2.635 | 17.1793
2016-11-29 05:00 | 12 | 1 | 2.635 | 17.1793
2016-11-29 06:00 | 12 | 1 | 2.635 | 17.1793
2016-11-29 07:00 | 12 | 1 | 2.635 | 17.1793
2016-11-29 08:00 | 12 | 1 | 2.635 | 17.1793
2016-11-29 09:00 | 12 | 1 | 2.635 | 17.1793
2016-11-29 10:00 | 12 | 1 | 2.635 | 17.1793
2016-11-29 11:00 | 12 | 1 | 2.635 | 17.1793
2016-11-29 12:00 | 12 | 1 | 2.635 | 17.1793
2016-11-29 13:00 | 12 | 1 | 2.635 | 17.1793
2016-11-29 14:00 | 12 | 1 | 2.635 | 17.1793
2016-11-29 15:00 | 12.774 | 1 | 2.7875 | 18.2874
2016-11-29 16:00 | 12.908 | 1 | 2.8139 | 18.4792
2016-11-29 17:00 | 12.215 | 1 | 2.6774 | 17.4871
2016-11-29 18:00 | 12 | 1 | 2.635 | 17.1793
2016-11-29 19:00 | 14.423 | 1 | 3.1123 | 20.6481
2016-11-29 20:00 | 15 | 1 | 3.226 | 21.4742
2016-11-29 21:00 | 27 | 2 | 5.861 | 38.6535
2016-11-29 22:00 | 27 | 2 | 5.861 | 38.6535
2016-11-29 23:00 | 15 | 1 | 3.226 | 21.4742
2016-11-30 | 15 | 1 | 3.226 | 21.4742
2016-11-30 01:00 | 13.963 | 1 | 3.0217 | 19.9896
2016-11-30 02:00 | 12.905 | 1 | 2.8133 | 18.4749
2016-11-30 03:00 | 12 | 1 | 2.635 | 17.1793
2016-11-30 04:00 | 12 | 1 | 2.635 | 17.1793
2016-11-30 05:00 | 12 | 1 | 2.635 | 17.1793
2016-11-30 06:00 | 12 | 1 | 2.635 | 17.1793
2016-11-30 07:00 | 12 | 1 | 2.635 | 17.1793
2016-11-30 08:00 | 12 | 1 | 2.635 | 17.1793
2016-11-30 09:00 | 12 | 1 | 2.635 | 17.1793
2016-11-30 10:00 | 12 | 1 | 2.635 | 17.1793
2016-11-30 11:00 | 12 | 1 | 2.635 | 17.1793
2016-11-30 12:00 | 12 | 1 | 2.635 | 17.1793
2016-11-30 13:00 | 12 | 1 | 2.635 | 17.1793
2016-11-30 14:00 | 12 | 1 | 2.635 | 17.1793
2016-11-30 15:00 | 12.053 | 1 | 2.6454 | 17.2552
2016-11-30 16:00 | 12 | 1 | 2.635 | 17.1793
2016-11-30 17:00 | 12 | 1 | 2.635 | 17.1793
2016-11-30 18:00 | 12 | 1 | 2.635 | 17.1793
2016-11-30 19:00 | 14.552 | 1 | 3.1377 | 20.8328
2016-11-30 20:00 | 15 | 1 | 3.226 | 21.4742
2016-11-30 21:00 | 27 | 2 | 5.861 | 38.6535
2016-11-30 22:00 | 15 | 1 | 3.226 | 21.4742
2016-11-30 23:00 | 15 | 1 | 3.226 | 21.4742
2016-12-01 | 15 | 1 | 3.226 | 21.4742
2016-12-01 01:00 | 15 | 1 | 3.226 | 21.4742
2016-12-01 02:00 | 14.05 | 1 | 3.0389 | 20.1141
2016-12-01 03:00 | 12.831 | 1 | 2.7987 | 18.369
2016-12-01 04:00 | 12.105 | 1 | 2.6557 | 17.3297
2016-12-01 05:00 | 12 | 1 | 2.635 | 17.1793
2016-12-01 06:00 | 12 | 1 | 2.635 | 17.1793
2016-12-01 07:00 | 12 | 1 | 2.635 | 17.1793
2016-12-01 08:00 | 12 | 1 | 2.635 | 17.1793
2016-12-01 09:00 | 12 | 1 | 2.635 | 17.1793
2016-12-01 10:00 | 12 | 1 | 2.635 | 17.1793
2016-12-01 11:00 | 12 | 1 | 2.635 | 17.1793
2016-12-01 12:00 | 12 | 1 | 2.635 | 17.1793
2016-12-01 13:00 | 12 | 1 | 2.635 | 17.1793
2016-12-01 14:00 | 12 | 1 | 2.635 | 17.1793
2016-12-01 15:00 | 12.512 | 1 | 2.7359 | 17.9123
2016-12-01 16:00 | 13.096 | 1 | 2.8509 | 18.7484
2016-12-01 17:00 | 12.106 | 1 | 2.6559 | 17.3311
2016-12-01 18:00 | 12.39 | 1 | 2.7118 | 17.7377
2016-12-01 19:00 | 13.212 | 1 | 2.8738 | 18.9144
2016-12-01 20:00 | 15 | 1 | 3.226 | 21.4742
2016-12-01 21:00 | 15 | 1 | 3.226 | 21.4742
2016-12-01 22:00 | 15 | 1 | 3.226 | 21.4742
2016-12-01 23:00 | 15 | 1 | 3.226 | 21.4742
2016-12-02 | 15 | 1 | 3.226 | 21.4742
2016-12-02 01:00 | 15 | 1 | 3.226 | 21.4742
2016-12-02 02:00 | 14.5 | 1 | 3.1275 | 20.7584
2016-12-02 03:00 | 13.766 | 1 | 2.9829 | 19.7076
2016-12-02 04:00 | 13.49 | 1 | 2.9285 | 19.3124
2016-12-02 05:00 | 12.124 | 1 | 2.6594 | 17.3569
2016-12-02 06:00 | 12 | 1 | 2.635 | 17.1793
2016-12-02 07:00 | 12 | 1 | 2.635 | 17.1793
2016-12-02 08:00 | 12 | 1 | 2.635 | 17.1793
2016-12-02 09:00 | 12 | 1 | 2.635 | 17.1793
2016-12-02 10:00 | 12 | 1 | 2.635 | 17.1793
2016-12-02 11:00 | 12 | 1 | 2.635 | 17.1793
2016-12-02 12:00 | 12 | 1 | 2.635 | 17.1793
2016-12-02 13:00 | 12 | 1 | 2.635 | 17.1793
2016-12-02 14:00 | 12 | 1 | 2.635 | 17.1793
2016-12-02 15:00 | 12 | 1 | 2.635 | 17.1793
2016-12-02 16:00 | 12.562 | 1 | 2.7457 | 17.9839
2016-12-02 17:00 | 12.483 | 1 | 2.7302 | 17.8708
2016-12-02 18:00 | 12.647 | 1 | 2.7625 | 18.1056
2016-12-02 19:00 | 13.594 | 1 | 2.949 | 19.4613
2016-12-02 20:00 | 15 | 1 | 3.226 | 21.4742
2016-12-02 21:00 | 27 | 2 | 5.861 | 38.6535
2016-12-02 22:00 | 27 | 2 | 5.861 | 38.6535
2016-12-02 23:00 | 15 | 1 | 3.226 | 21.4742
2016-12-03 | 15 | 1 | 3.226 | 21.4742
2016-12-03 01:00 | 13.937 | 1 | 3.0166 | 19.9524
2016-12-03 02:00 | 12.923 | 1 | 2.8168 | 18.5007
2016-12-03 03:00 | 12.837 | 1 | 2.7999 | 18.3776
2016-12-03 04:00 | 12 | 1 | 2.635 | 17.1793
2016-12-03 05:00 | 12 | 1 | 2.635 | 17.1793
2016-12-03 06:00 | 12 | 1 | 2.635 | 17.1793
2016-12-03 07:00 | 12 | 1 | 2.635 | 17.1793
2016-12-03 08:00 | 12 | 1 | 2.635 | 17.1793
2016-12-03 09:00 | 12 | 1 | 2.635 | 17.1793
2016-12-03 10:00 | 12 | 1 | 2.635 | 17.1793
2016-12-03 11:00 | 12 | 1 | 2.635 | 17.1793
2016-12-03 12:00 | 12 | 1 | 2.635 | 17.1793
2016-12-03 13:00 | 12 | 1 | 2.635 | 17.1793
2016-12-03 14:00 | 12 | 1 | 2.635 | 17.1793
2016-12-03 15:00 | 12 | 1 | 2.635 | 17.1793
2016-12-03 16:00 | 12 | 1 | 2.635 | 17.1793
2016-12-03 17:00 | 12 | 1 | 2.635 | 17.1793
2016-12-03 18:00 | 12 | 1 | 2.635 | 17.1793
2016-12-03 19:00 | 13.254 | 1 | 2.882 | 18.9746
2016-12-03 20:00 | 15 | 1 | 3.226 | 21.4742
2016-12-03 21:00 | 15 | 1 | 3.226 | 21.4742
2016-12-03 22:00 | 27 | 2 | 5.861 | 38.6535
2016-12-03 23:00 | 15 | 1 | 3.226 | 21.4742
2016-12-04 | 15 | 1 | 3.226 | 21.4742
2016-12-04 01:00 | 13.831 | 1 | 2.9957 | 19.8006
2016-12-04 02:00 | 13.017 | 1 | 2.8353 | 18.6353
2016-12-04 03:00 | 12.275 | 1 | 2.6892 | 17.573
2016-12-04 04:00 | 12.132 | 1 | 2.661 | 17.3683
2016-12-04 05:00 | 12 | 1 | 2.635 | 17.1793
2016-12-04 06:00 | 12 | 1 | 2.635 | 17.1793
2016-12-04 07:00 | 12 | 1 | 2.635 | 17.1793
2016-12-04 08:00 | 12 | 1 | 2.635 | 17.1793
2016-12-04 09:00 | 12 | 1 | 2.635 | 17.1793
2016-12-04 10:00 | 12 | 1 | 2.635 | 17.1793
2016-12-04 11:00 | 12 | 1 | 2.635 | 17.1793
2016-12-04 12:00 | 12 | 1 | 2.635 | 17.1793
2016-12-04 13:00 | 12 | 1 | 2.635 | 17.1793
2016-12-04 14:00 | 12 | 1 | 2.635 | 17.1793
2016-12-04 15:00 | 12 | 1 | 2.635 | 17.1793
2016-12-04 16:00 | 12 | 1 | 2.635 | 17.1793
2016-12-04 17:00 | 12 | 1 | 2.635 | 17.1793
2016-12-04 18:00 | 12.01 | 1 | 2.637 | 17.1936
2016-12-04 19:00 | 13.777 | 1 | 2.9851 | 19.7233
2016-12-04 20:00 | 27 | 2 | 5.861 | 38.6535
2016-12-04 21:00 | 27 | 2 | 5.861 | 38.6535
2016-12-04 22:00 | 27 | 2 | 5.861 | 38.6535
2016-12-04 23:00 | 15 | 1 | 3.226 | 21.4742
2016-12-05 | 15 | 1 | 3.226 | 21.4742
2016-12-05 01:00 | 13.626 | 1 | 2.9553 | 19.5071
2016-12-05 02:00 | 13.037 | 1 | 2.8393 | 18.6639
2016-12-05 03:00 | 12.792 | 1 | 2.791 | 18.3132
2016-12-05 04:00 | 12.108 | 1 | 2.6563 | 17.3339
2016-12-05 05:00 | 12 | 1 | 2.635 | 17.1793
2016-12-05 06:00 | 12 | 1 | 2.635 | 17.1793
2016-12-05 07:00 | 12 | 1 | 2.635 | 17.1793
2016-12-05 08:00 | 12 | 1 | 2.635 | 17.1793
2016-12-05 09:00 | 12 | 1 | 2.635 | 17.1793
2016-12-05 10:00 | 12 | 1 | 2.635 | 17.1793
2016-12-05 11:00 | 12 | 1 | 2.635 | 17.1793
2016-12-05 12:00 | 12 | 1 | 2.635 | 17.1793
2016-12-05 13:00 | 12 | 1 | 2.635 | 17.1793
2016-12-05 14:00 | 12 | 1 | 2.635 | 17.1793
2016-12-05 15:00 | 12 | 1 | 2.635 | 17.1793
2016-12-05 16:00 | 12.439 | 1 | 2.7215 | 17.8078
2016-12-05 17:00 | 12.271 | 1 | 2.6884 | 17.5673
2016-12-05 18:00 | 12 | 1 | 2.635 | 17.1793
2016-12-05 19:00 | 13.469 | 1 | 2.9244 | 19.2824
2016-12-05 20:00 | 15 | 1 | 3.226 | 21.4742
2016-12-05 21:00 | 27 | 2 | 5.861 | 38.6535
2016-12-05 22:00 | 15 | 1 | 3.226 | 21.4742
2016-12-05 23:00 | 15 | 1 | 3.226 | 21.4742
2016-12-06 | 15 | 1 | 3.226 | 21.4742
2016-12-06 01:00 | 14.813 | 1 | 3.1892 | 21.2065
2016-12-06 02:00 | 14.064 | 1 | 3.0416 | 20.1342
2016-12-06 03:00 | 13.045 | 1 | 2.8409 | 18.6754
2016-12-06 04:00 | 12.934 | 1 | 2.819 | 18.5165
2016-12-06 05:00 | 12.119 | 1 | 2.6584 | 17.3497
2016-12-06 06:00 | 12 | 1 | 2.635 | 17.1793
2016-12-06 07:00 | 12 | 1 | 2.635 | 17.1793
2016-12-06 08:00 | 12 | 1 | 2.635 | 17.1793
2016-12-06 09:00 | 12 | 1 | 2.635 | 17.1793
2016-12-06 10:00 | 12 | 1 | 2.635 | 17.1793
2016-12-06 11:00 | 12 | 1 | 2.635 | 17.1793
2016-12-06 12:00 | 12 | 1 | 2.635 | 17.1793
2016-12-06 13:00 | 12 | 1 | 2.635 | 17.1793
2016-12-06 14:00 | 12 | 1 | 2.635 | 17.1793
2016-12-06 15:00 | 12 | 1 | 2.635 | 17.1793
2016-12-06 16:00 | 12 | 1 | 2.635 | 17.1793
2016-12-06 17:00 | 12 | 1 | 2.635 | 17.1793
2016-12-06 18:00 | 12.465 | 1 | 2.7266 | 17.845
2016-12-06 19:00 | 13.594 | 1 | 2.949 | 19.4613
2016-12-06 20:00 | 15 | 1 | 3.226 | 21.4742
2016-12-06 21:00 | 27 | 2 | 5.861 | 38.6535
2016-12-06 22:00 | 15 | 1 | 3.226 | 21.4742
2016-12-06 23:00 | 15 | 1 | 3.226 | 21.4742
2016-12-07 | 15 | 1 | 3.226 | 21.4742
2016-12-07 01:00 | 14.356 | 1 | 3.0991 | 20.5522
2016-12-07 02:00 | 13.895 | 1 | 3.0083 | 19.8922
2016-12-07 03:00 | 13.332 | 1 | 2.8974 | 19.0862
2016-12-07 04:00 | 12.655 | 1 | 2.764 | 18.117
2016-12-07 05:00 | 12 | 1 | 2.635 | 17.1793
2016-12-07 06:00 | 12 | 1 | 2.635 | 17.1793
2016-12-07 07:00 | 12 | 1 | 2.635 | 17.1793
2016-12-07 08:00 | 12 | 1 | 2.635 | 17.1793
2016-12-07 09:00 | 12 | 1 | 2.635 | 17.1793
2016-12-07 10:00 | 12 | 1 | 2.635 | 17.1793
2016-12-07 11:00 | 12 | 1 | 2.635 | 17.1793
2016-12-07 12:00 | 12 | 1 | 2.635 | 17.1793
2016-12-07 13:00 | 12 | 1 | 2.635 | 17.1793
2016-12-07 14:00 | 12 | 1 | 2.635 | 17.1793
2016-12-07 15:00 | 12 | 1 | 2.635 | 17.1793
2016-12-07 16:00 | 12 | 1 | 2.635 | 17.1793
2016-12-07 17:00 | 12 | 1 | 2.635 | 17.1793
2016-12-07 18:00 | 12 | 1 | 2.635 | 17.1793
2016-12-07 19:00 | 12.983 | 1 | 2.8287 | 18.5866
2016-12-07 20:00 | 15 | 1 | 3.226 | 21.4742
2016-12-07 21:00 | 15 | 1 | 3.226 | 21.4742
2016-12-07 22:00 | 15 | 1 | 3.226 | 21.4742
2016-12-07 23:00 | 15 | 1 | 3.226 | 21.4742
2016-12-08 | 15 | 1 | 3.226 | 21.4742
2016-12-08 01:00 | 14.26 | 1 | 3.0802 | 20.4148
2016-12-08 02:00 | 13.403 | 1 | 2.9114 | 19.1879
2016-12-08 03:00 | 12.695 | 1 | 2.7719 | 18.1743
2016-12-08 04:00 | 12.346 | 1 | 2.7032 | 17.6747
2016-12-08 05:00 | 12 | 1 | 2.635 | 17.1793
2016-12-08 06:00 | 12 | 1 | 2.635 | 17.1793
2016-12-08 07:00 | 12 | 1 | 2.635 | 17.1793
2016-12-08 08:00 | 12 | 1 | 2.635 | 17.1793
2016-12-08 09:00 | 12 | 1 | 2.635 | 17.1793
2016-12-08 10:00 | 12 | 1 | 2.635 | 17.1793
2016-12-08 11:00 | 12 | 1 | 2.635 | 17.1793
2016-12-08 12:00 | 12 | 1 | 2.635 | 17.1793
2016-12-08 13:00 | 12 | 1 | 2.635 | 17.1793
2016-12-08 14:00 | 12 | 1 | 2.635 | 17.1793
2016-12-08 15:00 | 12 | 1 | 2.635 | 17.1793
2016-12-08 16:00 | 12 | 1 | 2.635 | 17.1793
2016-12-08 17:00 | 12 | 1 | 2.635 | 17.1793
2016-12-08 18:00 | 12.171 | 1 | 2.6687 | 17.4241
2016-12-08 19:00 | 13.325 | 1 | 2.896 | 19.0762
2016-12-08 20:00 | 15 | 1 | 3.226 | 21.4742
2016-12-08 21:00 | 15 | 1 | 3.226 | 21.4742
2016-12-08 22:00 | 15 | 1 | 3.226 | 21.4742
2016-12-08 23:00 | 15 | 1 | 3.226 | 21.4742
2016-12-09 | 15 | 1 | 3.226 | 21.4742
2016-12-09 01:00 | 14.347 | 1 | 3.0974 | 20.5393
2016-12-09 02:00 | 12.943 | 1 | 2.8208 | 18.5293
2016-12-09 03:00 | 12 | 1 | 2.635 | 17.1793
2016-12-09 04:00 | 12 | 1 | 2.635 | 17.1793
2016-12-09 05:00 | 12 | 1 | 2.635 | 17.1793
2016-12-09 06:00 | 12 | 1 | 2.635 | 17.1793
2016-12-09 07:00 | 12 | 1 | 2.635 | 17.1793
2016-12-09 08:00 | 12 | 1 | 2.635 | 17.1793
2016-12-09 09:00 | 12 | 1 | 2.635 | 17.1793
2016-12-09 10:00 | 12 | 1 | 2.635 | 17.1793
2016-12-09 11:00 | 12 | 1 | 2.635 | 17.1793
2016-12-09 12:00 | 12 | 1 | 2.635 | 17.1793
2016-12-09 13:00 | 12 | 1 | 2.635 | 17.1793
2016-12-09 14:00 | 12 | 1 | 2.635 | 17.1793
2016-12-09 15:00 | 12 | 1 | 2.635 | 17.1793
2016-12-09 16:00 | 12 | 1 | 2.635 | 17.1793
2016-12-09 17:00 | 12 | 1 | 2.635 | 17.1793
2016-12-09 18:00 | 12 | 1 | 2.635 | 17.1793
2016-12-09 19:00 | 12.265 | 1 | 2.6872 | 17.5587
2016-12-09 20:00 | 15 | 1 | 3.226 | 21.4742
2016-12-09 21:00 | 15 | 1 | 3.226 | 21.4742
2016-12-09 22:00 | 15 | 1 | 3.226 | 21.4742
2016-12-09 23:00 | 15 | 1 | 3.226 | 21.4742
2016-12-10 | 15 | 1 | 3.226 | 21.4742
2016-12-10 01:00 | 13.945 | 1 | 3.0182 | 19.9638
2016-12-10 02:00 | 12.985 | 1 | 2.829 | 18.5895
2016-12-10 03:00 | 12.07 | 1 | 2.6488 | 17.2795
2016-12-10 04:00 | 12 | 1 | 2.635 | 17.1793
2016-12-10 05:00 | 12 | 1 | 2.635 | 17.1793
2016-12-10 06:00 | 12 | 1 | 2.635 | 17.1793
2016-12-10 07:00 | 12 | 1 | 2.635 | 17.1793
2016-12-10 08:00 | 12 | 1 | 2.635 | 17.1793
2016-12-10 09:00 | 12 | 1 | 2.635 | 17.1793
2016-12-10 10:00 | 12 | 1 | 2.635 | 17.1793
2016-12-10 11:00 | 12 | 1 | 2.635 | 17.1793
2016-12-10 12:00 | 12 | 1 | 2.635 | 17.1793
2016-12-10 13:00 | 12 | 1 | 2.635 | 17.1793
2016-12-10 14:00 | 12 | 1 | 2.635 | 17.1793
2016-12-10 15:00 | 12 | 1 | 2.635 | 17.1793
2016-12-10 16:00 | 12.018 | 1 | 2.6385 | 17.2051
2016-12-10 17:00 | 12 | 1 | 2.635 | 17.1793
2016-12-10 18:00 | 12 | 1 | 2.635 | 17.1793
2016-12-10 19:00 | 13.419 | 1 | 2.9145 | 19.2108
2016-12-10 20:00 | 15 | 1 | 3.226 | 21.4742
2016-12-10 21:00 | 15 | 1 | 3.226 | 21.4742
2016-12-10 22:00 | 15 | 1 | 3.226 | 21.4742
2016-12-10 23:00 | 15 | 1 | 3.226 | 21.4742
2016-12-11 | 15 | 1 | 3.226 | 21.4742
2016-12-11 01:00 | 15 | 1 | 3.226 | 21.4742
2016-12-11 02:00 | 14.223 | 1 | 3.0729 | 20.3618
2016-12-11 03:00 | 12.374 | 1 | 2.7087 | 17.7148
2016-12-11 04:00 | 12 | 1 | 2.635 | 17.1793
2016-12-11 05:00 | 12 | 1 | 2.635 | 17.1793
2016-12-11 06:00 | 12 | 1 | 2.635 | 17.1793
2016-12-11 07:00 | 12 | 1 | 2.635 | 17.1793
2016-12-11 08:00 | 12 | 1 | 2.635 | 17.1793
2016-12-11 09:00 | 12 | 1 | 2.635 | 17.1793
2016-12-11 10:00 | 12 | 1 | 2.635 | 17.1793
2016-12-11 11:00 | 12 | 1 | 2.635 | 17.1793
2016-12-11 12:00 | 12 | 1 | 2.635 | 17.1793
2016-12-11 13:00 | 12 | 1 | 2.635 | 17.1793
2016-12-11 14:00 | 12 | 1 | 2.635 | 17.1793
2016-12-11 15:00 | 12 | 1 | 2.635 | 17.1793
2016-12-11 16:00 | 12 | 1 | 2.635 | 17.1793
2016-12-11 17:00 | 12 | 1 | 2.635 | 17.1793
2016-12-11 18:00 | 12 | 1 | 2.635 | 17.1793
2016-12-11 19:00 | 13.585 | 1 | 2.9472 | 19.4484
2016-12-11 20:00 | 15 | 1 | 3.226 | 21.4742
2016-12-11 21:00 | 27 | 2 | 5.861 | 38.6535
2016-12-11 22:00 | 15 | 1 | 3.226 | 21.4742
2016-12-11 23:00 | 15 | 1 | 3.226 | 21.4742
2016-12-12 | 15 | 1 | 3.226 | 21.4742
2016-12-12 01:00 | 14.157 | 1 | 3.0599 | 20.2673
2016-12-12 02:00 | 13.462 | 1 | 2.923 | 19.2723
2016-12-12 03:00 | 12.451 | 1 | 2.7238 | 17.825
2016-12-12 04:00 | 12 | 1 | 2.635 | 17.1793
2016-12-12 05:00 | 12 | 1 | 2.635 | 17.1793
2016-12-12 06:00 | 12 | 1 | 2.635 | 17.1793
2016-12-12 07:00 | 12 | 1 | 2.635 | 17.1793
2016-12-12 08:00 | 12 | 1 | 2.635 | 17.1793
2016-12-12 09:00 | 12 | 1 | 2.635 | 17.1793
2016-12-12 10:00 | 12 | 1 | 2.635 | 17.1793
2016-12-12 11:00 | 12 | 1 | 2.635 | 17.1793
2016-12-12 12:00 | 12.141 | 1 | 2.6628 | 17.3812
2016-12-12 13:00 | 12.511 | 1 | 2.7357 | 17.9109
2016-12-12 14:00 | 12.569 | 1 | 2.7471 | 17.9939
2016-12-12 15:00 | 13.004 | 1 | 2.8328 | 18.6167
2016-12-12 16:00 | 13.232 | 1 | 2.8777 | 18.9431
2016-12-12 17:00 | 12.228 | 1 | 2.6799 | 17.5057
2016-12-12 18:00 | 12.483 | 1 | 2.7302 | 17.8708
2016-12-12 19:00 | 14.399 | 1 | 3.1076 | 20.6138
2016-12-12 20:00 | 27 | 2 | 5.861 | 38.6535
2016-12-12 21:00 | 27 | 2 | 5.861 | 38.6535
2016-12-12 22:00 | 15 | 1 | 3.226 | 21.4742
2016-12-12 23:00 | 15 | 1 | 3.226 | 21.4742
2016-12-13 | 15 | 1 | 3.226 | 21.4742
2016-12-13 01:00 | 15 | 1 | 3.226 | 21.4742
2016-12-13 02:00 | 13.791 | 1 | 2.9878 | 19.7433
2016-12-13 03:00 | 12.537 | 1 | 2.7408 | 17.9481
2016-12-13 04:00 | 12.011 | 1 | 2.6372 | 17.1951
2016-12-13 05:00 | 12 | 1 | 2.635 | 17.1793
2016-12-13 06:00 | 12 | 1 | 2.635 | 17.1793
2016-12-13 07:00 | 12 | 1 | 2.635 | 17.1793
2016-12-13 08:00 | 12 | 1 | 2.635 | 17.1793
2016-12-13 09:00 | 12 | 1 | 2.635 | 17.1793
2016-12-13 10:00 | 12 | 1 | 2.635 | 17.1793
2016-12-13 11:00 | 12 | 1 | 2.635 | 17.1793
2016-12-13 12:00 | 12 | 1 | 2.635 | 17.1793
2016-12-13 13:00 | 12 | 1 | 2.635 | 17.1793
2016-12-13 14:00 | 12 | 1 | 2.635 | 17.1793
2016-12-13 15:00 | 12.439 | 1 | 2.7215 | 17.8078
2016-12-13 16:00 | 12.627 | 1 | 2.7585 | 18.077
2016-12-13 17:00 | 12 | 1 | 2.635 | 17.1793
2016-12-13 18:00 | 12 | 1 | 2.635 | 17.1793
2016-12-13 19:00 | 13.307 | 1 | 2.8925 | 19.0504
2016-12-13 20:00 | 15 | 1 | 3.226 | 21.4742
2016-12-13 21:00 | 27 | 2 | 5.861 | 38.6535
2016-12-13 22:00 | 15 | 1 | 3.226 | 21.4742
2016-12-13 23:00 | 15 | 1 | 3.226 | 21.4742
2016-12-14 | 15 | 1 | 3.226 | 21.4742
2016-12-14 01:00 | 14.215 | 1 | 3.0714 | 20.3503
2016-12-14 02:00 | 12.858 | 1 | 2.804 | 18.4077
2016-12-14 03:00 | 12.014 | 1 | 2.6378 | 17.1994
2016-12-14 04:00 | 12 | 1 | 2.635 | 17.1793
2016-12-14 05:00 | 12 | 1 | 2.635 | 17.1793
2016-12-14 06:00 | 12 | 1 | 2.635 | 17.1793
2016-12-14 07:00 | 12 | 1 | 2.635 | 17.1793
2016-12-14 08:00 | 12 | 1 | 2.635 | 17.1793
2016-12-14 09:00 | 12 | 1 | 2.635 | 17.1793
2016-12-14 10:00 | 12 | 1 | 2.635 | 17.1793
2016-12-14 11:00 | 12 | 1 | 2.635 | 17.1793
2016-12-14 12:00 | 12 | 1 | 2.635 | 17.1793
2016-12-14 13:00 | 12 | 1 | 2.635 | 17.1793
2016-12-14 14:00 | 12 | 1 | 2.635 | 17.1793
2016-12-14 15:00 | 12 | 1 | 2.635 | 17.1793
2016-12-14 16:00 | 12 | 1 | 2.635 | 17.1793
2016-12-14 17:00 | 12 | 1 | 2.635 | 17.1793
2016-12-14 18:00 | 12.247 | 1 | 2.6837 | 17.5329
2016-12-14 19:00 | 14.106 | 1 | 3.0499 | 20.1943
2016-12-14 20:00 | 15 | 1 | 3.226 | 21.4742
2016-12-14 21:00 | 27 | 2 | 5.861 | 38.6535
2016-12-14 22:00 | 15 | 1 | 3.226 | 21.4742
2016-12-14 23:00 | 15 | 1 | 3.226 | 21.4742
2016-12-15 | 15 | 1 | 3.226 | 21.4742
2016-12-15 01:00 | 13.425 | 1 | 2.9157 | 19.2194
2016-12-15 02:00 | 12.697 | 1 | 2.7723 | 18.1772
2016-12-15 03:00 | 12 | 1 | 2.635 | 17.1793
2016-12-15 04:00 | 12 | 1 | 2.635 | 17.1793
2016-12-15 05:00 | 12 | 1 | 2.635 | 17.1793
2016-12-15 06:00 | 12 | 1 | 2.635 | 17.1793
2016-12-15 07:00 | 12 | 1 | 2.635 | 17.1793
2016-12-15 08:00 | 12 | 1 | 2.635 | 17.1793
2016-12-15 09:00 | 12 | 1 | 2.635 | 17.1793
2016-12-15 10:00 | 12 | 1 | 2.635 | 17.1793
2016-12-15 11:00 | 12 | 1 | 2.635 | 17.1793
2016-12-15 12:00 | 12 | 1 | 2.635 | 17.1793
2016-12-15 13:00 | 12 | 1 | 2.635 | 17.1793
2016-12-15 14:00 | 12 | 1 | 2.635 | 17.1793
2016-12-15 15:00 | 12 | 1 | 2.635 | 17.1793
2016-12-15 16:00 | 12 | 1 | 2.635 | 17.1793
2016-12-15 17:00 | 12 | 1 | 2.635 | 17.1793
2016-12-15 18:00 | 12.531 | 1 | 2.7396 | 17.9395
2016-12-15 19:00 | 13.764 | 1 | 2.9825 | 19.7047
2016-12-15 20:00 | 15 | 1 | 3.226 | 21.4742
2016-12-15 21:00 | 15 | 1 | 3.226 | 21.4742
2016-12-15 22:00 | 15 | 1 | 3.226 | 21.4742
2016-12-15 23:00 | 15 | 1 | 3.226 | 21.4742
2016-12-16 | 15 | 1 | 3.226 | 21.4742
2016-12-16 01:00 | 14.491 | 1 | 3.1257 | 20.7455
2016-12-16 02:00 | 13.645 | 1 | 2.9591 | 19.5343
2016-12-16 03:00 | 12.637 | 1 | 2.7605 | 18.0913
2016-12-16 04:00 | 12.279 | 1 | 2.69 | 17.5788
2016-12-16 05:00 | 12 | 1 | 2.635 | 17.1793
2016-12-16 06:00 | 12 | 1 | 2.635 | 17.1793
2016-12-16 07:00 | 12 | 1 | 2.635 | 17.1793
2016-12-16 08:00 | 12 | 1 | 2.635 | 17.1793
2016-12-16 09:00 | 12 | 1 | 2.635 | 17.1793
2016-12-16 10:00 | 12 | 1 | 2.635 | 17.1793
2016-12-16 11:00 | 12 | 1 | 2.635 | 17.1793
2016-12-16 12:00 | 12 | 1 | 2.635 | 17.1793
2016-12-16 13:00 | 12 | 1 | 2.635 | 17.1793
2016-12-16 14:00 | 12 | 1 | 2.635 | 17.1793
2016-12-16 15:00 | 12 | 1 | 2.635 | 17.1793
2016-12-16 16:00 | 12 | 1 | 2.635 | 17.1793
2016-12-16 17:00 | 12 | 1 | 2.635 | 17.1793
2016-12-16 18:00 | 12 | 1 | 2.635 | 17.1793
2016-12-16 19:00 | 13.039 | 1 | 2.8397 | 18.6668
2016-12-16 20:00 | 27 | 2 | 5.861 | 38.6535
2016-12-16 21:00 | 27 | 2 | 5.861 | 38.6535
2016-12-16 22:00 | 15 | 1 | 3.226 | 21.4742
2016-12-16 23:00 | 15 | 1 | 3.226 | 21.4742
2016-12-17 | 15 | 1 | 3.226 | 21.4742
2016-12-17 01:00 | 14.505 | 1 | 3.1285 | 20.7655
2016-12-17 02:00 | 13.735 | 1 | 2.9768 | 19.6632
2016-12-17 03:00 | 12.821 | 1 | 2.7967 | 18.3547
2016-12-17 04:00 | 12 | 1 | 2.635 | 17.1793
2016-12-17 05:00 | 12 | 1 | 2.635 | 17.1793
2016-12-17 06:00 | 12 | 1 | 2.635 | 17.1793
2016-12-17 07:00 | 12 | 1 | 2.635 | 17.1793
2016-12-17 08:00 | 12 | 1 | 2.635 | 17.1793
2016-12-17 09:00 | 12 | 1 | 2.635 | 17.1793
2016-12-17 10:00 | 12 | 1 | 2.635 | 17.1793
2016-12-17 11:00 | 12 | 1 | 2.635 | 17.1793
2016-12-17 12:00 | 12 | 1 | 2.635 | 17.1793
2016-12-17 13:00 | 12 | 1 | 2.635 | 17.1793
2016-12-17 14:00 | 12 | 1 | 2.635 | 17.1793
2016-12-17 15:00 | 12 | 1 | 2.635 | 17.1793
2016-12-17 16:00 | 12 | 1 | 2.635 | 17.1793
2016-12-17 17:00 | 12 | 1 | 2.635 | 17.1793
2016-12-17 18:00 | 12 | 1 | 2.635 | 17.1793
2016-12-17 19:00 | 12.76 | 1 | 2.7847 | 18.2674
2016-12-17 20:00 | 15 | 1 | 3.226 | 21.4742
2016-12-17 21:00 | 27 | 2 | 5.861 | 38.6535
2016-12-17 22:00 | 15 | 1 | 3.226 | 21.4742
2016-12-17 23:00 | 15 | 1 | 3.226 | 21.4742
2016-12-18 | 15 | 1 | 3.226 | 21.4742
2016-12-18 01:00 | 13.536 | 1 | 2.9376 | 19.3783
2016-12-18 02:00 | 12.699 | 1 | 2.7727 | 18.18
2016-12-18 03:00 | 12.363 | 1 | 2.7065 | 17.699
2016-12-18 04:00 | 12 | 1 | 2.635 | 17.1793
2016-12-18 05:00 | 12 | 1 | 2.635 | 17.1793
2016-12-18 06:00 | 12 | 1 | 2.635 | 17.1793
2016-12-18 07:00 | 12 | 1 | 2.635 | 17.1793
2016-12-18 08:00 | 12 | 1 | 2.635 | 17.1793
2016-12-18 09:00 | 12 | 1 | 2.635 | 17.1793
2016-12-18 10:00 | 12 | 1 | 2.635 | 17.1793
2016-12-18 11:00 | 12 | 1 | 2.635 | 17.1793
2016-12-18 12:00 | 12 | 1 | 2.635 | 17.1793
2016-12-18 13:00 | 12 | 1 | 2.635 | 17.1793
2016-12-18 14:00 | 12 | 1 | 2.635 | 17.1793
2016-12-18 15:00 | 12 | 1 | 2.635 | 17.1793
2016-12-18 16:00 | 12 | 1 | 2.635 | 17.1793
2016-12-18 17:00 | 12 | 1 | 2.635 | 17.1793
2016-12-18 18:00 | 12 | 1 | 2.635 | 17.1793
2016-12-18 19:00 | 13.354 | 1 | 2.9017 | 19.1177
2016-12-18 20:00 | 15 | 1 | 3.226 | 21.4742
2016-12-18 21:00 | 27 | 2 | 5.861 | 38.6535
2016-12-18 22:00 | 15 | 1 | 3.226 | 21.4742
2016-12-18 23:00 | 15 | 1 | 3.226 | 21.4742
2016-12-19 | 15 | 1 | 3.226 | 21.4742
2016-12-19 01:00 | 14.345 | 1 | 3.097 | 20.5365
2016-12-19 02:00 | 13.925 | 1 | 3.0142 | 19.9352
2016-12-19 03:00 | 12.678 | 1 | 2.7686 | 18.15
2016-12-19 04:00 | 12.799 | 1 | 2.7924 | 18.3232
2016-12-19 05:00 | 12 | 1 | 2.635 | 17.1793
2016-12-19 06:00 | 12 | 1 | 2.635 | 17.1793
2016-12-19 07:00 | 12 | 1 | 2.635 | 17.1793
2016-12-19 08:00 | 12 | 1 | 2.635 | 17.1793
2016-12-19 09:00 | 12 | 1 | 2.635 | 17.1793
2016-12-19 10:00 | 12 | 1 | 2.635 | 17.1793
2016-12-19 11:00 | 12 | 1 | 2.635 | 17.1793
2016-12-19 12:00 | 12 | 1 | 2.635 | 17.1793
2016-12-19 13:00 | 12 | 1 | 2.635 | 17.1793
2016-12-19 14:00 | 12 | 1 | 2.635 | 17.1793
2016-12-19 15:00 | 12 | 1 | 2.635 | 17.1793
2016-12-19 16:00 | 12.238 | 1 | 2.6819 | 17.5201
2016-12-19 17:00 | 12 | 1 | 2.635 | 17.1793
2016-12-19 18:00 | 12 | 1 | 2.635 | 17.1793
2016-12-19 19:00 | 13.771 | 1 | 2.9839 | 19.7147
2016-12-19 20:00 | 15 | 1 | 3.226 | 21.4742
2016-12-19 21:00 | 27 | 2 | 5.861 | 38.6535
2016-12-19 22:00 | 15 | 1 | 3.226 | 21.4742
2016-12-19 23:00 | 15 | 1 | 3.226 | 21.4742
2016-12-20 | 15 | 1 | 3.226 | 21.4742
2016-12-20 01:00 | 14.3 | 1 | 3.0881 | 20.472
2016-12-20 02:00 | 13.494 | 1 | 2.9293 | 19.3182
2016-12-20 03:00 | 13.413 | 1 | 2.9134 | 19.2022
2016-12-20 04:00 | 12.579 | 1 | 2.7491 | 18.0082
2016-12-20 05:00 | 12 | 1 | 2.635 | 17.1793
2016-12-20 06:00 | 12 | 1 | 2.635 | 17.1793
2016-12-20 07:00 | 12 | 1 | 2.635 | 17.1793
2016-12-20 08:00 | 12 | 1 | 2.635 | 17.1793
2016-12-20 09:00 | 12 | 1 | 2.635 | 17.1793
2016-12-20 10:00 | 12 | 1 | 2.635 | 17.1793
2016-12-20 11:00 | 12 | 1 | 2.635 | 17.1793
2016-12-20 12:00 | 12 | 1 | 2.635 | 17.1793
2016-12-20 13:00 | 12 | 1 | 2.635 | 17.1793
2016-12-20 14:00 | 12 | 1 | 2.635 | 17.1793
2016-12-20 15:00 | 12 | 1 | 2.635 | 17.1793
2016-12-20 16:00 | 12 | 1 | 2.635 | 17.1793
2016-12-20 17:00 | 12 | 1 | 2.635 | 17.1793
2016-12-20 18:00 | 12.079 | 1 | 2.6506 | 17.2924
2016-12-20 19:00 | 13.39 | 1 | 2.9088 | 19.1693
2016-12-20 20:00 | 15 | 1 | 3.226 | 21.4742
2016-12-20 21:00 | 15 | 1 | 3.226 | 21.4742
2016-12-20 22:00 | 15 | 1 | 3.226 | 21.4742
2016-12-20 23:00 | 15 | 1 | 3.226 | 21.4742
2016-12-21 | 15 | 1 | 3.226 | 21.4742
2016-12-21 01:00 | 14.3 | 1 | 3.0881 | 20.472
2016-12-21 02:00 | 13.605 | 1 | 2.9512 | 19.4771
2016-12-21 03:00 | 13.333 | 1 | 2.8976 | 19.0877
2016-12-21 04:00 | 12.558 | 1 | 2.7449 | 17.9782
2016-12-21 05:00 | 12 | 1 | 2.635 | 17.1793
2016-12-21 06:00 | 12 | 1 | 2.635 | 17.1793
2016-12-21 07:00 | 12 | 1 | 2.635 | 17.1793
2016-12-21 08:00 | 12 | 1 | 2.635 | 17.1793
2016-12-21 09:00 | 12 | 1 | 2.635 | 17.1793
2016-12-21 10:00 | 12 | 1 | 2.635 | 17.1793
2016-12-21 11:00 | 12 | 1 | 2.635 | 17.1793
2016-12-21 12:00 | 12 | 1 | 2.635 | 17.1793
2016-12-21 13:00 | 12 | 1 | 2.635 | 17.1793
2016-12-21 14:00 | 12 | 1 | 2.635 | 17.1793
2016-12-21 15:00 | 12 | 1 | 2.635 | 17.1793
2016-12-21 16:00 | 12 | 1 | 2.635 | 17.1793
2016-12-21 17:00 | 12 | 1 | 2.635 | 17.1793
2016-12-21 18:00 | 12 | 1 | 2.635 | 17.1793
2016-12-21 19:00 | 12.408 | 1 | 2.7154 | 17.7634
2016-12-21 20:00 | 15 | 1 | 3.226 | 21.4742
2016-12-21 21:00 | 15 | 1 | 3.226 | 21.4742
2016-12-21 22:00 | 15 | 1 | 3.226 | 21.4742
2016-12-21 23:00 | 15 | 1 | 3.226 | 21.4742
2016-12-22 | 15 | 1 | 3.226 | 21.4742
2016-12-22 01:00 | 13.678 | 1 | 2.9656 | 19.5816
2016-12-22 02:00 | 13.044 | 1 | 2.8407 | 18.6739
2016-12-22 03:00 | 12.41 | 1 | 2.7158 | 17.7663
2016-12-22 04:00 | 12 | 1 | 2.635 | 17.1793
2016-12-22 05:00 | 12 | 1 | 2.635 | 17.1793
2016-12-22 06:00 | 12 | 1 | 2.635 | 17.1793
2016-12-22 07:00 | 12 | 1 | 2.635 | 17.1793
2016-12-22 08:00 | 12 | 1 | 2.635 | 17.1793
2016-12-22 09:00 | 12 | 1 | 2.635 | 17.1793
2016-12-22 10:00 | 12 | 1 | 2.635 | 17.1793
2016-12-22 11:00 | 12 | 1 | 2.635 | 17.1793
2016-12-22 12:00 | 12 | 1 | 2.635 | 17.1793
2016-12-22 13:00 | 12 | 1 | 2.635 | 17.1793
2016-12-22 14:00 | 12 | 1 | 2.635 | 17.1793
2016-12-22 15:00 | 12 | 1 | 2.635 | 17.1793
2016-12-22 16:00 | 12 | 1 | 2.635 | 17.1793
2016-12-22 17:00 | 12 | 1 | 2.635 | 17.1793
2016-12-22 18:00 | 12 | 1 | 2.635 | 17.1793
2016-12-22 19:00 | 12.224 | 1 | 2.6791 | 17.5
2016-12-22 20:00 | 15 | 1 | 3.226 | 21.4742
2016-12-22 21:00 | 15 | 1 | 3.226 | 21.4742
2016-12-22 22:00 | 15 | 1 | 3.226 | 21.4742
2016-12-22 23:00 | 15 | 1 | 3.226 | 21.4742
2016-12-23 | 15 | 1 | 3.226 | 21.4742
2016-12-23 01:00 | 14.185 | 1 | 3.0654 | 20.3074
2016-12-23 02:00 | 13.579 | 1 | 2.9461 | 19.4398
2016-12-23 03:00 | 12.662 | 1 | 2.7654 | 18.1271
2016-12-23 04:00 | 12 | 1 | 2.635 | 17.1793
2016-12-23 05:00 | 12 | 1 | 2.635 | 17.1793
2016-12-23 06:00 | 12 | 1 | 2.635 | 17.1793
2016-12-23 07:00 | 12 | 1 | 2.635 | 17.1793
2016-12-23 08:00 | 12 | 1 | 2.635 | 17.1793
2016-12-23 09:00 | 12 | 1 | 2.635 | 17.1793
2016-12-23 10:00 | 12 | 1 | 2.635 | 17.1793
2016-12-23 11:00 | 12 | 1 | 2.635 | 17.1793
2016-12-23 12:00 | 12 | 1 | 2.635 | 17.1793
2016-12-23 13:00 | 12 | 1 | 2.635 | 17.1793
2016-12-23 14:00 | 12 | 1 | 2.635 | 17.1793
2016-12-23 15:00 | 12 | 1 | 2.635 | 17.1793
2016-12-23 16:00 | 12 | 1 | 2.635 | 17.1793
2016-12-23 17:00 | 12 | 1 | 2.635 | 17.1793
2016-12-23 18:00 | 12 | 1 | 2.635 | 17.1793
2016-12-23 19:00 | 12.563 | 1 | 2.7459 | 17.9853
2016-12-23 20:00 | 15 | 1 | 3.226 | 21.4742
2016-12-23 21:00 | 15 | 1 | 3.226 | 21.4742
2016-12-23 22:00 | 15 | 1 | 3.226 | 21.4742
2016-12-23 23:00 | 15 | 1 | 3.226 | 21.4742
2016-12-24 | 15 | 1 | 3.226 | 21.4742
2016-12-24 01:00 | 14.12 | 1 | 3.0526 | 20.2143
2016-12-24 02:00 | 13.534 | 1 | 2.9372 | 19.3754
2016-12-24 03:00 | 12.238 | 1 | 2.6819 | 17.5201
2016-12-24 04:00 | 12 | 1 | 2.635 | 17.1793
2016-12-24 05:00 | 12 | 1 | 2.635 | 17.1793
2016-12-24 06:00 | 12 | 1 | 2.635 | 17.1793
2016-12-24 07:00 | 12 | 1 | 2.635 | 17.1793
2016-12-24 08:00 | 12 | 1 | 2.635 | 17.1793
2016-12-24 09:00 | 12 | 1 | 2.635 | 17.1793
2016-12-24 10:00 | 12 | 1 | 2.635 | 17.1793
2016-12-24 11:00 | 12 | 1 | 2.635 | 17.1793
2016-12-24 12:00 | 12 | 1 | 2.635 | 17.1793
2016-12-24 13:00 | 12 | 1 | 2.635 | 17.1793
2016-12-24 14:00 | 12 | 1 | 2.635 | 17.1793
2016-12-24 15:00 | 12.261 | 1 | 2.6864 | 17.553
2016-12-24 16:00 | 12.34 | 1 | 2.702 | 17.6661
2016-12-24 17:00 | 12 | 1 | 2.635 | 17.1793
2016-12-24 18:00 | 12 | 1 | 2.635 | 17.1793
2016-12-24 19:00 | 13.618 | 1 | 2.9537 | 19.4957
2016-12-24 20:00 | 15 | 1 | 3.226 | 21.4742
2016-12-24 21:00 | 27 | 2 | 5.861 | 38.6535
2016-12-24 22:00 | 15 | 1 | 3.226 | 21.4742
2016-12-24 23:00 | 15 | 1 | 3.226 | 21.4742
2016-12-25 | 15 | 1 | 3.226 | 21.4742
2016-12-25 01:00 | 14.113 | 1 | 3.0513 | 20.2043
2016-12-25 02:00 | 13.651 | 1 | 2.9602 | 19.5429
2016-12-25 03:00 | 12.954 | 1 | 2.8229 | 18.5451
2016-12-25 04:00 | 12.164 | 1 | 2.6673 | 17.4141
2016-12-25 05:00 | 12 | 1 | 2.635 | 17.1793
2016-12-25 06:00 | 12 | 1 | 2.635 | 17.1793
2016-12-25 07:00 | 12 | 1 | 2.635 | 17.1793
2016-12-25 08:00 | 12 | 1 | 2.635 | 17.1793
2016-12-25 09:00 | 12 | 1 | 2.635 | 17.1793
2016-12-25 10:00 | 12 | 1 | 2.635 | 17.1793
2016-12-25 11:00 | 12 | 1 | 2.635 | 17.1793
2016-12-25 12:00 | 12 | 1 | 2.635 | 17.1793
2016-12-25 13:00 | 12 | 1 | 2.635 | 17.1793
2016-12-25 14:00 | 12 | 1 | 2.635 | 17.1793
2016-12-25 15:00 | 12.139 | 1 | 2.6624 | 17.3783
2016-12-25 16:00 | 12.78 | 1 | 2.7887 | 18.296
2016-12-25 17:00 | 12 | 1 | 2.635 | 17.1793
2016-12-25 18:00 | 12 | 1 | 2.635 | 17.1793
2016-12-25 19:00 | 13.285 | 1 | 2.8881 | 19.019
2016-12-25 20:00 | 15 | 1 | 3.226 | 21.4742
2016-12-25 21:00 | 27 | 2 | 5.861 | 38.6535
2016-12-25 22:00 | 27 | 2 | 5.861 | 38.6535
2016-12-25 23:00 | 15 | 1 | 3.226 | 21.4742
2016-12-26 | 15 | 1 | 3.226 | 21.4742
2016-12-26 01:00 | 13.458 | 1 | 2.9222 | 19.2666
2016-12-26 02:00 | 12.084 | 1 | 2.6515 | 17.2996
2016-12-26 03:00 | 12 | 1 | 2.635 | 17.1793
2016-12-26 04:00 | 12 | 1 | 2.635 | 17.1793
2016-12-26 05:00 | 12 | 1 | 2.635 | 17.1793
2016-12-26 06:00 | 12 | 1 | 2.635 | 17.1793
2016-12-26 07:00 | 12 | 1 | 2.635 | 17.1793
2016-12-26 08:00 | 12 | 1 | 2.635 | 17.1793
2016-12-26 09:00 | 12 | 1 | 2.635 | 17.1793
2016-12-26 10:00 | 12 | 1 | 2.635 | 17.1793
2016-12-26 11:00 | 12 | 1 | 2.635 | 17.1793
2016-12-26 12:00 | 12 | 1 | 2.635 | 17.1793
2016-12-26 13:00 | 12 | 1 | 2.635 | 17.1793
2016-12-26 14:00 | 12 | 1 | 2.635 | 17.1793
2016-12-26 15:00 | 12.242 | 1 | 2.6827 | 17.5258
2016-12-26 16:00 | 12.358 | 1 | 2.7055 | 17.6918
2016-12-26 17:00 | 12 | 1 | 2.635 | 17.1793
2016-12-26 18:00 | 12 | 1 | 2.635 | 17.1793
2016-12-26 19:00 | 13.406 | 1 | 2.912 | 19.1922
2016-12-26 20:00 | 15 | 1 | 3.226 | 21.4742
2016-12-26 21:00 | 27 | 2 | 5.861 | 38.6535
2016-12-26 22:00 | 27 | 2 | 5.861 | 38.6535
2016-12-26 23:00 | 15 | 1 | 3.226 | 21.4742
2016-12-27 | 15 | 1 | 3.226 | 21.4742
2016-12-27 01:00 | 14.936 | 1 | 3.2134 | 21.3825
2016-12-27 02:00 | 13.556 | 1 | 2.9415 | 19.4069
2016-12-27 03:00 | 12.926 | 1 | 2.8174 | 18.505
2016-12-27 04:00 | 12.514 | 1 | 2.7363 | 17.9152
2016-12-27 05:00 | 12 | 1 | 2.635 | 17.1793
2016-12-27 06:00 | 12 | 1 | 2.635 | 17.1793
2016-12-27 07:00 | 12 | 1 | 2.635 | 17.1793
2016-12-27 08:00 | 12 | 1 | 2.635 | 17.1793
2016-12-27 09:00 | 12 | 1 | 2.635 | 17.1793
2016-12-27 10:00 | 12 | 1 | 2.635 | 17.1793
2016-12-27 11:00 | 12 | 1 | 2.635 | 17.1793
2016-12-27 12:00 | 12 | 1 | 2.635 | 17.1793
2016-12-27 13:00 | 12 | 1 | 2.635 | 17.1793
2016-12-27 14:00 | 12 | 1 | 2.635 | 17.1793
2016-12-27 15:00 | 12.183 | 1 | 2.6711 | 17.4413
2016-12-27 16:00 | 12.979 | 1 | 2.8279 | 18.5809
2016-12-27 17:00 | 12.387 | 1 | 2.7112 | 17.7334
2016-12-27 18:00 | 12.537 | 1 | 2.7408 | 17.9481
2016-12-27 19:00 | 13.61 | 1 | 2.9522 | 19.4842
2016-12-27 20:00 | 15 | 1 | 3.226 | 21.4742
2016-12-27 21:00 | 27 | 2 | 5.861 | 38.6535
2016-12-27 22:00 | 27 | 2 | 5.861 | 38.6535
2016-12-27 23:00 | 15 | 1 | 3.226 | 21.4742
2016-12-28 | 15 | 1 | 3.226 | 21.4742
2016-12-28 01:00 | 14.44 | 1 | 3.1157 | 20.6725
2016-12-28 02:00 | 13.386 | 1 | 2.908 | 19.1635
2016-12-28 03:00 | 12.769 | 1 | 2.7865 | 18.2802
2016-12-28 04:00 | 12.812 | 1 | 2.795 | 18.3418
2016-12-28 05:00 | 12.383 | 1 | 2.7105 | 17.7276
2016-12-28 06:00 | 12 | 1 | 2.635 | 17.1793
2016-12-28 07:00 | 12 | 1 | 2.635 | 17.1793
2016-12-28 08:00 | 12 | 1 | 2.635 | 17.1793
2016-12-28 09:00 | 12 | 1 | 2.635 | 17.1793
2016-12-28 10:00 | 12 | 1 | 2.635 | 17.1793
2016-12-28 11:00 | 12 | 1 | 2.635 | 17.1793
2016-12-28 12:00 | 12 | 1 | 2.635 | 17.1793
2016-12-28 13:00 | 12 | 1 | 2.635 | 17.1793
2016-12-28 14:00 | 12 | 1 | 2.635 | 17.1793
2016-12-28 15:00 | 12.083 | 1 | 2.6514 | 17.2982
2016-12-28 16:00 | 12.054 | 1 | 2.6456 | 17.2566
2016-12-28 17:00 | 12 | 1 | 2.635 | 17.1793
2016-12-28 18:00 | 12.147 | 1 | 2.664 | 17.3898
2016-12-28 19:00 | 13.828 | 1 | 2.9951 | 19.7963
2016-12-28 20:00 | 15 | 1 | 3.226 | 21.4742
2016-12-28 21:00 | 27 | 2 | 5.861 | 38.6535
2016-12-28 22:00 | 27 | 2 | 5.861 | 38.6535
2016-12-28 23:00 | 15 | 1 | 3.226 | 21.4742
2016-12-29 | 15 | 1 | 3.226 | 21.4742
2016-12-29 01:00 | 13.24 | 1 | 2.8793 | 18.9545
2016-12-29 02:00 | 12.847 | 1 | 2.8019 | 18.3919
2016-12-29 03:00 | 12.711 | 1 | 2.7751 | 18.1972
2016-12-29 04:00 | 12.435 | 1 | 2.7207 | 17.8021
2016-12-29 05:00 | 12.073 | 1 | 2.6494 | 17.2838
2016-12-29 06:00 | 12 | 1 | 2.635 | 17.1793
2016-12-29 07:00 | 12 | 1 | 2.635 | 17.1793
2016-12-29 08:00 | 12 | 1 | 2.635 | 17.1793
2016-12-29 09:00 | 12 | 1 | 2.635 | 17.1793
2016-12-29 10:00 | 12 | 1 | 2.635 | 17.1793
2016-12-29 11:00 | 12 | 1 | 2.635 | 17.1793
2016-12-29 12:00 | 12 | 1 | 2.635 | 17.1793
2016-12-29 13:00 | 12 | 1 | 2.635 | 17.1793
2016-12-29 14:00 | 12 | 1 | 2.635 | 17.1793
2016-12-29 15:00 | 12 | 1 | 2.635 | 17.1793
2016-12-29 16:00 | 12.129 | 1 | 2.6604 | 17.364
2016-12-29 17:00 | 12 | 1 | 2.635 | 17.1793
2016-12-29 18:00 | 12.249 | 1 | 2.6841 | 17.5358
2016-12-29 19:00 | 13.868 | 1 | 3.003 | 19.8536
2016-12-29 20:00 | 15 | 1 | 3.226 | 21.4742
2016-12-29 21:00 | 27 | 2 | 5.861 | 38.6535
2016-12-29 22:00 | 27 | 2 | 5.861 | 38.6535
2016-12-29 23:00 | 27 | 2 | 5.861 | 38.6535
2016-12-30 | 15 | 1 | 3.226 | 21.4742
2016-12-30 01:00 | 15 | 1 | 3.226 | 21.4742
2016-12-30 02:00 | 13.819 | 1 | 2.9933 | 19.7834
2016-12-30 03:00 | 12.46 | 1 | 2.7256 | 17.8379
2016-12-30 04:00 | 12.211 | 1 | 2.6766 | 17.4814
2016-12-30 05:00 | 12 | 1 | 2.635 | 17.1793
2016-12-30 06:00 | 12 | 1 | 2.635 | 17.1793
2016-12-30 07:00 | 12 | 1 | 2.635 | 17.1793
2016-12-30 08:00 | 12 | 1 | 2.635 | 17.1793
2016-12-30 09:00 | 12 | 1 | 2.635 | 17.1793
2016-12-30 10:00 | 12 | 1 | 2.635 | 17.1793
2016-12-30 11:00 | 12 | 1 | 2.635 | 17.1793
2016-12-30 12:00 | 12 | 1 | 2.635 | 17.1793
2016-12-30 13:00 | 12 | 1 | 2.635 | 17.1793
2016-12-30 14:00 | 12 | 1 | 2.635 | 17.1793
2016-12-30 15:00 | 12 | 1 | 2.635 | 17.1793
2016-12-30 16:00 | 12.271 | 1 | 2.6884 | 17.5673
2016-12-30 17:00 | 12 | 1 | 2.635 | 17.1793
2016-12-30 18:00 | 12.16 | 1 | 2.6665 | 17.4084
2016-12-30 19:00 | 14.221 | 1 | 3.0725 | 20.3589
2016-12-30 20:00 | 27 | 2 | 5.861 | 38.6535
2016-12-30 21:00 | 27 | 2 | 5.861 | 38.6535
2016-12-30 22:00 | 15 | 1 | 3.226 | 21.4742
2016-12-30 23:00 | 15 | 1 | 3.226 | 21.4742
2016-12-31 | 15 | 1 | 3.226 | 21.4742
2016-12-31 01:00 | 15 | 1 | 3.226 | 21.4742
2016-12-31 02:00 | 13.966 | 1 | 3.0223 | 19.9939
2016-12-31 03:00 | 13.099 | 1 | 2.8515 | 18.7527
2016-12-31 04:00 | 12.567 | 1 | 2.7467 | 17.9911
2016-12-31 05:00 | 12 | 1 | 2.635 | 17.1793
2016-12-31 06:00 | 12 | 1 | 2.635 | 17.1793
2016-12-31 07:00 | 12 | 1 | 2.635 | 17.1793
2016-12-31 08:00 | 12 | 1 | 2.635 | 17.1793
2016-12-31 09:00 | 12 | 1 | 2.635 | 17.1793
2016-12-31 10:00 | 12 | 1 | 2.635 | 17.1793
2016-12-31 11:00 | 12.323 | 1 | 2.6986 | 17.6417
2016-12-31 12:00 | 12.82 | 1 | 2.7965 | 18.3533
2016-12-31 13:00 | 12.536 | 1 | 2.7406 | 17.9467
2016-12-31 14:00 | 12.136 | 1 | 2.6618 | 17.374
2016-12-31 15:00 | 12 | 1 | 2.635 | 17.1793
2016-12-31 16:00 | 12.536 | 1 | 2.7406 | 17.9467
2016-12-31 17:00 | 12 | 1 | 2.635 | 17.1793
2016-12-31 18:00 | 12 | 1 | 2.635 | 17.1793
2016-12-31 19:00 | 13.993 | 1 | 3.0276 | 20.0325
2016-12-31 20:00 | 15 | 1 | 3.226 | 21.4742
2016-12-31 21:00 | 27 | 2 | 5.861 | 38.6535
2016-12-31 22:00 | 15 | 1 | 3.226 | 21.4742
2016-12-31 23:00 | 15 | 1 | 3.226 | 21.4742
2017-01-01 | 15 | 1 | 3.226 | 21.4742
2017-01-01 01:00 | 13.39 | 1 | 2.9088 | 19.1693
2017-01-01 02:00 | 12.449 | 1 | 2.7235 | 17.8221
2017-01-01 03:00 | 12 | 1 | 2.635 | 17.1793
2017-01-01 04:00 | 12 | 1 | 2.635 | 17.1793
2017-01-01 05:00 | 12 | 1 | 2.635 | 17.1793
2017-01-01 06:00 | 12 | 1 | 2.635 | 17.1793
2017-01-01 07:00 | 12 | 1 | 2.635 | 17.1793
2017-01-01 08:00 | 12 | 1 | 2.635 | 17.1793
2017-01-01 09:00 | 12 | 1 | 2.635 | 17.1793
2017-01-01 10:00 | 12 | 1 | 2.635 | 17.1793
2017-01-01 11:00 | 12 | 1 | 2.635 | 17.1793
2017-01-01 12:00 | 12 | 1 | 2.635 | 17.1793
2017-01-01 13:00 | 12 | 1 | 2.635 | 17.1793
2017-01-01 14:00 | 12 | 1 | 2.635 | 17.1793
2017-01-01 15:00 | 12 | 1 | 2.635 | 17.1793
2017-01-01 16:00 | 12 | 1 | 2.635 | 17.1793
2017-01-01 17:00 | 12 | 1 | 2.635 | 17.1793
2017-01-01 18:00 | 12 | 1 | 2.635 | 17.1793
2017-01-01 19:00 | 12 | 1 | 2.635 | 17.1793
2017-01-01 20:00 | 15 | 1 | 3.226 | 21.4742
2017-01-01 21:00 | 15 | 1 | 3.226 | 21.4742
2017-01-01 22:00 | 15 | 1 | 3.226 | 21.4742
2017-01-01 23:00 | 15 | 1 | 3.226 | 21.4742
2017-01-02 | 14.831 | 1 | 3.1927 | 21.2322
2017-01-02 01:00 | 13.6 | 1 | 2.9502 | 19.4699
2017-01-02 02:00 | 13.203 | 1 | 2.872 | 18.9016
2017-01-02 03:00 | 12.914 | 1 | 2.8151 | 18.4878
2017-01-02 04:00 | 12.199 | 1 | 2.6742 | 17.4642
2017-01-02 05:00 | 12 | 1 | 2.635 | 17.1793
2017-01-02 06:00 | 12 | 1 | 2.635 | 17.1793
2017-01-02 07:00 | 12 | 1 | 2.635 | 17.1793
2017-01-02 08:00 | 12 | 1 | 2.635 | 17.1793
2017-01-02 09:00 | 12 | 1 | 2.635 | 17.1793
2017-01-02 10:00 | 12 | 1 | 2.635 | 17.1793
2017-01-02 11:00 | 12 | 1 | 2.635 | 17.1793
2017-01-02 12:00 | 12 | 1 | 2.635 | 17.1793
2017-01-02 13:00 | 12 | 1 | 2.635 | 17.1793
2017-01-02 14:00 | 12 | 1 | 2.635 | 17.1793
2017-01-02 15:00 | 12 | 1 | 2.635 | 17.1793
2017-01-02 16:00 | 12 | 1 | 2.635 | 17.1793
2017-01-02 17:00 | 12 | 1 | 2.635 | 17.1793
2017-01-02 18:00 | 12 | 1 | 2.635 | 17.1793
2017-01-02 19:00 | 12 | 1 | 2.635 | 17.1793
2017-01-02 20:00 | 15 | 1 | 3.226 | 21.4742
2017-01-02 21:00 | 15 | 1 | 3.226 | 21.4742
2017-01-02 22:00 | 15 | 1 | 3.226 | 21.4742
2017-01-02 23:00 | 15 | 1 | 3.226 | 21.4742
2017-01-03 | 15 | 1 | 3.226 | 21.4742
2017-01-03 01:00 | 13.75 | 1 | 2.9798 | 19.6847
2017-01-03 02:00 | 13.126 | 1 | 2.8568 | 18.7913
2017-01-03 03:00 | 12.682 | 1 | 2.7694 | 18.1557
2017-01-03 04:00 | 12.283 | 1 | 2.6908 | 17.5845
2017-01-03 05:00 | 12 | 1 | 2.635 | 17.1793
2017-01-03 06:00 | 12 | 1 | 2.635 | 17.1793
2017-01-03 07:00 | 12 | 1 | 2.635 | 17.1793
2017-01-03 08:00 | 12 | 1 | 2.635 | 17.1793
2017-01-03 09:00 | 12 | 1 | 2.635 | 17.1793
2017-01-03 10:00 | 12 | 1 | 2.635 | 17.1793
2017-01-03 11:00 | 12 | 1 | 2.635 | 17.1793
2017-01-03 12:00 | 12 | 1 | 2.635 | 17.1793
2017-01-03 13:00 | 12 | 1 | 2.635 | 17.1793
2017-01-03 14:00 | 12 | 1 | 2.635 | 17.1793
2017-01-03 15:00 | 12 | 1 | 2.635 | 17.1793
2017-01-03 16:00 | 12 | 1 | 2.635 | 17.1793
2017-01-03 17:00 | 12 | 1 | 2.635 | 17.1793
2017-01-03 18:00 | 12 | 1 | 2.635 | 17.1793
2017-01-03 19:00 | 12 | 1 | 2.635 | 17.1793
2017-01-03 20:00 | 15 | 1 | 3.226 | 21.4742
2017-01-03 21:00 | 15 | 1 | 3.226 | 21.4742
2017-01-03 22:00 | 15 | 1 | 3.226 | 21.4742
2017-01-03 23:00 | 15 | 1 | 3.226 | 21.4742
2017-01-04 | 14.445 | 1 | 3.1167 | 20.6796
2017-01-04 01:00 | 13.499 | 1 | 2.9303 | 19.3253
2017-01-04 02:00 | 12.766 | 1 | 2.7859 | 18.2759
2017-01-04 03:00 | 12.323 | 1 | 2.6986 | 17.6417
2017-01-04 04:00 | 12 | 1 | 2.635 | 17.1793
2017-01-04 05:00 | 12 | 1 | 2.635 | 17.1793
2017-01-04 06:00 | 12 | 1 | 2.635 | 17.1793
2017-01-04 07:00 | 12 | 1 | 2.635 | 17.1793
2017-01-04 08:00 | 12 | 1 | 2.635 | 17.1793
2017-01-04 09:00 | 12 | 1 | 2.635 | 17.1793
2017-01-04 10:00 | 12 | 1 | 2.635 | 17.1793
2017-01-04 11:00 | 12 | 1 | 2.635 | 17.1793
2017-01-04 12:00 | 12 | 1 | 2.635 | 17.1793
2017-01-04 13:00 | 12 | 1 | 2.635 | 17.1793
2017-01-04 14:00 | 12 | 1 | 2.635 | 17.1793
2017-01-04 15:00 | 12 | 1 | 2.635 | 17.1793
2017-01-04 16:00 | 12 | 1 | 2.635 | 17.1793
2017-01-04 17:00 | 12 | 1 | 2.635 | 17.1793
2017-01-04 18:00 | 12 | 1 | 2.635 | 17.1793
2017-01-04 19:00 | 12 | 1 | 2.635 | 17.1793
2017-01-04 20:00 | 15 | 1 | 3.226 | 21.4742
2017-01-04 21:00 | 15 | 1 | 3.226 | 21.4742
2017-01-04 22:00 | 15 | 1 | 3.226 | 21.4742
2017-01-04 23:00 | 15 | 1 | 3.226 | 21.4742
2017-01-05 | 15 | 1 | 3.226 | 21.4742
2017-01-05 01:00 | 14.01 | 1 | 3.031 | 20.0569
2017-01-05 02:00 | 13.262 | 1 | 2.8836 | 18.986
2017-01-05 03:00 | 12.021 | 1 | 2.6391 | 17.2094
2017-01-05 04:00 | 12 | 1 | 2.635 | 17.1793
2017-01-05 05:00 | 12 | 1 | 2.635 | 17.1793
2017-01-05 06:00 | 12 | 1 | 2.635 | 17.1793
2017-01-05 07:00 | 12 | 1 | 2.635 | 17.1793
2017-01-05 08:00 | 12 | 1 | 2.635 | 17.1793
2017-01-05 09:00 | 12 | 1 | 2.635 | 17.1793
2017-01-05 10:00 | 12 | 1 | 2.635 | 17.1793
2017-01-05 11:00 | 12 | 1 | 2.635 | 17.1793
2017-01-05 12:00 | 12 | 1 | 2.635 | 17.1793
2017-01-05 13:00 | 12 | 1 | 2.635 | 17.1793
2017-01-05 14:00 | 12 | 1 | 2.635 | 17.1793
2017-01-05 15:00 | 12 | 1 | 2.635 | 17.1793
2017-01-05 16:00 | 12 | 1 | 2.635 | 17.1793
2017-01-05 17:00 | 12 | 1 | 2.635 | 17.1793
2017-01-05 18:00 | 12 | 1 | 2.635 | 17.1793
2017-01-05 19:00 | 12 | 1 | 2.635 | 17.1793
2017-01-05 20:00 | 15 | 1 | 3.226 | 21.4742
2017-01-05 21:00 | 15 | 1 | 3.226 | 21.4742
2017-01-05 22:00 | 15 | 1 | 3.226 | 21.4742
2017-01-05 23:00 | 15 | 1 | 3.226 | 21.4742
2017-01-06 | 15 | 1 | 3.226 | 21.4742
2017-01-06 01:00 | 14.748 | 1 | 3.1764 | 21.1134
2017-01-06 02:00 | 13.076 | 1 | 2.847 | 18.7197
2017-01-06 03:00 | 12.483 | 1 | 2.7302 | 17.8708
2017-01-06 04:00 | 12 | 1 | 2.635 | 17.1793
2017-01-06 05:00 | 12 | 1 | 2.635 | 17.1793
2017-01-06 06:00 | 12 | 1 | 2.635 | 17.1793
2017-01-06 07:00 | 12 | 1 | 2.635 | 17.1793
2017-01-06 08:00 | 12 | 1 | 2.635 | 17.1793
2017-01-06 09:00 | 12 | 1 | 2.635 | 17.1793
2017-01-06 10:00 | 12 | 1 | 2.635 | 17.1793
2017-01-06 11:00 | 12 | 1 | 2.635 | 17.1793
2017-01-06 12:00 | 12 | 1 | 2.635 | 17.1793
2017-01-06 13:00 | 12 | 1 | 2.635 | 17.1793
2017-01-06 14:00 | 12 | 1 | 2.635 | 17.1793
2017-01-06 15:00 | 12 | 1 | 2.635 | 17.1793
2017-01-06 16:00 | 12 | 1 | 2.635 | 17.1793
2017-01-06 17:00 | 12 | 1 | 2.635 | 17.1793
2017-01-06 18:00 | 12 | 1 | 2.635 | 17.1793
2017-01-06 19:00 | 12.151 | 1 | 2.6647 | 17.3955
2017-01-06 20:00 | 15 | 1 | 3.226 | 21.4742
2017-01-06 21:00 | 15 | 1 | 3.226 | 21.4742
2017-01-06 22:00 | 15 | 1 | 3.226 | 21.4742
2017-01-06 23:00 | 15 | 1 | 3.226 | 21.4742
2017-01-07 | 15 | 1 | 3.226 | 21.4742
2017-01-07 01:00 | 13.598 | 1 | 2.9498 | 19.467
2017-01-07 02:00 | 13.07 | 1 | 2.8458 | 18.7112
2017-01-07 03:00 | 12.449 | 1 | 2.7235 | 17.8221
2017-01-07 04:00 | 12 | 1 | 2.635 | 17.1793
2017-01-07 05:00 | 12 | 1 | 2.635 | 17.1793
2017-01-07 06:00 | 12 | 1 | 2.635 | 17.1793
2017-01-07 07:00 | 12 | 1 | 2.635 | 17.1793
2017-01-07 08:00 | 12 | 1 | 2.635 | 17.1793
2017-01-07 09:00 | 12 | 1 | 2.635 | 17.1793
2017-01-07 10:00 | 12 | 1 | 2.635 | 17.1793
2017-01-07 11:00 | 12 | 1 | 2.635 | 17.1793
2017-01-07 12:00 | 12 | 1 | 2.635 | 17.1793
2017-01-07 13:00 | 12 | 1 | 2.635 | 17.1793
2017-01-07 14:00 | 12 | 1 | 2.635 | 17.1793
2017-01-07 15:00 | 12 | 1 | 2.635 | 17.1793
2017-01-07 16:00 | 12 | 1 | 2.635 | 17.1793
2017-01-07 17:00 | 12 | 1 | 2.635 | 17.1793
2017-01-07 18:00 | 12 | 1 | 2.635 | 17.1793
2017-01-07 19:00 | 12.605 | 1 | 2.7542 | 18.0455
2017-01-07 20:00 | 15 | 1 | 3.226 | 21.4742
2017-01-07 21:00 | 15 | 1 | 3.226 | 21.4742
2017-01-07 22:00 | 15 | 1 | 3.226 | 21.4742
2017-01-07 23:00 | 15 | 1 | 3.226 | 21.4742
2017-01-08 | 15 | 1 | 3.226 | 21.4742
2017-01-08 01:00 | 13.957 | 1 | 3.0205 | 19.981
2017-01-08 02:00 | 12.832 | 1 | 2.7989 | 18.3704
2017-01-08 03:00 | 12.191 | 1 | 2.6726 | 17.4528
2017-01-08 04:00 | 12 | 1 | 2.635 | 17.1793
2017-01-08 05:00 | 12 | 1 | 2.635 | 17.1793
2017-01-08 06:00 | 12 | 1 | 2.635 | 17.1793
2017-01-08 07:00 | 12 | 1 | 2.635 | 17.1793
2017-01-08 08:00 | 12 | 1 | 2.635 | 17.1793
2017-01-08 09:00 | 12 | 1 | 2.635 | 17.1793
2017-01-08 10:00 | 12 | 1 | 2.635 | 17.1793
2017-01-08 11:00 | 12 | 1 | 2.635 | 17.1793
2017-01-08 12:00 | 12 | 1 | 2.635 | 17.1793
2017-01-08 13:00 | 12 | 1 | 2.635 | 17.1793
2017-01-08 14:00 | 12 | 1 | 2.635 | 17.1793
2017-01-08 15:00 | 12 | 1 | 2.635 | 17.1793
2017-01-08 16:00 | 12 | 1 | 2.635 | 17.1793
2017-01-08 17:00 | 12 | 1 | 2.635 | 17.1793
2017-01-08 18:00 | 12 | 1 | 2.635 | 17.1793
2017-01-08 19:00 | 12 | 1 | 2.635 | 17.1793
2017-01-08 20:00 | 15 | 1 | 3.226 | 21.4742
2017-01-08 21:00 | 27 | 2 | 5.861 | 38.6535
2017-01-08 22:00 | 15 | 1 | 3.226 | 21.4742
2017-01-08 23:00 | 15 | 1 | 3.226 | 21.4742
2017-01-09 | 15 | 1 | 3.226 | 21.4742
2017-01-09 01:00 | 14.058 | 1 | 3.0404 | 20.1256
2017-01-09 02:00 | 14.213 | 1 | 3.071 | 20.3475
2017-01-09 03:00 | 12.881 | 1 | 2.8086 | 18.4406
2017-01-09 04:00 | 12.25 | 1 | 2.6843 | 17.5372
2017-01-09 05:00 | 12 | 1 | 2.635 | 17.1793
2017-01-09 06:00 | 12 | 1 | 2.635 | 17.1793
2017-01-09 07:00 | 12 | 1 | 2.635 | 17.1793
2017-01-09 08:00 | 12 | 1 | 2.635 | 17.1793
2017-01-09 09:00 | 12 | 1 | 2.635 | 17.1793
2017-01-09 10:00 | 12 | 1 | 2.635 | 17.1793
2017-01-09 11:00 | 12 | 1 | 2.635 | 17.1793
2017-01-09 12:00 | 12 | 1 | 2.635 | 17.1793
2017-01-09 13:00 | 12 | 1 | 2.635 | 17.1793
2017-01-09 14:00 | 12 | 1 | 2.635 | 17.1793
2017-01-09 15:00 | 12 | 1 | 2.635 | 17.1793
2017-01-09 16:00 | 12 | 1 | 2.635 | 17.1793
2017-01-09 17:00 | 12 | 1 | 2.635 | 17.1793
2017-01-09 18:00 | 12 | 1 | 2.635 | 17.1793
2017-01-09 19:00 | 12 | 1 | 2.635 | 17.1793
2017-01-09 20:00 | 15 | 1 | 3.226 | 21.4742
2017-01-09 21:00 | 15 | 1 | 3.226 | 21.4742
2017-01-09 22:00 | 15 | 1 | 3.226 | 21.4742
2017-01-09 23:00 | 15 | 1 | 3.226 | 21.4742
2017-01-10 | 15 | 1 | 3.226 | 21.4742
2017-01-10 01:00 | 14.478 | 1 | 3.1232 | 20.7269
2017-01-10 02:00 | 13.403 | 1 | 2.9114 | 19.1879
2017-01-10 03:00 | 12.295 | 1 | 2.6931 | 17.6017
2017-01-10 04:00 | 12 | 1 | 2.635 | 17.1793
2017-01-10 05:00 | 12 | 1 | 2.635 | 17.1793
2017-01-10 06:00 | 12 | 1 | 2.635 | 17.1793
2017-01-10 07:00 | 12 | 1 | 2.635 | 17.1793
2017-01-10 08:00 | 12 | 1 | 2.635 | 17.1793
2017-01-10 09:00 | 12 | 1 | 2.635 | 17.1793
2017-01-10 10:00 | 12 | 1 | 2.635 | 17.1793
2017-01-10 11:00 | 12 | 1 | 2.635 | 17.1793
2017-01-10 12:00 | 12 | 1 | 2.635 | 17.1793
2017-01-10 13:00 | 12 | 1 | 2.635 | 17.1793
2017-01-10 14:00 | 12 | 1 | 2.635 | 17.1793
2017-01-10 15:00 | 12 | 1 | 2.635 | 17.1793
2017-01-10 16:00 | 12 | 1 | 2.635 | 17.1793
2017-01-10 17:00 | 12 | 1 | 2.635 | 17.1793
2017-01-10 18:00 | 12 | 1 | 2.635 | 17.1793
2017-01-10 19:00 | 12 | 1 | 2.635 | 17.1793
2017-01-10 20:00 | 15 | 1 | 3.226 | 21.4742
2017-01-10 21:00 | 15 | 1 | 3.226 | 21.4742
2017-01-10 22:00 | 15 | 1 | 3.226 | 21.4742
2017-01-10 23:00 | 15 | 1 | 3.226 | 21.4742
2017-01-11 | 15 | 1 | 3.226 | 21.4742
2017-01-11 01:00 | 14.029 | 1 | 3.0347 | 20.0841
2017-01-11 02:00 | 13.168 | 1 | 2.8651 | 18.8515
2017-01-11 03:00 | 12 | 1 | 2.635 | 17.1793
2017-01-11 04:00 | 12 | 1 | 2.635 | 17.1793
2017-01-11 05:00 | 12 | 1 | 2.635 | 17.1793
2017-01-11 06:00 | 12 | 1 | 2.635 | 17.1793
2017-01-11 07:00 | 12 | 1 | 2.635 | 17.1793
2017-01-11 08:00 | 12 | 1 | 2.635 | 17.1793
2017-01-11 09:00 | 12 | 1 | 2.635 | 17.1793
2017-01-11 10:00 | 12 | 1 | 2.635 | 17.1793
2017-01-11 11:00 | 12 | 1 | 2.635 | 17.1793
2017-01-11 12:00 | 12 | 1 | 2.635 | 17.1793
2017-01-11 13:00 | 12 | 1 | 2.635 | 17.1793
2017-01-11 14:00 | 12 | 1 | 2.635 | 17.1793
2017-01-11 15:00 | 12 | 1 | 2.635 | 17.1793
2017-01-11 16:00 | 12 | 1 | 2.635 | 17.1793
2017-01-11 17:00 | 12 | 1 | 2.635 | 17.1793
2017-01-11 18:00 | 12 | 1 | 2.635 | 17.1793
2017-01-11 19:00 | 12 | 1 | 2.635 | 17.1793
2017-01-11 20:00 | 15 | 1 | 3.226 | 21.4742
2017-01-11 21:00 | 15 | 1 | 3.226 | 21.4742
2017-01-11 22:00 | 15 | 1 | 3.226 | 21.4742
2017-01-11 23:00 | 15 | 1 | 3.226 | 21.4742
2017-01-12 | 15 | 1 | 3.226 | 21.4742
2017-01-12 01:00 | 13.996 | 1 | 3.0282 | 20.0368
2017-01-12 02:00 | 12.867 | 1 | 2.8058 | 18.4205
2017-01-12 03:00 | 12 | 1 | 2.635 | 17.1793
2017-01-12 04:00 | 12 | 1 | 2.635 | 17.1793
2017-01-12 05:00 | 12 | 1 | 2.635 | 17.1793
2017-01-12 06:00 | 12 | 1 | 2.635 | 17.1793
2017-01-12 07:00 | 12 | 1 | 2.635 | 17.1793
2017-01-12 08:00 | 12 | 1 | 2.635 | 17.1793
2017-01-12 09:00 | 12 | 1 | 2.635 | 17.1793
2017-01-12 10:00 | 12 | 1 | 2.635 | 17.1793
2017-01-12 11:00 | 12 | 1 | 2.635 | 17.1793
2017-01-12 12:00 | 12 | 1 | 2.635 | 17.1793
2017-01-12 13:00 | 12 | 1 | 2.635 | 17.1793
2017-01-12 14:00 | 12 | 1 | 2.635 | 17.1793
2017-01-12 15:00 | 12 | 1 | 2.635 | 17.1793
2017-01-12 16:00 | 12 | 1 | 2.635 | 17.1793
2017-01-12 17:00 | 12 | 1 | 2.635 | 17.1793
2017-01-12 18:00 | 12 | 1 | 2.635 | 17.1793
2017-01-12 19:00 | 12 | 1 | 2.635 | 17.1793
2017-01-12 20:00 | 15 | 1 | 3.226 | 21.4742
2017-01-12 21:00 | 15 | 1 | 3.226 | 21.4742
2017-01-12 22:00 | 15 | 1 | 3.226 | 21.4742
2017-01-12 23:00 | 15 | 1 | 3.226 | 21.4742
2017-01-13 | 15 | 1 | 3.226 | 21.4742
2017-01-13 01:00 | 13.128 | 1 | 2.8572 | 18.7942
2017-01-13 02:00 | 12 | 1 | 2.635 | 17.1793
2017-01-13 03:00 | 12 | 1 | 2.635 | 17.1793
2017-01-13 04:00 | 12 | 1 | 2.635 | 17.1793
2017-01-13 05:00 | 12 | 1 | 2.635 | 17.1793
2017-01-13 06:00 | 12 | 1 | 2.635 | 17.1793
2017-01-13 07:00 | 12 | 1 | 2.635 | 17.1793
2017-01-13 08:00 | 12 | 1 | 2.635 | 17.1793
2017-01-13 09:00 | 12 | 1 | 2.635 | 17.1793
2017-01-13 10:00 | 12 | 1 | 2.635 | 17.1793
2017-01-13 11:00 | 12 | 1 | 2.635 | 17.1793
2017-01-13 12:00 | 12 | 1 | 2.635 | 17.1793
2017-01-13 13:00 | 12 | 1 | 2.635 | 17.1793
2017-01-13 14:00 | 12 | 1 | 2.635 | 17.1793
2017-01-13 15:00 | 12 | 1 | 2.635 | 17.1793
2017-01-13 16:00 | 12 | 1 | 2.635 | 17.1793
2017-01-13 17:00 | 12 | 1 | 2.635 | 17.1793
2017-01-13 18:00 | 12 | 1 | 2.635 | 17.1793
2017-01-13 19:00 | 12 | 1 | 2.635 | 17.1793
2017-01-13 20:00 | 15 | 1 | 3.226 | 21.4742
2017-01-13 21:00 | 15 | 1 | 3.226 | 21.4742
2017-01-13 22:00 | 15 | 1 | 3.226 | 21.4742
2017-01-13 23:00 | 15 | 1 | 3.226 | 21.4742
2017-01-14 | 15 | 1 | 3.226 | 21.4742
2017-01-14 01:00 | 13.646 | 1 | 2.9593 | 19.5358
2017-01-14 02:00 | 12.19 | 1 | 2.6724 | 17.4513
2017-01-14 03:00 | 12 | 1 | 2.635 | 17.1793
2017-01-14 04:00 | 12 | 1 | 2.635 | 17.1793
2017-01-14 05:00 | 12 | 1 | 2.635 | 17.1793
2017-01-14 06:00 | 12 | 1 | 2.635 | 17.1793
2017-01-14 07:00 | 12 | 1 | 2.635 | 17.1793
2017-01-14 08:00 | 12 | 1 | 2.635 | 17.1793
2017-01-14 09:00 | 12 | 1 | 2.635 | 17.1793
2017-01-14 10:00 | 12 | 1 | 2.635 | 17.1793
2017-01-14 11:00 | 12 | 1 | 2.635 | 17.1793
2017-01-14 12:00 | 12 | 1 | 2.635 | 17.1793
2017-01-14 13:00 | 12 | 1 | 2.635 | 17.1793
2017-01-14 14:00 | 12 | 1 | 2.635 | 17.1793
2017-01-14 15:00 | 12 | 1 | 2.635 | 17.1793
2017-01-14 16:00 | 12 | 1 | 2.635 | 17.1793
2017-01-14 17:00 | 12 | 1 | 2.635 | 17.1793
2017-01-14 18:00 | 12 | 1 | 2.635 | 17.1793
2017-01-14 19:00 | 12 | 1 | 2.635 | 17.1793
2017-01-14 20:00 | 15 | 1 | 3.226 | 21.4742
2017-01-14 21:00 | 15 | 1 | 3.226 | 21.4742
2017-01-14 22:00 | 15 | 1 | 3.226 | 21.4742
2017-01-14 23:00 | 15 | 1 | 3.226 | 21.4742
2017-01-15 | 14.927 | 1 | 3.2116 | 21.3697
2017-01-15 01:00 | 13.719 | 1 | 2.9736 | 19.6403
2017-01-15 02:00 | 12.882 | 1 | 2.8088 | 18.442
2017-01-15 03:00 | 12.4 | 1 | 2.7138 | 17.752
2017-01-15 04:00 | 12.418 | 1 | 2.7173 | 17.7777
2017-01-15 05:00 | 12 | 1 | 2.635 | 17.1793
2017-01-15 06:00 | 12 | 1 | 2.635 | 17.1793
2017-01-15 07:00 | 12 | 1 | 2.635 | 17.1793
2017-01-15 08:00 | 12 | 1 | 2.635 | 17.1793
2017-01-15 09:00 | 12 | 1 | 2.635 | 17.1793
2017-01-15 10:00 | 12 | 1 | 2.635 | 17.1793
2017-01-15 11:00 | 12 | 1 | 2.635 | 17.1793
2017-01-15 12:00 | 12 | 1 | 2.635 | 17.1793
2017-01-15 13:00 | 12 | 1 | 2.635 | 17.1793
2017-01-15 14:00 | 12 | 1 | 2.635 | 17.1793
2017-01-15 15:00 | 12 | 1 | 2.635 | 17.1793
2017-01-15 16:00 | 12 | 1 | 2.635 | 17.1793
2017-01-15 17:00 | 12 | 1 | 2.635 | 17.1793
2017-01-15 18:00 | 12 | 1 | 2.635 | 17.1793
2017-01-15 19:00 | 12 | 1 | 2.635 | 17.1793
2017-01-15 20:00 | 15 | 1 | 3.226 | 21.4742
2017-01-15 21:00 | 15 | 1 | 3.226 | 21.4742
2017-01-15 22:00 | 15 | 1 | 3.226 | 21.4742
2017-01-15 23:00 | 15 | 1 | 3.226 | 21.4742
2017-01-16 | 15 | 1 | 3.226 | 21.4742
2017-01-16 01:00 | 13.748 | 1 | 2.9794 | 19.6818
2017-01-16 02:00 | 13.262 | 1 | 2.8836 | 18.986
2017-01-16 03:00 | 12.721 | 1 | 2.777 | 18.2115
2017-01-16 04:00 | 12.274 | 1 | 2.689 | 17.5716
2017-01-16 05:00 | 12.02 | 1 | 2.6389 | 17.208
2017-01-16 06:00 | 12 | 1 | 2.635 | 17.1793
2017-01-16 07:00 | 12 | 1 | 2.635 | 17.1793
2017-01-16 08:00 | 12 | 1 | 2.635 | 17.1793
2017-01-16 09:00 | 12 | 1 | 2.635 | 17.1793
2017-01-16 10:00 | 12 | 1 | 2.635 | 17.1793
2017-01-16 11:00 | 12 | 1 | 2.635 | 17.1793
2017-01-16 12:00 | 12 | 1 | 2.635 | 17.1793
2017-01-16 13:00 | 12 | 1 | 2.635 | 17.1793
2017-01-16 14:00 | 12 | 1 | 2.635 | 17.1793
2017-01-16 15:00 | 12 | 1 | 2.635 | 17.1793
2017-01-16 16:00 | 12 | 1 | 2.635 | 17.1793
2017-01-16 17:00 | 12 | 1 | 2.635 | 17.1793
2017-01-16 18:00 | 12 | 1 | 2.635 | 17.1793
2017-01-16 19:00 | 12 | 1 | 2.635 | 17.1793
2017-01-16 20:00 | 15 | 1 | 3.226 | 21.4742
2017-01-16 21:00 | 15 | 1 | 3.226 | 21.4742
2017-01-16 22:00 | 15 | 1 | 3.226 | 21.4742
2017-01-16 23:00 | 15 | 1 | 3.226 | 21.4742
2017-01-17 | 15 | 1 | 3.226 | 21.4742
2017-01-17 01:00 | 14.471 | 1 | 3.1218 | 20.7168
2017-01-17 02:00 | 13.403 | 1 | 2.9114 | 19.1879
2017-01-17 03:00 | 12.809 | 1 | 2.7944 | 18.3375
2017-01-17 04:00 | 12.232 | 1 | 2.6807 | 17.5115
2017-01-17 05:00 | 12 | 1 | 2.635 | 17.1793
2017-01-17 06:00 | 12 | 1 | 2.635 | 17.1793
2017-01-17 07:00 | 12 | 1 | 2.635 | 17.1793
2017-01-17 08:00 | 12 | 1 | 2.635 | 17.1793
2017-01-17 09:00 | 12 | 1 | 2.635 | 17.1793
2017-01-17 10:00 | 12 | 1 | 2.635 | 17.1793
2017-01-17 11:00 | 12 | 1 | 2.635 | 17.1793
2017-01-17 12:00 | 12 | 1 | 2.635 | 17.1793
2017-01-17 13:00 | 12 | 1 | 2.635 | 17.1793
2017-01-17 14:00 | 12 | 1 | 2.635 | 17.1793
2017-01-17 15:00 | 12 | 1 | 2.635 | 17.1793
2017-01-17 16:00 | 12 | 1 | 2.635 | 17.1793
2017-01-17 17:00 | 12 | 1 | 2.635 | 17.1793
2017-01-17 18:00 | 12 | 1 | 2.635 | 17.1793
2017-01-17 19:00 | 12 | 1 | 2.635 | 17.1793
2017-01-17 20:00 | 15 | 1 | 3.226 | 21.4742
2017-01-17 21:00 | 15 | 1 | 3.226 | 21.4742
2017-01-17 22:00 | 15 | 1 | 3.226 | 21.4742
2017-01-17 23:00 | 15 | 1 | 3.226 | 21.4742
2017-01-18 | 15 | 1 | 3.226 | 21.4742
2017-01-18 01:00 | 14.586 | 1 | 3.1444 | 20.8815
2017-01-18 02:00 | 13.677 | 1 | 2.9654 | 19.5801
2017-01-18 03:00 | 12.113 | 1 | 2.6573 | 17.3411
2017-01-18 04:00 | 12 | 1 | 2.635 | 17.1793
2017-01-18 05:00 | 12 | 1 | 2.635 | 17.1793
2017-01-18 06:00 | 12 | 1 | 2.635 | 17.1793
2017-01-18 07:00 | 12 | 1 | 2.635 | 17.1793
2017-01-18 08:00 | 12 | 1 | 2.635 | 17.1793
2017-01-18 09:00 | 12 | 1 | 2.635 | 17.1793
2017-01-18 10:00 | 12 | 1 | 2.635 | 17.1793
2017-01-18 11:00 | 12 | 1 | 2.635 | 17.1793
2017-01-18 12:00 | 12 | 1 | 2.635 | 17.1793
2017-01-18 13:00 | 12 | 1 | 2.635 | 17.1793
2017-01-18 14:00 | 12 | 1 | 2.635 | 17.1793
2017-01-18 15:00 | 12.141 | 1 | 2.6628 | 17.3812
2017-01-18 16:00 | 12 | 1 | 2.635 | 17.1793
2017-01-18 17:00 | 12 | 1 | 2.635 | 17.1793
2017-01-18 18:00 | 12 | 1 | 2.635 | 17.1793
2017-01-18 19:00 | 12 | 1 | 2.635 | 17.1793
2017-01-18 20:00 | 15 | 1 | 3.226 | 21.4742
2017-01-18 21:00 | 15 | 1 | 3.226 | 21.4742
2017-01-18 22:00 | 15 | 1 | 3.226 | 21.4742
2017-01-18 23:00 | 15 | 1 | 3.226 | 21.4742
2017-01-19 | 15 | 1 | 3.226 | 21.4742
2017-01-19 01:00 | 14.248 | 1 | 3.0779 | 20.3976
2017-01-19 02:00 | 12.901 | 1 | 2.8125 | 18.4692
2017-01-19 03:00 | 12.622 | 1 | 2.7575 | 18.0698
2017-01-19 04:00 | 12 | 1 | 2.635 | 17.1793
2017-01-19 05:00 | 12 | 1 | 2.635 | 17.1793
2017-01-19 06:00 | 12 | 1 | 2.635 | 17.1793
2017-01-19 07:00 | 12 | 1 | 2.635 | 17.1793
2017-01-19 08:00 | 12 | 1 | 2.635 | 17.1793
2017-01-19 09:00 | 12 | 1 | 2.635 | 17.1793
2017-01-19 10:00 | 12 | 1 | 2.635 | 17.1793
2017-01-19 11:00 | 12 | 1 | 2.635 | 17.1793
2017-01-19 12:00 | 12 | 1 | 2.635 | 17.1793
2017-01-19 13:00 | 12 | 1 | 2.635 | 17.1793
2017-01-19 14:00 | 12 | 1 | 2.635 | 17.1793
2017-01-19 15:00 | 12 | 1 | 2.635 | 17.1793
2017-01-19 16:00 | 12 | 1 | 2.635 | 17.1793
2017-01-19 17:00 | 12 | 1 | 2.635 | 17.1793
2017-01-19 18:00 | 12 | 1 | 2.635 | 17.1793
2017-01-19 19:00 | 12 | 1 | 2.635 | 17.1793
2017-01-19 20:00 | 15 | 1 | 3.226 | 21.4742
2017-01-19 21:00 | 15 | 1 | 3.226 | 21.4742
2017-01-19 22:00 | 15 | 1 | 3.226 | 21.4742
2017-01-19 23:00 | 15 | 1 | 3.226 | 21.4742
2017-01-20 | 15 | 1 | 3.226 | 21.4742
2017-01-20 01:00 | 14.256 | 1 | 3.0794 | 20.409
2017-01-20 02:00 | 13.531 | 1 | 2.9366 | 19.3711
2017-01-20 03:00 | 12.554 | 1 | 2.7441 | 17.9724
2017-01-20 04:00 | 12 | 1 | 2.635 | 17.1793
2017-01-20 05:00 | 12 | 1 | 2.635 | 17.1793
2017-01-20 06:00 | 12 | 1 | 2.635 | 17.1793
2017-01-20 07:00 | 12 | 1 | 2.635 | 17.1793
2017-01-20 08:00 | 12 | 1 | 2.635 | 17.1793
2017-01-20 09:00 | 12 | 1 | 2.635 | 17.1793
2017-01-20 10:00 | 12 | 1 | 2.635 | 17.1793
2017-01-20 11:00 | 12 | 1 | 2.635 | 17.1793
2017-01-20 12:00 | 12 | 1 | 2.635 | 17.1793
2017-01-20 13:00 | 12 | 1 | 2.635 | 17.1793
2017-01-20 14:00 | 12 | 1 | 2.635 | 17.1793
2017-01-20 15:00 | 12 | 1 | 2.635 | 17.1793
2017-01-20 16:00 | 12 | 1 | 2.635 | 17.1793
2017-01-20 17:00 | 12 | 1 | 2.635 | 17.1793
2017-01-20 18:00 | 12 | 1 | 2.635 | 17.1793
2017-01-20 19:00 | 12.271 | 1 | 2.6884 | 17.5673
2017-01-20 20:00 | 15 | 1 | 3.226 | 21.4742
2017-01-20 21:00 | 27 | 2 | 5.861 | 38.6535
2017-01-20 22:00 | 15 | 1 | 3.226 | 21.4742
2017-01-20 23:00 | 15 | 1 | 3.226 | 21.4742
2017-01-21 | 15 | 1 | 3.226 | 21.4742
2017-01-21 01:00 | 13.825 | 1 | 2.9945 | 19.792
2017-01-21 02:00 | 13.396 | 1 | 2.91 | 19.1779
2017-01-21 03:00 | 13.313 | 1 | 2.8937 | 19.059
2017-01-21 04:00 | 12.358 | 1 | 2.7055 | 17.6918
2017-01-21 05:00 | 12 | 1 | 2.635 | 17.1793
2017-01-21 06:00 | 12 | 1 | 2.635 | 17.1793
2017-01-21 07:00 | 12 | 1 | 2.635 | 17.1793
2017-01-21 08:00 | 12 | 1 | 2.635 | 17.1793
2017-01-21 09:00 | 12 | 1 | 2.635 | 17.1793
2017-01-21 10:00 | 12 | 1 | 2.635 | 17.1793
2017-01-21 11:00 | 12 | 1 | 2.635 | 17.1793
2017-01-21 12:00 | 12 | 1 | 2.635 | 17.1793
2017-01-21 13:00 | 12 | 1 | 2.635 | 17.1793
2017-01-21 14:00 | 12 | 1 | 2.635 | 17.1793
2017-01-21 15:00 | 12 | 1 | 2.635 | 17.1793
2017-01-21 16:00 | 12 | 1 | 2.635 | 17.1793
2017-01-21 17:00 | 12 | 1 | 2.635 | 17.1793
2017-01-21 18:00 | 12 | 1 | 2.635 | 17.1793
2017-01-21 19:00 | 12 | 1 | 2.635 | 17.1793
2017-01-21 20:00 | 15 | 1 | 3.226 | 21.4742
2017-01-21 21:00 | 15 | 1 | 3.226 | 21.4742
2017-01-21 22:00 | 15 | 1 | 3.226 | 21.4742
2017-01-21 23:00 | 15 | 1 | 3.226 | 21.4742
2017-01-22 | 15 | 1 | 3.226 | 21.4742
2017-01-22 01:00 | 13.648 | 1 | 2.9597 | 19.5386
2017-01-22 02:00 | 12.781 | 1 | 2.7889 | 18.2974
2017-01-22 03:00 | 12.013 | 1 | 2.6376 | 17.1979
2017-01-22 04:00 | 12 | 1 | 2.635 | 17.1793
2017-01-22 05:00 | 12 | 1 | 2.635 | 17.1793
2017-01-22 06:00 | 12 | 1 | 2.635 | 17.1793
2017-01-22 07:00 | 12 | 1 | 2.635 | 17.1793
2017-01-22 08:00 | 12 | 1 | 2.635 | 17.1793
2017-01-22 09:00 | 12 | 1 | 2.635 | 17.1793
2017-01-22 10:00 | 12 | 1 | 2.635 | 17.1793
2017-01-22 11:00 | 12 | 1 | 2.635 | 17.1793
2017-01-22 12:00 | 12 | 1 | 2.635 | 17.1793
2017-01-22 13:00 | 12 | 1 | 2.635 | 17.1793
2017-01-22 14:00 | 12 | 1 | 2.635 | 17.1793
2017-01-22 15:00 | 12 | 1 | 2.635 | 17.1793
2017-01-22 16:00 | 12 | 1 | 2.635 | 17.1793
2017-01-22 17:00 | 12 | 1 | 2.635 | 17.1793
2017-01-22 18:00 | 12 | 1 | 2.635 | 17.1793
2017-01-22 19:00 | 12 | 1 | 2.635 | 17.1793
2017-01-22 20:00 | 15 | 1 | 3.226 | 21.4742
2017-01-22 21:00 | 15 | 1 | 3.226 | 21.4742
2017-01-22 22:00 | 15 | 1 | 3.226 | 21.4742
2017-01-22 23:00 | 15 | 1 | 3.226 | 21.4742
2017-01-23 | 15 | 1 | 3.226 | 21.4742
2017-01-23 01:00 | 13.669 | 1 | 2.9638 | 19.5687
2017-01-23 02:00 | 12.533 | 1 | 2.74 | 17.9424
2017-01-23 03:00 | 12 | 1 | 2.635 | 17.1793
2017-01-23 04:00 | 12.201 | 1 | 2.6746 | 17.4671
2017-01-23 05:00 | 12 | 1 | 2.635 | 17.1793
2017-01-23 06:00 | 12 | 1 | 2.635 | 17.1793
2017-01-23 07:00 | 12 | 1 | 2.635 | 17.1793
2017-01-23 08:00 | 12 | 1 | 2.635 | 17.1793
2017-01-23 09:00 | 12 | 1 | 2.635 | 17.1793
2017-01-23 10:00 | 12 | 1 | 2.635 | 17.1793
2017-01-23 11:00 | 12 | 1 | 2.635 | 17.1793
2017-01-23 12:00 | 12 | 1 | 2.635 | 17.1793
2017-01-23 13:00 | 12 | 1 | 2.635 | 17.1793
2017-01-23 14:00 | 12 | 1 | 2.635 | 17.1793
2017-01-23 15:00 | 12 | 1 | 2.635 | 17.1793
2017-01-23 16:00 | 12 | 1 | 2.635 | 17.1793
2017-01-23 17:00 | 12 | 1 | 2.635 | 17.1793
2017-01-23 18:00 | 12 | 1 | 2.635 | 17.1793
2017-01-23 19:00 | 12.033 | 1 | 2.6415 | 17.2266
2017-01-23 20:00 | 15 | 1 | 3.226 | 21.4742
2017-01-23 21:00 | 15 | 1 | 3.226 | 21.4742
2017-01-23 22:00 | 15 | 1 | 3.226 | 21.4742
2017-01-23 23:00 | 15 | 1 | 3.226 | 21.4742
2017-01-24 | 15 | 1 | 3.226 | 21.4742
2017-01-24 01:00 | 14.604 | 1 | 3.148 | 20.9072
2017-01-24 02:00 | 12.86 | 1 | 2.8044 | 18.4105
2017-01-24 03:00 | 12.316 | 1 | 2.6973 | 17.6317
2017-01-24 04:00 | 12 | 1 | 2.635 | 17.1793
2017-01-24 05:00 | 12 | 1 | 2.635 | 17.1793
2017-01-24 06:00 | 12 | 1 | 2.635 | 17.1793
2017-01-24 07:00 | 12 | 1 | 2.635 | 17.1793
2017-01-24 08:00 | 12 | 1 | 2.635 | 17.1793
2017-01-24 09:00 | 12 | 1 | 2.635 | 17.1793
2017-01-24 10:00 | 12 | 1 | 2.635 | 17.1793
2017-01-24 11:00 | 12 | 1 | 2.635 | 17.1793
2017-01-24 12:00 | 12 | 1 | 2.635 | 17.1793
2017-01-24 13:00 | 12 | 1 | 2.635 | 17.1793
2017-01-24 14:00 | 12 | 1 | 2.635 | 17.1793
2017-01-24 15:00 | 12 | 1 | 2.635 | 17.1793
2017-01-24 16:00 | 12 | 1 | 2.635 | 17.1793
2017-01-24 17:00 | 12 | 1 | 2.635 | 17.1793
2017-01-24 18:00 | 12.071 | 1 | 2.649 | 17.281
2017-01-24 19:00 | 12.013 | 1 | 2.6376 | 17.1979
2017-01-24 20:00 | 15 | 1 | 3.226 | 21.4742
2017-01-24 21:00 | 15 | 1 | 3.226 | 21.4742
2017-01-24 22:00 | 15 | 1 | 3.226 | 21.4742
2017-01-24 23:00 | 15 | 1 | 3.226 | 21.4742
2017-01-25 | 15 | 1 | 3.226 | 21.4742
2017-01-25 01:00 | 14.952 | 1 | 3.2165 | 21.4054
2017-01-25 02:00 | 13.367 | 1 | 2.9043 | 19.1363
2017-01-25 03:00 | 12.963 | 1 | 2.8247 | 18.558
2017-01-25 04:00 | 12 | 1 | 2.635 | 17.1793
2017-01-25 05:00 | 12.147 | 1 | 2.664 | 17.3898
2017-01-25 06:00 | 12 | 1 | 2.635 | 17.1793
2017-01-25 07:00 | 12 | 1 | 2.635 | 17.1793
2017-01-25 08:00 | 12 | 1 | 2.635 | 17.1793
2017-01-25 09:00 | 12 | 1 | 2.635 | 17.1793
2017-01-25 10:00 | 12 | 1 | 2.635 | 17.1793
2017-01-25 11:00 | 12 | 1 | 2.635 | 17.1793
2017-01-25 12:00 | 12 | 1 | 2.635 | 17.1793
2017-01-25 13:00 | 12 | 1 | 2.635 | 17.1793
2017-01-25 14:00 | 12 | 1 | 2.635 | 17.1793
2017-01-25 15:00 | 12 | 1 | 2.635 | 17.1793
2017-01-25 16:00 | 12 | 1 | 2.635 | 17.1793
2017-01-25 17:00 | 12 | 1 | 2.635 | 17.1793
2017-01-25 18:00 | 12 | 1 | 2.635 | 17.1793
2017-01-25 19:00 | 12 | 1 | 2.635 | 17.1793
2017-01-25 20:00 | 15 | 1 | 3.226 | 21.4742
2017-01-25 21:00 | 15 | 1 | 3.226 | 21.4742
2017-01-25 22:00 | 15 | 1 | 3.226 | 21.4742
2017-01-25 23:00 | 15 | 1 | 3.226 | 21.4742
2017-01-26 | 15 | 1 | 3.226 | 21.4742
2017-01-26 01:00 | 14.572 | 1 | 3.1417 | 20.8614
2017-01-26 02:00 | 13.676 | 1 | 2.9652 | 19.5787
2017-01-26 03:00 | 12.426 | 1 | 2.7189 | 17.7892
2017-01-26 04:00 | 12 | 1 | 2.635 | 17.1793
2017-01-26 05:00 | 12 | 1 | 2.635 | 17.1793
2017-01-26 06:00 | 12 | 1 | 2.635 | 17.1793
2017-01-26 07:00 | 12 | 1 | 2.635 | 17.1793
2017-01-26 08:00 | 12 | 1 | 2.635 | 17.1793
2017-01-26 09:00 | 12 | 1 | 2.635 | 17.1793
2017-01-26 10:00 | 12 | 1 | 2.635 | 17.1793
2017-01-26 11:00 | 12 | 1 | 2.635 | 17.1793
2017-01-26 12:00 | 12 | 1 | 2.635 | 17.1793
2017-01-26 13:00 | 12 | 1 | 2.635 | 17.1793
2017-01-26 14:00 | 12 | 1 | 2.635 | 17.1793
2017-01-26 15:00 | 12 | 1 | 2.635 | 17.1793
2017-01-26 16:00 | 12 | 1 | 2.635 | 17.1793
2017-01-26 17:00 | 12 | 1 | 2.635 | 17.1793
2017-01-26 18:00 | 12 | 1 | 2.635 | 17.1793
2017-01-26 19:00 | 12 | 1 | 2.635 | 17.1793
2017-01-26 20:00 | 15 | 1 | 3.226 | 21.4742
2017-01-26 21:00 | 15 | 1 | 3.226 | 21.4742
2017-01-26 22:00 | 15 | 1 | 3.226 | 21.4742
2017-01-26 23:00 | 15 | 1 | 3.226 | 21.4742
2017-01-27 | 15 | 1 | 3.226 | 21.4742
2017-01-27 01:00 | 15 | 1 | 3.226 | 21.4742
2017-01-27 02:00 | 13.822 | 1 | 2.9939 | 19.7877
2017-01-27 03:00 | 12.614 | 1 | 2.756 | 18.0583
2017-01-27 04:00 | 12 | 1 | 2.635 | 17.1793
2017-01-27 05:00 | 12 | 1 | 2.635 | 17.1793
2017-01-27 06:00 | 12 | 1 | 2.635 | 17.1793
2017-01-27 07:00 | 12 | 1 | 2.635 | 17.1793
2017-01-27 08:00 | 12 | 1 | 2.635 | 17.1793
2017-01-27 09:00 | 12 | 1 | 2.635 | 17.1793
2017-01-27 10:00 | 12 | 1 | 2.635 | 17.1793
2017-01-27 11:00 | 12 | 1 | 2.635 | 17.1793
2017-01-27 12:00 | 12 | 1 | 2.635 | 17.1793
2017-01-27 13:00 | 12 | 1 | 2.635 | 17.1793
2017-01-27 14:00 | 12 | 1 | 2.635 | 17.1793
2017-01-27 15:00 | 12 | 1 | 2.635 | 17.1793
2017-01-27 16:00 | 12 | 1 | 2.635 | 17.1793
2017-01-27 17:00 | 12 | 1 | 2.635 | 17.1793
2017-01-27 18:00 | 12 | 1 | 2.635 | 17.1793
2017-01-27 19:00 | 12 | 1 | 2.635 | 17.1793
2017-01-27 20:00 | 15 | 1 | 3.226 | 21.4742
2017-01-27 21:00 | 15 | 1 | 3.226 | 21.4742
2017-01-27 22:00 | 15 | 1 | 3.226 | 21.4742
2017-01-27 23:00 | 15 | 1 | 3.226 | 21.4742
2017-01-28 | 15 | 1 | 3.226 | 21.4742
2017-01-28 01:00 | 13.98 | 1 | 3.0251 | 20.0139
2017-01-28 02:00 | 12.912 | 1 | 2.8147 | 18.485
2017-01-28 03:00 | 12.444 | 1 | 2.7225 | 17.815
2017-01-28 04:00 | 12.476 | 1 | 2.7288 | 17.8608
2017-01-28 05:00 | 12.765 | 1 | 2.7857 | 18.2745
2017-01-28 06:00 | 12 | 1 | 2.635 | 17.1793
2017-01-28 07:00 | 12 | 1 | 2.635 | 17.1793
2017-01-28 08:00 | 12 | 1 | 2.635 | 17.1793
2017-01-28 09:00 | 12 | 1 | 2.635 | 17.1793
2017-01-28 10:00 | 12 | 1 | 2.635 | 17.1793
2017-01-28 11:00 | 12 | 1 | 2.635 | 17.1793
2017-01-28 12:00 | 12 | 1 | 2.635 | 17.1793
2017-01-28 13:00 | 12 | 1 | 2.635 | 17.1793
2017-01-28 14:00 | 12 | 1 | 2.635 | 17.1793
2017-01-28 15:00 | 12 | 1 | 2.635 | 17.1793
2017-01-28 16:00 | 12 | 1 | 2.635 | 17.1793
2017-01-28 17:00 | 12 | 1 | 2.635 | 17.1793
2017-01-28 18:00 | 12 | 1 | 2.635 | 17.1793
2017-01-28 19:00 | 12 | 1 | 2.635 | 17.1793
2017-01-28 20:00 | 15 | 1 | 3.226 | 21.4742
2017-01-28 21:00 | 15 | 1 | 3.226 | 21.4742
2017-01-28 22:00 | 15 | 1 | 3.226 | 21.4742
2017-01-28 23:00 | 15 | 1 | 3.226 | 21.4742
2017-01-29 | 15 | 1 | 3.226 | 21.4742
2017-01-29 01:00 | 13.933 | 1 | 3.0158 | 19.9466
2017-01-29 02:00 | 13.391 | 1 | 2.909 | 19.1707
2017-01-29 03:00 | 13.201 | 1 | 2.8716 | 18.8987
2017-01-29 04:00 | 12.598 | 1 | 2.7528 | 18.0354
2017-01-29 05:00 | 12 | 1 | 2.635 | 17.1793
2017-01-29 06:00 | 12 | 1 | 2.635 | 17.1793
2017-01-29 07:00 | 12 | 1 | 2.635 | 17.1793
2017-01-29 08:00 | 12 | 1 | 2.635 | 17.1793
2017-01-29 09:00 | 12 | 1 | 2.635 | 17.1793
2017-01-29 10:00 | 12 | 1 | 2.635 | 17.1793
2017-01-29 11:00 | 12 | 1 | 2.635 | 17.1793
2017-01-29 12:00 | 12 | 1 | 2.635 | 17.1793
2017-01-29 13:00 | 12 | 1 | 2.635 | 17.1793
2017-01-29 14:00 | 12 | 1 | 2.635 | 17.1793
2017-01-29 15:00 | 12 | 1 | 2.635 | 17.1793
2017-01-29 16:00 | 12 | 1 | 2.635 | 17.1793
2017-01-29 17:00 | 12 | 1 | 2.635 | 17.1793
2017-01-29 18:00 | 12 | 1 | 2.635 | 17.1793
2017-01-29 19:00 | 12 | 1 | 2.635 | 17.1793
2017-01-29 20:00 | 15 | 1 | 3.226 | 21.4742
2017-01-29 21:00 | 15 | 1 | 3.226 | 21.4742
2017-01-29 22:00 | 15 | 1 | 3.226 | 21.4742
2017-01-29 23:00 | 15 | 1 | 3.226 | 21.4742
2017-01-30 | 15 | 1 | 3.226 | 21.4742
2017-01-30 01:00 | 13.493 | 1 | 2.9291 | 19.3167
2017-01-30 02:00 | 12.417 | 1 | 2.7171 | 17.7763
2017-01-30 03:00 | 12 | 1 | 2.635 | 17.1793
2017-01-30 04:00 | 12 | 1 | 2.635 | 17.1793
2017-01-30 05:00 | 12 | 1 | 2.635 | 17.1793
2017-01-30 06:00 | 12 | 1 | 2.635 | 17.1793
2017-01-30 07:00 | 12 | 1 | 2.635 | 17.1793
2017-01-30 08:00 | 12 | 1 | 2.635 | 17.1793
2017-01-30 09:00 | 12 | 1 | 2.635 | 17.1793
2017-01-30 10:00 | 12 | 1 | 2.635 | 17.1793
2017-01-30 11:00 | 12 | 1 | 2.635 | 17.1793
2017-01-30 12:00 | 12 | 1 | 2.635 | 17.1793
2017-01-30 13:00 | 12 | 1 | 2.635 | 17.1793
2017-01-30 14:00 | 12 | 1 | 2.635 | 17.1793
2017-01-30 15:00 | 12 | 1 | 2.635 | 17.1793
2017-01-30 16:00 | 12 | 1 | 2.635 | 17.1793
2017-01-30 17:00 | 12 | 1 | 2.635 | 17.1793
2017-01-30 18:00 | 12 | 1 | 2.635 | 17.1793
2017-01-30 19:00 | 12 | 1 | 2.635 | 17.1793
2017-01-30 20:00 | 15 | 1 | 3.226 | 21.4742
2017-01-30 21:00 | 15 | 1 | 3.226 | 21.4742
2017-01-30 22:00 | 15 | 1 | 3.226 | 21.4742
2017-01-30 23:00 | 15 | 1 | 3.226 | 21.4742
2017-01-31 | 15 | 1 | 3.226 | 21.4742
2017-01-31 01:00 | 15 | 1 | 3.226 | 21.4742
2017-01-31 02:00 | 13.487 | 1 | 2.9279 | 19.3081
2017-01-31 03:00 | 12.12 | 1 | 2.6586 | 17.3511
2017-01-31 04:00 | 12 | 1 | 2.635 | 17.1793
2017-01-31 05:00 | 12 | 1 | 2.635 | 17.1793
2017-01-31 06:00 | 12 | 1 | 2.635 | 17.1793
2017-01-31 07:00 | 12 | 1 | 2.635 | 17.1793
2017-01-31 08:00 | 12 | 1 | 2.635 | 17.1793
2017-01-31 09:00 | 12 | 1 | 2.635 | 17.1793
2017-01-31 10:00 | 12 | 1 | 2.635 | 17.1793
2017-01-31 11:00 | 12 | 1 | 2.635 | 17.1793
2017-01-31 12:00 | 12 | 1 | 2.635 | 17.1793
2017-01-31 13:00 | 12 | 1 | 2.635 | 17.1793
2017-01-31 14:00 | 12 | 1 | 2.635 | 17.1793
2017-01-31 15:00 | 12 | 1 | 2.635 | 17.1793
2017-01-31 16:00 | 12 | 1 | 2.635 | 17.1793
2017-01-31 17:00 | 12 | 1 | 2.635 | 17.1793
2017-01-31 18:00 | 12 | 1 | 2.635 | 17.1793
2017-01-31 19:00 | 12 | 1 | 2.635 | 17.1793
2017-01-31 20:00 | 15 | 1 | 3.226 | 21.4742
2017-01-31 21:00 | 15 | 1 | 3.226 | 21.4742
2017-01-31 22:00 | 15 | 1 | 3.226 | 21.4742
2017-01-31 23:00 | 15 | 1 | 3.226 | 21.4742
2017-02-01 | 15 | 1 | 3.226 | 21.4742
2017-02-01 01:00 | 13.738 | 1 | 2.9774 | 19.6675
2017-02-01 02:00 | 12.679 | 1 | 2.7688 | 18.1514
2017-02-01 03:00 | 12.103 | 1 | 2.6553 | 17.3268
2017-02-01 04:00 | 12 | 1 | 2.635 | 17.1793
2017-02-01 05:00 | 12 | 1 | 2.635 | 17.1793
2017-02-01 06:00 | 12 | 1 | 2.635 | 17.1793
2017-02-01 07:00 | 12 | 1 | 2.635 | 17.1793
2017-02-01 08:00 | 12 | 1 | 2.635 | 17.1793
2017-02-01 09:00 | 12 | 1 | 2.635 | 17.1793
2017-02-01 10:00 | 12 | 1 | 2.635 | 17.1793
2017-02-01 11:00 | 12 | 1 | 2.635 | 17.1793
2017-02-01 12:00 | 12 | 1 | 2.635 | 17.1793
2017-02-01 13:00 | 12 | 1 | 2.635 | 17.1793
2017-02-01 14:00 | 12 | 1 | 2.635 | 17.1793
2017-02-01 15:00 | 12 | 1 | 2.635 | 17.1793
2017-02-01 16:00 | 12 | 1 | 2.635 | 17.1793
2017-02-01 17:00 | 12 | 1 | 2.635 | 17.1793
2017-02-01 18:00 | 12 | 1 | 2.635 | 17.1793
2017-02-01 19:00 | 12 | 1 | 2.635 | 17.1793
2017-02-01 20:00 | 15 | 1 | 3.226 | 21.4742
2017-02-01 21:00 | 15 | 1 | 3.226 | 21.4742
2017-02-01 22:00 | 15 | 1 | 3.226 | 21.4742
2017-02-01 23:00 | 15 | 1 | 3.226 | 21.4742
2017-02-02 | 14.158 | 1 | 3.0601 | 20.2687
2017-02-02 01:00 | 12.607 | 1 | 2.7546 | 18.0483
2017-02-02 02:00 | 12.069 | 1 | 2.6486 | 17.2781
2017-02-02 03:00 | 12.111 | 1 | 2.6569 | 17.3382
2017-02-02 04:00 | 12.409 | 1 | 2.7156 | 17.7649
2017-02-02 05:00 | 12 | 1 | 2.635 | 17.1793
2017-02-02 06:00 | 12 | 1 | 2.635 | 17.1793
2017-02-02 07:00 | 12 | 1 | 2.635 | 17.1793
2017-02-02 08:00 | 12 | 1 | 2.635 | 17.1793
2017-02-02 09:00 | 12 | 1 | 2.635 | 17.1793
2017-02-02 10:00 | 12 | 1 | 2.635 | 17.1793
2017-02-02 11:00 | 12 | 1 | 2.635 | 17.1793
2017-02-02 12:00 | 12 | 1 | 2.635 | 17.1793
2017-02-02 13:00 | 12 | 1 | 2.635 | 17.1793
2017-02-02 14:00 | 12 | 1 | 2.635 | 17.1793
2017-02-02 15:00 | 12 | 1 | 2.635 | 17.1793
2017-02-02 16:00 | 12 | 1 | 2.635 | 17.1793
2017-02-02 17:00 | 12 | 1 | 2.635 | 17.1793
2017-02-02 18:00 | 12 | 1 | 2.635 | 17.1793
2017-02-02 19:00 | 12 | 1 | 2.635 | 17.1793
2017-02-02 20:00 | 15 | 1 | 3.226 | 21.4742
2017-02-02 21:00 | 15 | 1 | 3.226 | 21.4742
2017-02-02 22:00 | 15 | 1 | 3.226 | 21.4742
2017-02-02 23:00 | 15 | 1 | 3.226 | 21.4742
2017-02-03 | 14.34 | 1 | 3.096 | 20.5293
2017-02-03 01:00 | 13.073 | 1 | 2.8464 | 18.7154
2017-02-03 02:00 | 12.228 | 1 | 2.6799 | 17.5057
2017-02-03 03:00 | 12 | 1 | 2.635 | 17.1793
2017-02-03 04:00 | 12 | 1 | 2.635 | 17.1793
2017-02-03 05:00 | 12 | 1 | 2.635 | 17.1793
2017-02-03 06:00 | 12 | 1 | 2.635 | 17.1793
2017-02-03 07:00 | 12 | 1 | 2.635 | 17.1793
2017-02-03 08:00 | 12 | 1 | 2.635 | 17.1793
2017-02-03 09:00 | 12 | 1 | 2.635 | 17.1793
2017-02-03 10:00 | 12 | 1 | 2.635 | 17.1793
2017-02-03 11:00 | 12 | 1 | 2.635 | 17.1793
2017-02-03 12:00 | 12 | 1 | 2.635 | 17.1793
2017-02-03 13:00 | 12 | 1 | 2.635 | 17.1793
2017-02-03 14:00 | 12 | 1 | 2.635 | 17.1793
2017-02-03 15:00 | 12 | 1 | 2.635 | 17.1793
2017-02-03 16:00 | 12 | 1 | 2.635 | 17.1793
2017-02-03 17:00 | 12 | 1 | 2.635 | 17.1793
2017-02-03 18:00 | 12 | 1 | 2.635 | 17.1793
2017-02-03 19:00 | 12.649 | 1 | 2.7629 | 18.1084
2017-02-03 20:00 | 15 | 1 | 3.226 | 21.4742
2017-02-03 21:00 | 27 | 2 | 5.861 | 38.6535
2017-02-03 22:00 | 15 | 1 | 3.226 | 21.4742
2017-02-03 23:00 | 15 | 1 | 3.226 | 21.4742
2017-02-04 | 14.576 | 1 | 3.1425 | 20.8672
2017-02-04 01:00 | 13.402 | 1 | 2.9112 | 19.1864
2017-02-04 02:00 | 12.969 | 1 | 2.8259 | 18.5666
2017-02-04 03:00 | 12.538 | 1 | 2.741 | 17.9495
2017-02-04 04:00 | 12.027 | 1 | 2.6403 | 17.218
2017-02-04 05:00 | 12 | 1 | 2.635 | 17.1793
2017-02-04 06:00 | 12 | 1 | 2.635 | 17.1793
2017-02-04 07:00 | 12 | 1 | 2.635 | 17.1793
2017-02-04 08:00 | 12 | 1 | 2.635 | 17.1793
2017-02-04 09:00 | 12 | 1 | 2.635 | 17.1793
2017-02-04 10:00 | 12 | 1 | 2.635 | 17.1793
2017-02-04 11:00 | 12 | 1 | 2.635 | 17.1793
2017-02-04 12:00 | 12 | 1 | 2.635 | 17.1793
2017-02-04 13:00 | 12 | 1 | 2.635 | 17.1793
2017-02-04 14:00 | 12 | 1 | 2.635 | 17.1793
2017-02-04 15:00 | 12 | 1 | 2.635 | 17.1793
2017-02-04 16:00 | 12 | 1 | 2.635 | 17.1793
2017-02-04 17:00 | 12 | 1 | 2.635 | 17.1793
2017-02-04 18:00 | 12 | 1 | 2.635 | 17.1793
2017-02-04 19:00 | 12 | 1 | 2.635 | 17.1793
2017-02-04 20:00 | 15 | 1 | 3.226 | 21.4742
2017-02-04 21:00 | 15 | 1 | 3.226 | 21.4742
2017-02-04 22:00 | 15 | 1 | 3.226 | 21.4742
2017-02-04 23:00 | 15 | 1 | 3.226 | 21.4742
2017-02-05 | 14.863 | 1 | 3.199 | 21.278
2017-02-05 01:00 | 13.303 | 1 | 2.8917 | 19.0447
2017-02-05 02:00 | 12.064 | 1 | 2.6476 | 17.271
2017-02-05 03:00 | 12.125 | 1 | 2.6596 | 17.3583
2017-02-05 04:00 | 12.457 | 1 | 2.725 | 17.8336
2017-02-05 05:00 | 12.038 | 1 | 2.6425 | 17.2337
2017-02-05 06:00 | 12 | 1 | 2.635 | 17.1793
2017-02-05 07:00 | 12 | 1 | 2.635 | 17.1793
2017-02-05 08:00 | 12 | 1 | 2.635 | 17.1793
2017-02-05 09:00 | 12 | 1 | 2.635 | 17.1793
2017-02-05 10:00 | 12 | 1 | 2.635 | 17.1793
2017-02-05 11:00 | 12 | 1 | 2.635 | 17.1793
2017-02-05 12:00 | 12 | 1 | 2.635 | 17.1793
2017-02-05 13:00 | 12 | 1 | 2.635 | 17.1793
2017-02-05 14:00 | 12 | 1 | 2.635 | 17.1793
2017-02-05 15:00 | 12 | 1 | 2.635 | 17.1793
2017-02-05 16:00 | 12 | 1 | 2.635 | 17.1793
2017-02-05 17:00 | 12 | 1 | 2.635 | 17.1793
2017-02-05 18:00 | 12 | 1 | 2.635 | 17.1793
2017-02-05 19:00 | 12 | 1 | 2.635 | 17.1793
2017-02-05 20:00 | 15 | 1 | 3.226 | 21.4742
2017-02-05 21:00 | 15 | 1 | 3.226 | 21.4742
2017-02-05 22:00 | 15 | 1 | 3.226 | 21.4742
2017-02-05 23:00 | 15 | 1 | 3.226 | 21.4742
2017-02-06 | 15 | 1 | 3.226 | 21.4742
2017-02-06 01:00 | 13.522 | 1 | 2.9348 | 19.3582
2017-02-06 02:00 | 12.689 | 1 | 2.7707 | 18.1657
2017-02-06 03:00 | 12.631 | 1 | 2.7593 | 18.0827
2017-02-06 04:00 | 12 | 1 | 2.635 | 17.1793
2017-02-06 05:00 | 12 | 1 | 2.635 | 17.1793
2017-02-06 06:00 | 12 | 1 | 2.635 | 17.1793
2017-02-06 07:00 | 12 | 1 | 2.635 | 17.1793
2017-02-06 08:00 | 12 | 1 | 2.635 | 17.1793
2017-02-06 09:00 | 12 | 1 | 2.635 | 17.1793
2017-02-06 10:00 | 12 | 1 | 2.635 | 17.1793
2017-02-06 11:00 | 12 | 1 | 2.635 | 17.1793
2017-02-06 12:00 | 12 | 1 | 2.635 | 17.1793
2017-02-06 13:00 | 12 | 1 | 2.635 | 17.1793
2017-02-06 14:00 | 12 | 1 | 2.635 | 17.1793
2017-02-06 15:00 | 12 | 1 | 2.635 | 17.1793
2017-02-06 16:00 | 12 | 1 | 2.635 | 17.1793
2017-02-06 17:00 | 12 | 1 | 2.635 | 17.1793
2017-02-06 18:00 | 12 | 1 | 2.635 | 17.1793
2017-02-06 19:00 | 12.486 | 1 | 2.7307 | 17.8751
2017-02-06 20:00 | 15 | 1 | 3.226 | 21.4742
2017-02-06 21:00 | 15 | 1 | 3.226 | 21.4742
2017-02-06 22:00 | 15 | 1 | 3.226 | 21.4742
2017-02-06 23:00 | 15 | 1 | 3.226 | 21.4742
2017-02-07 | 15 | 1 | 3.226 | 21.4742
2017-02-07 01:00 | 14.246 | 1 | 3.0775 | 20.3947
2017-02-07 02:00 | 13.352 | 1 | 2.9013 | 19.1149
2017-02-07 03:00 | 12 | 1 | 2.635 | 17.1793
2017-02-07 04:00 | 12 | 1 | 2.635 | 17.1793
2017-02-07 05:00 | 12 | 1 | 2.635 | 17.1793
2017-02-07 06:00 | 12 | 1 | 2.635 | 17.1793
2017-02-07 07:00 | 12 | 1 | 2.635 | 17.1793
2017-02-07 08:00 | 12 | 1 | 2.635 | 17.1793
2017-02-07 09:00 | 12 | 1 | 2.635 | 17.1793
2017-02-07 10:00 | 12 | 1 | 2.635 | 17.1793
2017-02-07 11:00 | 12 | 1 | 2.635 | 17.1793
2017-02-07 12:00 | 12 | 1 | 2.635 | 17.1793
2017-02-07 13:00 | 12 | 1 | 2.635 | 17.1793
2017-02-07 14:00 | 12 | 1 | 2.635 | 17.1793
2017-02-07 15:00 | 12 | 1 | 2.635 | 17.1793
2017-02-07 16:00 | 12 | 1 | 2.635 | 17.1793
2017-02-07 17:00 | 12 | 1 | 2.635 | 17.1793
2017-02-07 18:00 | 12 | 1 | 2.635 | 17.1793
2017-02-07 19:00 | 12 | 1 | 2.635 | 17.1793
2017-02-07 20:00 | 15 | 1 | 3.226 | 21.4742
2017-02-07 21:00 | 15 | 1 | 3.226 | 21.4742
2017-02-07 22:00 | 15 | 1 | 3.226 | 21.4742
2017-02-07 23:00 | 15 | 1 | 3.226 | 21.4742
2017-02-08 | 15 | 1 | 3.226 | 21.4742
2017-02-08 01:00 | 13.164 | 1 | 2.8643 | 18.8457
2017-02-08 02:00 | 12.099 | 1 | 2.6545 | 17.3211
2017-02-08 03:00 | 12 | 1 | 2.635 | 17.1793
2017-02-08 04:00 | 12 | 1 | 2.635 | 17.1793
2017-02-08 05:00 | 12 | 1 | 2.635 | 17.1793
2017-02-08 06:00 | 12 | 1 | 2.635 | 17.1793
2017-02-08 07:00 | 12 | 1 | 2.635 | 17.1793
2017-02-08 08:00 | 12 | 1 | 2.635 | 17.1793
2017-02-08 09:00 | 12 | 1 | 2.635 | 17.1793
2017-02-08 10:00 | 12 | 1 | 2.635 | 17.1793
2017-02-08 11:00 | 12 | 1 | 2.635 | 17.1793
2017-02-08 12:00 | 12 | 1 | 2.635 | 17.1793
2017-02-08 13:00 | 12 | 1 | 2.635 | 17.1793
2017-02-08 14:00 | 12 | 1 | 2.635 | 17.1793
2017-02-08 15:00 | 12 | 1 | 2.635 | 17.1793
2017-02-08 16:00 | 12 | 1 | 2.635 | 17.1793
2017-02-08 17:00 | 12 | 1 | 2.635 | 17.1793
2017-02-08 18:00 | 12 | 1 | 2.635 | 17.1793
2017-02-08 19:00 | 12.589 | 1 | 2.751 | 18.0226
2017-02-08 20:00 | 15 | 1 | 3.226 | 21.4742
2017-02-08 21:00 | 15 | 1 | 3.226 | 21.4742
2017-02-08 22:00 | 15 | 1 | 3.226 | 21.4742
2017-02-08 23:00 | 15 | 1 | 3.226 | 21.4742
2017-02-09 | 14.08 | 1 | 3.0448 | 20.1571
2017-02-09 01:00 | 13.177 | 1 | 2.8669 | 18.8643
2017-02-09 02:00 | 12.535 | 1 | 2.7404 | 17.9452
2017-02-09 03:00 | 12.121 | 1 | 2.6588 | 17.3526
2017-02-09 04:00 | 12 | 1 | 2.635 | 17.1793
2017-02-09 05:00 | 12 | 1 | 2.635 | 17.1793
2017-02-09 06:00 | 12 | 1 | 2.635 | 17.1793
2017-02-09 07:00 | 12 | 1 | 2.635 | 17.1793
2017-02-09 08:00 | 12 | 1 | 2.635 | 17.1793
2017-02-09 09:00 | 12 | 1 | 2.635 | 17.1793
2017-02-09 10:00 | 12 | 1 | 2.635 | 17.1793
2017-02-09 11:00 | 12 | 1 | 2.635 | 17.1793
2017-02-09 12:00 | 12 | 1 | 2.635 | 17.1793
2017-02-09 13:00 | 12 | 1 | 2.635 | 17.1793
2017-02-09 14:00 | 12 | 1 | 2.635 | 17.1793
2017-02-09 15:00 | 12 | 1 | 2.635 | 17.1793
2017-02-09 16:00 | 12 | 1 | 2.635 | 17.1793
2017-02-09 17:00 | 12 | 1 | 2.635 | 17.1793
2017-02-09 18:00 | 12 | 1 | 2.635 | 17.1793
2017-02-09 19:00 | 12.524 | 1 | 2.7382 | 17.9295
2017-02-09 20:00 | 15 | 1 | 3.226 | 21.4742
2017-02-09 21:00 | 15 | 1 | 3.226 | 21.4742
2017-02-09 22:00 | 15 | 1 | 3.226 | 21.4742
2017-02-09 23:00 | 15 | 1 | 3.226 | 21.4742
2017-02-10 | 14.772 | 1 | 3.1811 | 21.1478
2017-02-10 01:00 | 13.518 | 1 | 2.934 | 19.3525
2017-02-10 02:00 | 12.022 | 1 | 2.6393 | 17.2108
2017-02-10 03:00 | 12 | 1 | 2.635 | 17.1793
2017-02-10 04:00 | 12 | 1 | 2.635 | 17.1793
2017-02-10 05:00 | 12 | 1 | 2.635 | 17.1793
2017-02-10 06:00 | 12 | 1 | 2.635 | 17.1793
2017-02-10 07:00 | 12 | 1 | 2.635 | 17.1793
2017-02-10 08:00 | 12 | 1 | 2.635 | 17.1793
2017-02-10 09:00 | 12 | 1 | 2.635 | 17.1793
2017-02-10 10:00 | 12 | 1 | 2.635 | 17.1793
2017-02-10 11:00 | 12 | 1 | 2.635 | 17.1793
2017-02-10 12:00 | 12 | 1 | 2.635 | 17.1793
2017-02-10 13:00 | 12 | 1 | 2.635 | 17.1793
2017-02-10 14:00 | 12 | 1 | 2.635 | 17.1793
2017-02-10 15:00 | 12 | 1 | 2.635 | 17.1793
2017-02-10 16:00 | 12 | 1 | 2.635 | 17.1793
2017-02-10 17:00 | 12 | 1 | 2.635 | 17.1793
2017-02-10 18:00 | 12 | 1 | 2.635 | 17.1793
2017-02-10 19:00 | 12.684 | 1 | 2.7697 | 18.1586
2017-02-10 20:00 | 15 | 1 | 3.226 | 21.4742
2017-02-10 21:00 | 15 | 1 | 3.226 | 21.4742
2017-02-10 22:00 | 15 | 1 | 3.226 | 21.4742
2017-02-10 23:00 | 15 | 1 | 3.226 | 21.4742
2017-02-11 | 14.505 | 1 | 3.1285 | 20.7655
2017-02-11 01:00 | 13.104 | 1 | 2.8525 | 18.7598
2017-02-11 02:00 | 12.367 | 1 | 2.7073 | 17.7047
2017-02-11 03:00 | 12 | 1 | 2.635 | 17.1793
2017-02-11 04:00 | 12 | 1 | 2.635 | 17.1793
2017-02-11 05:00 | 12 | 1 | 2.635 | 17.1793
2017-02-11 06:00 | 12 | 1 | 2.635 | 17.1793
2017-02-11 07:00 | 12 | 1 | 2.635 | 17.1793
2017-02-11 08:00 | 12 | 1 | 2.635 | 17.1793
2017-02-11 09:00 | 12 | 1 | 2.635 | 17.1793
2017-02-11 10:00 | 12 | 1 | 2.635 | 17.1793
2017-02-11 11:00 | 12 | 1 | 2.635 | 17.1793
2017-02-11 12:00 | 12 | 1 | 2.635 | 17.1793
2017-02-11 13:00 | 12 | 1 | 2.635 | 17.1793
2017-02-11 14:00 | 12 | 1 | 2.635 | 17.1793
2017-02-11 15:00 | 12 | 1 | 2.635 | 17.1793
2017-02-11 16:00 | 12 | 1 | 2.635 | 17.1793
2017-02-11 17:00 | 12 | 1 | 2.635 | 17.1793
2017-02-11 18:00 | 12 | 1 | 2.635 | 17.1793
2017-02-11 19:00 | 12 | 1 | 2.635 | 17.1793
2017-02-11 20:00 | 15 | 1 | 3.226 | 21.4742
2017-02-11 21:00 | 15 | 1 | 3.226 | 21.4742
2017-02-11 22:00 | 15 | 1 | 3.226 | 21.4742
2017-02-11 23:00 | 15 | 1 | 3.226 | 21.4742
2017-02-12 | 14.883 | 1 | 3.203 | 21.3067
2017-02-12 01:00 | 12.834 | 1 | 2.7993 | 18.3733
2017-02-12 02:00 | 12 | 1 | 2.635 | 17.1793
2017-02-12 03:00 | 12 | 1 | 2.635 | 17.1793
2017-02-12 04:00 | 12 | 1 | 2.635 | 17.1793
2017-02-12 05:00 | 12 | 1 | 2.635 | 17.1793
2017-02-12 06:00 | 12 | 1 | 2.635 | 17.1793
2017-02-12 07:00 | 12 | 1 | 2.635 | 17.1793
2017-02-12 08:00 | 12 | 1 | 2.635 | 17.1793
2017-02-12 09:00 | 12 | 1 | 2.635 | 17.1793
2017-02-12 10:00 | 12 | 1 | 2.635 | 17.1793
2017-02-12 11:00 | 12 | 1 | 2.635 | 17.1793
2017-02-12 12:00 | 12 | 1 | 2.635 | 17.1793
2017-02-12 13:00 | 12 | 1 | 2.635 | 17.1793
2017-02-12 14:00 | 12 | 1 | 2.635 | 17.1793
2017-02-12 15:00 | 12 | 1 | 2.635 | 17.1793
2017-02-12 16:00 | 12 | 1 | 2.635 | 17.1793
2017-02-12 17:00 | 12 | 1 | 2.635 | 17.1793
2017-02-12 18:00 | 12 | 1 | 2.635 | 17.1793
2017-02-12 19:00 | 12 | 1 | 2.635 | 17.1793
2017-02-12 20:00 | 15 | 1 | 3.226 | 21.4742
2017-02-12 21:00 | 15 | 1 | 3.226 | 21.4742
2017-02-12 22:00 | 15 | 1 | 3.226 | 21.4742
2017-02-12 23:00 | 15 | 1 | 3.226 | 21.4742
2017-02-13 | 14.629 | 1 | 3.1529 | 20.943
2017-02-13 01:00 | 13.207 | 1 | 2.8728 | 18.9073
2017-02-13 02:00 | 12 | 1 | 2.635 | 17.1793
2017-02-13 03:00 | 12 | 1 | 2.635 | 17.1793
2017-02-13 04:00 | 12 | 1 | 2.635 | 17.1793
2017-02-13 05:00 | 12.089 | 1 | 2.6525 | 17.3067
2017-02-13 06:00 | 12 | 1 | 2.635 | 17.1793
2017-02-13 07:00 | 12 | 1 | 2.635 | 17.1793
2017-02-13 08:00 | 12 | 1 | 2.635 | 17.1793
2017-02-13 09:00 | 12 | 1 | 2.635 | 17.1793
2017-02-13 10:00 | 12 | 1 | 2.635 | 17.1793
2017-02-13 11:00 | 12 | 1 | 2.635 | 17.1793
2017-02-13 12:00 | 12 | 1 | 2.635 | 17.1793
2017-02-13 13:00 | 12 | 1 | 2.635 | 17.1793
2017-02-13 14:00 | 12 | 1 | 2.635 | 17.1793
2017-02-13 15:00 | 12 | 1 | 2.635 | 17.1793
2017-02-13 16:00 | 12 | 1 | 2.635 | 17.1793
2017-02-13 17:00 | 12 | 1 | 2.635 | 17.1793
2017-02-13 18:00 | 12 | 1 | 2.635 | 17.1793
2017-02-13 19:00 | 12.058 | 1 | 2.6464 | 17.2624
2017-02-13 20:00 | 15 | 1 | 3.226 | 21.4742
2017-02-13 21:00 | 15 | 1 | 3.226 | 21.4742
2017-02-13 22:00 | 15 | 1 | 3.226 | 21.4742
2017-02-13 23:00 | 15 | 1 | 3.226 | 21.4742
2017-02-14 | 15 | 1 | 3.226 | 21.4742
2017-02-14 01:00 | 14.269 | 1 | 3.082 | 20.4277
2017-02-14 02:00 | 12.848 | 1 | 2.8021 | 18.3933
2017-02-14 03:00 | 12.095 | 1 | 2.6537 | 17.3153
2017-02-14 04:00 | 12.059 | 1 | 2.6466 | 17.2638
2017-02-14 05:00 | 12 | 1 | 2.635 | 17.1793
2017-02-14 06:00 | 12 | 1 | 2.635 | 17.1793
2017-02-14 07:00 | 12 | 1 | 2.635 | 17.1793
2017-02-14 08:00 | 12 | 1 | 2.635 | 17.1793
2017-02-14 09:00 | 12 | 1 | 2.635 | 17.1793
2017-02-14 10:00 | 12 | 1 | 2.635 | 17.1793
2017-02-14 11:00 | 12 | 1 | 2.635 | 17.1793
2017-02-14 12:00 | 12 | 1 | 2.635 | 17.1793
2017-02-14 13:00 | 12 | 1 | 2.635 | 17.1793
2017-02-14 14:00 | 12 | 1 | 2.635 | 17.1793
2017-02-14 15:00 | 12 | 1 | 2.635 | 17.1793
2017-02-14 16:00 | 12 | 1 | 2.635 | 17.1793
2017-02-14 17:00 | 12 | 1 | 2.635 | 17.1793
2017-02-14 18:00 | 12 | 1 | 2.635 | 17.1793
2017-02-14 19:00 | 12.38 | 1 | 2.7099 | 17.7233
2017-02-14 20:00 | 15 | 1 | 3.226 | 21.4742
2017-02-14 21:00 | 15 | 1 | 3.226 | 21.4742
2017-02-14 22:00 | 15 | 1 | 3.226 | 21.4742
2017-02-14 23:00 | 15 | 1 | 3.226 | 21.4742
2017-02-15 | 14.949 | 1 | 3.216 | 21.4012
2017-02-15 01:00 | 13.807 | 1 | 2.991 | 19.7663
2017-02-15 02:00 | 13.78 | 1 | 2.9857 | 19.7276
2017-02-15 03:00 | 13.405 | 1 | 2.9118 | 19.1907
2017-02-15 04:00 | 12.875 | 1 | 2.8074 | 18.432
2017-02-15 05:00 | 12.231 | 1 | 2.6805 | 17.51
2017-02-15 06:00 | 12.022 | 1 | 2.6393 | 17.2108
2017-02-15 07:00 | 12 | 1 | 2.635 | 17.1793
2017-02-15 08:00 | 12 | 1 | 2.635 | 17.1793
2017-02-15 09:00 | 12 | 1 | 2.635 | 17.1793
2017-02-15 10:00 | 12 | 1 | 2.635 | 17.1793
2017-02-15 11:00 | 12 | 1 | 2.635 | 17.1793
2017-02-15 12:00 | 12 | 1 | 2.635 | 17.1793
2017-02-15 13:00 | 12 | 1 | 2.635 | 17.1793
2017-02-15 14:00 | 12 | 1 | 2.635 | 17.1793
2017-02-15 15:00 | 12 | 1 | 2.635 | 17.1793
2017-02-15 16:00 | 12 | 1 | 2.635 | 17.1793
2017-02-15 17:00 | 12 | 1 | 2.635 | 17.1793
2017-02-15 18:00 | 12 | 1 | 2.635 | 17.1793
2017-02-15 19:00 | 12.733 | 1 | 2.7794 | 18.2287
2017-02-15 20:00 | 15 | 1 | 3.226 | 21.4742
2017-02-15 21:00 | 15 | 1 | 3.226 | 21.4742
2017-02-15 22:00 | 15 | 1 | 3.226 | 21.4742
2017-02-15 23:00 | 15 | 1 | 3.226 | 21.4742
2017-02-16 | 15 | 1 | 3.226 | 21.4742
2017-02-16 01:00 | 14.289 | 1 | 3.0859 | 20.4563
2017-02-16 02:00 | 13.9 | 1 | 3.0093 | 19.8994
2017-02-16 03:00 | 13.183 | 1 | 2.8681 | 18.8729
2017-02-16 04:00 | 12.804 | 1 | 2.7934 | 18.3303
2017-02-16 05:00 | 12 | 1 | 2.635 | 17.1793
2017-02-16 06:00 | 12 | 1 | 2.635 | 17.1793
2017-02-16 07:00 | 12 | 1 | 2.635 | 17.1793
2017-02-16 08:00 | 12 | 1 | 2.635 | 17.1793
2017-02-16 09:00 | 12 | 1 | 2.635 | 17.1793
2017-02-16 10:00 | 12 | 1 | 2.635 | 17.1793
2017-02-16 11:00 | 12 | 1 | 2.635 | 17.1793
2017-02-16 12:00 | 12 | 1 | 2.635 | 17.1793
2017-02-16 13:00 | 12 | 1 | 2.635 | 17.1793
2017-02-16 14:00 | 12 | 1 | 2.635 | 17.1793
2017-02-16 15:00 | 12 | 1 | 2.635 | 17.1793
2017-02-16 16:00 | 12 | 1 | 2.635 | 17.1793
2017-02-16 17:00 | 12 | 1 | 2.635 | 17.1793
2017-02-16 18:00 | 12 | 1 | 2.635 | 17.1793
2017-02-16 19:00 | 12.752 | 1 | 2.7831 | 18.2559
2017-02-16 20:00 | 15 | 1 | 3.226 | 21.4742
2017-02-16 21:00 | 15 | 1 | 3.226 | 21.4742
2017-02-16 22:00 | 15 | 1 | 3.226 | 21.4742
2017-02-16 23:00 | 15 | 1 | 3.226 | 21.4742
2017-02-17 | 15 | 1 | 3.226 | 21.4742
2017-02-17 01:00 | 14.265 | 1 | 3.0812 | 20.4219
2017-02-17 02:00 | 12.882 | 1 | 2.8088 | 18.442
2017-02-17 03:00 | 12.145 | 1 | 2.6636 | 17.3869
2017-02-17 04:00 | 12 | 1 | 2.635 | 17.1793
2017-02-17 05:00 | 12 | 1 | 2.635 | 17.1793
2017-02-17 06:00 | 12 | 1 | 2.635 | 17.1793
2017-02-17 07:00 | 12 | 1 | 2.635 | 17.1793
2017-02-17 08:00 | 12 | 1 | 2.635 | 17.1793
2017-02-17 09:00 | 12 | 1 | 2.635 | 17.1793
2017-02-17 10:00 | 12 | 1 | 2.635 | 17.1793
2017-02-17 11:00 | 12 | 1 | 2.635 | 17.1793
2017-02-17 12:00 | 12 | 1 | 2.635 | 17.1793
2017-02-17 13:00 | 12 | 1 | 2.635 | 17.1793
2017-02-17 14:00 | 12 | 1 | 2.635 | 17.1793
2017-02-17 15:00 | 12 | 1 | 2.635 | 17.1793
2017-02-17 16:00 | 12 | 1 | 2.635 | 17.1793
2017-02-17 17:00 | 12 | 1 | 2.635 | 17.1793
2017-02-17 18:00 | 12 | 1 | 2.635 | 17.1793
2017-02-17 19:00 | 12.398 | 1 | 2.7134 | 17.7491
2017-02-17 20:00 | 15 | 1 | 3.226 | 21.4742
2017-02-17 21:00 | 27 | 2 | 5.861 | 38.6535
2017-02-17 22:00 | 15 | 1 | 3.226 | 21.4742
2017-02-17 23:00 | 15 | 1 | 3.226 | 21.4742
2017-02-18 | 15 | 1 | 3.226 | 21.4742
2017-02-18 01:00 | 14.074 | 1 | 3.0436 | 20.1485
2017-02-18 02:00 | 12.806 | 1 | 2.7938 | 18.3332
2017-02-18 03:00 | 12.251 | 1 | 2.6844 | 17.5387
2017-02-18 04:00 | 12 | 1 | 2.635 | 17.1793
2017-02-18 05:00 | 12 | 1 | 2.635 | 17.1793
2017-02-18 06:00 | 12 | 1 | 2.635 | 17.1793
2017-02-18 07:00 | 12 | 1 | 2.635 | 17.1793
2017-02-18 08:00 | 12 | 1 | 2.635 | 17.1793
2017-02-18 09:00 | 12 | 1 | 2.635 | 17.1793
2017-02-18 10:00 | 12 | 1 | 2.635 | 17.1793
2017-02-18 11:00 | 12 | 1 | 2.635 | 17.1793
2017-02-18 12:00 | 12 | 1 | 2.635 | 17.1793
2017-02-18 13:00 | 12 | 1 | 2.635 | 17.1793
2017-02-18 14:00 | 12 | 1 | 2.635 | 17.1793
2017-02-18 15:00 | 12 | 1 | 2.635 | 17.1793
2017-02-18 16:00 | 12 | 1 | 2.635 | 17.1793
2017-02-18 17:00 | 12 | 1 | 2.635 | 17.1793
2017-02-18 18:00 | 12 | 1 | 2.635 | 17.1793
2017-02-18 19:00 | 12.398 | 1 | 2.7134 | 17.7491
2017-02-18 20:00 | 15 | 1 | 3.226 | 21.4742
2017-02-18 21:00 | 15 | 1 | 3.226 | 21.4742
2017-02-18 22:00 | 15 | 1 | 3.226 | 21.4742
2017-02-18 23:00 | 15 | 1 | 3.226 | 21.4742
2017-02-19 | 15 | 1 | 3.226 | 21.4742
2017-02-19 01:00 | 13.834 | 1 | 2.9963 | 19.8049
2017-02-19 02:00 | 12.223 | 1 | 2.6789 | 17.4986
2017-02-19 03:00 | 12 | 1 | 2.635 | 17.1793
2017-02-19 04:00 | 12 | 1 | 2.635 | 17.1793
2017-02-19 05:00 | 12 | 1 | 2.635 | 17.1793
2017-02-19 06:00 | 12 | 1 | 2.635 | 17.1793
2017-02-19 07:00 | 12 | 1 | 2.635 | 17.1793
2017-02-19 08:00 | 12 | 1 | 2.635 | 17.1793
2017-02-19 09:00 | 12 | 1 | 2.635 | 17.1793
2017-02-19 10:00 | 12 | 1 | 2.635 | 17.1793
2017-02-19 11:00 | 12 | 1 | 2.635 | 17.1793
2017-02-19 12:00 | 12 | 1 | 2.635 | 17.1793
2017-02-19 13:00 | 12 | 1 | 2.635 | 17.1793
2017-02-19 14:00 | 12 | 1 | 2.635 | 17.1793
2017-02-19 15:00 | 12 | 1 | 2.635 | 17.1793
2017-02-19 16:00 | 12 | 1 | 2.635 | 17.1793
2017-02-19 17:00 | 12 | 1 | 2.635 | 17.1793
2017-02-19 18:00 | 12 | 1 | 2.635 | 17.1793
2017-02-19 19:00 | 12 | 1 | 2.635 | 17.1793
2017-02-19 20:00 | 15 | 1 | 3.226 | 21.4742
2017-02-19 21:00 | 15 | 1 | 3.226 | 21.4742
2017-02-19 22:00 | 15 | 1 | 3.226 | 21.4742
2017-02-19 23:00 | 15 | 1 | 3.226 | 21.4742
2017-02-20 | 14.789 | 1 | 3.1844 | 21.1721
2017-02-20 01:00 | 13.433 | 1 | 2.9173 | 19.2308
2017-02-20 02:00 | 12.189 | 1 | 2.6722 | 17.4499
2017-02-20 03:00 | 12 | 1 | 2.635 | 17.1793
2017-02-20 04:00 | 12 | 1 | 2.635 | 17.1793
2017-02-20 05:00 | 12 | 1 | 2.635 | 17.1793
2017-02-20 06:00 | 12 | 1 | 2.635 | 17.1793
2017-02-20 07:00 | 12 | 1 | 2.635 | 17.1793
2017-02-20 08:00 | 12 | 1 | 2.635 | 17.1793
2017-02-20 09:00 | 12 | 1 | 2.635 | 17.1793
2017-02-20 10:00 | 12 | 1 | 2.635 | 17.1793
2017-02-20 11:00 | 12 | 1 | 2.635 | 17.1793
2017-02-20 12:00 | 12 | 1 | 2.635 | 17.1793
2017-02-20 13:00 | 12 | 1 | 2.635 | 17.1793
2017-02-20 14:00 | 12 | 1 | 2.635 | 17.1793
2017-02-20 15:00 | 12 | 1 | 2.635 | 17.1793
2017-02-20 16:00 | 12 | 1 | 2.635 | 17.1793
2017-02-20 17:00 | 12 | 1 | 2.635 | 17.1793
2017-02-20 18:00 | 12 | 1 | 2.635 | 17.1793
2017-02-20 19:00 | 12.972 | 1 | 2.8265 | 18.5709
2017-02-20 20:00 | 15 | 1 | 3.226 | 21.4742
2017-02-20 21:00 | 15 | 1 | 3.226 | 21.4742
2017-02-20 22:00 | 15 | 1 | 3.226 | 21.4742
2017-02-20 23:00 | 15 | 1 | 3.226 | 21.4742
2017-02-21 | 14.782 | 1 | 3.1831 | 21.1621
2017-02-21 01:00 | 13.001 | 1 | 2.8322 | 18.6124
2017-02-21 02:00 | 12.357 | 1 | 2.7053 | 17.6904
2017-02-21 03:00 | 12.296 | 1 | 2.6933 | 17.6031
2017-02-21 04:00 | 12 | 1 | 2.635 | 17.1793
2017-02-21 05:00 | 12 | 1 | 2.635 | 17.1793
2017-02-21 06:00 | 12 | 1 | 2.635 | 17.1793
2017-02-21 07:00 | 12 | 1 | 2.635 | 17.1793
2017-02-21 08:00 | 12 | 1 | 2.635 | 17.1793
2017-02-21 09:00 | 12 | 1 | 2.635 | 17.1793
2017-02-21 10:00 | 12 | 1 | 2.635 | 17.1793
2017-02-21 11:00 | 12 | 1 | 2.635 | 17.1793
2017-02-21 12:00 | 12 | 1 | 2.635 | 17.1793
2017-02-21 13:00 | 12 | 1 | 2.635 | 17.1793
2017-02-21 14:00 | 12 | 1 | 2.635 | 17.1793
2017-02-21 15:00 | 12 | 1 | 2.635 | 17.1793
2017-02-21 16:00 | 12 | 1 | 2.635 | 17.1793
2017-02-21 17:00 | 12 | 1 | 2.635 | 17.1793
2017-02-21 18:00 | 12 | 1 | 2.635 | 17.1793
2017-02-21 19:00 | 13.102 | 1 | 2.8521 | 18.757
2017-02-21 20:00 | 15 | 1 | 3.226 | 21.4742
2017-02-21 21:00 | 15 | 1 | 3.226 | 21.4742
2017-02-21 22:00 | 15 | 1 | 3.226 | 21.4742
2017-02-21 23:00 | 15 | 1 | 3.226 | 21.4742
2017-02-22 | 14.922 | 1 | 3.2106 | 21.3625
2017-02-22 01:00 | 13.753 | 1 | 2.9803 | 19.6889
2017-02-22 02:00 | 12.652 | 1 | 2.7634 | 18.1127
2017-02-22 03:00 | 12.699 | 1 | 2.7727 | 18.18
2017-02-22 04:00 | 12.019 | 1 | 2.6387 | 17.2065
2017-02-22 05:00 | 12 | 1 | 2.635 | 17.1793
2017-02-22 06:00 | 12 | 1 | 2.635 | 17.1793
2017-02-22 07:00 | 12 | 1 | 2.635 | 17.1793
2017-02-22 08:00 | 12 | 1 | 2.635 | 17.1793
2017-02-22 09:00 | 12 | 1 | 2.635 | 17.1793
2017-02-22 10:00 | 12 | 1 | 2.635 | 17.1793
2017-02-22 11:00 | 12 | 1 | 2.635 | 17.1793
2017-02-22 12:00 | 12 | 1 | 2.635 | 17.1793
2017-02-22 13:00 | 12 | 1 | 2.635 | 17.1793
2017-02-22 14:00 | 12 | 1 | 2.635 | 17.1793
2017-02-22 15:00 | 12 | 1 | 2.635 | 17.1793
2017-02-22 16:00 | 12 | 1 | 2.635 | 17.1793
2017-02-22 17:00 | 12 | 1 | 2.635 | 17.1793
2017-02-22 18:00 | 12 | 1 | 2.635 | 17.1793
2017-02-22 19:00 | 12.367 | 1 | 2.7073 | 17.7047
2017-02-22 20:00 | 15 | 1 | 3.226 | 21.4742
2017-02-22 21:00 | 15 | 1 | 3.226 | 21.4742
2017-02-22 22:00 | 15 | 1 | 3.226 | 21.4742
2017-02-22 23:00 | 15 | 1 | 3.226 | 21.4742
2017-02-23 | 15 | 1 | 3.226 | 21.4742
2017-02-23 01:00 | 14.377 | 1 | 3.1033 | 20.5823
2017-02-23 02:00 | 12.984 | 1 | 2.8288 | 18.588
2017-02-23 03:00 | 12.913 | 1 | 2.8149 | 18.4864
2017-02-23 04:00 | 12.147 | 1 | 2.664 | 17.3898
2017-02-23 05:00 | 12.231 | 1 | 2.6805 | 17.51
2017-02-23 06:00 | 12 | 1 | 2.635 | 17.1793
2017-02-23 07:00 | 12 | 1 | 2.635 | 17.1793
2017-02-23 08:00 | 12 | 1 | 2.635 | 17.1793
2017-02-23 09:00 | 12 | 1 | 2.635 | 17.1793
2017-02-23 10:00 | 12 | 1 | 2.635 | 17.1793
2017-02-23 11:00 | 12 | 1 | 2.635 | 17.1793
2017-02-23 12:00 | 12 | 1 | 2.635 | 17.1793
2017-02-23 13:00 | 12 | 1 | 2.635 | 17.1793
2017-02-23 14:00 | 12 | 1 | 2.635 | 17.1793
2017-02-23 15:00 | 12 | 1 | 2.635 | 17.1793
2017-02-23 16:00 | 12 | 1 | 2.635 | 17.1793
2017-02-23 17:00 | 12 | 1 | 2.635 | 17.1793
2017-02-23 18:00 | 12 | 1 | 2.635 | 17.1793
2017-02-23 19:00 | 12.647 | 1 | 2.7625 | 18.1056
2017-02-23 20:00 | 15 | 1 | 3.226 | 21.4742
2017-02-23 21:00 | 15 | 1 | 3.226 | 21.4742
2017-02-23 22:00 | 15 | 1 | 3.226 | 21.4742
2017-02-23 23:00 | 15 | 1 | 3.226 | 21.4742
2017-02-24 | 14.72 | 1 | 3.1708 | 21.0733
2017-02-24 01:00 | 13.121 | 1 | 2.8558 | 18.7842
2017-02-24 02:00 | 12.465 | 1 | 2.7266 | 17.845
2017-02-24 03:00 | 12.379 | 1 | 2.7097 | 17.7219
2017-02-24 04:00 | 12 | 1 | 2.635 | 17.1793
2017-02-24 05:00 | 12 | 1 | 2.635 | 17.1793
2017-02-24 06:00 | 12 | 1 | 2.635 | 17.1793
2017-02-24 07:00 | 12 | 1 | 2.635 | 17.1793
2017-02-24 08:00 | 12 | 1 | 2.635 | 17.1793
2017-02-24 09:00 | 12 | 1 | 2.635 | 17.1793
2017-02-24 10:00 | 12 | 1 | 2.635 | 17.1793
2017-02-24 11:00 | 12 | 1 | 2.635 | 17.1793
2017-02-24 12:00 | 12 | 1 | 2.635 | 17.1793
2017-02-24 13:00 | 12 | 1 | 2.635 | 17.1793
2017-02-24 14:00 | 12 | 1 | 2.635 | 17.1793
2017-02-24 15:00 | 12 | 1 | 2.635 | 17.1793
2017-02-24 16:00 | 12 | 1 | 2.635 | 17.1793
2017-02-24 17:00 | 12 | 1 | 2.635 | 17.1793
2017-02-24 18:00 | 12 | 1 | 2.635 | 17.1793
2017-02-24 19:00 | 12.875 | 1 | 2.8074 | 18.432
2017-02-24 20:00 | 15 | 1 | 3.226 | 21.4742
2017-02-24 21:00 | 15 | 1 | 3.226 | 21.4742
2017-02-24 22:00 | 15 | 1 | 3.226 | 21.4742
2017-02-24 23:00 | 15 | 1 | 3.226 | 21.4742
2017-02-25 | 15 | 1 | 3.226 | 21.4742
2017-02-25 01:00 | 13.875 | 1 | 3.0044 | 19.8636
2017-02-25 02:00 | 12.833 | 1 | 2.7991 | 18.3719
2017-02-25 03:00 | 12.109 | 1 | 2.6565 | 17.3354
2017-02-25 04:00 | 12.574 | 1 | 2.7481 | 18.0011
2017-02-25 05:00 | 12.123 | 1 | 2.6592 | 17.3554
2017-02-25 06:00 | 12 | 1 | 2.635 | 17.1793
2017-02-25 07:00 | 12 | 1 | 2.635 | 17.1793
2017-02-25 08:00 | 12 | 1 | 2.635 | 17.1793
2017-02-25 09:00 | 12 | 1 | 2.635 | 17.1793
2017-02-25 10:00 | 12 | 1 | 2.635 | 17.1793
2017-02-25 11:00 | 12 | 1 | 2.635 | 17.1793
2017-02-25 12:00 | 12 | 1 | 2.635 | 17.1793
2017-02-25 13:00 | 12 | 1 | 2.635 | 17.1793
2017-02-25 14:00 | 12 | 1 | 2.635 | 17.1793
2017-02-25 15:00 | 12 | 1 | 2.635 | 17.1793
2017-02-25 16:00 | 12 | 1 | 2.635 | 17.1793
2017-02-25 17:00 | 12 | 1 | 2.635 | 17.1793
2017-02-25 18:00 | 12 | 1 | 2.635 | 17.1793
2017-02-25 19:00 | 12 | 1 | 2.635 | 17.1793
2017-02-25 20:00 | 15 | 1 | 3.226 | 21.4742
2017-02-25 21:00 | 27 | 2 | 5.861 | 38.6535
2017-02-25 22:00 | 15 | 1 | 3.226 | 21.4742
2017-02-25 23:00 | 15 | 1 | 3.226 | 21.4742
2017-02-26 | 15 | 1 | 3.226 | 21.4742
2017-02-26 01:00 | 14.275 | 1 | 3.0832 | 20.4362
2017-02-26 02:00 | 12.615 | 1 | 2.7562 | 18.0598
2017-02-26 03:00 | 12.033 | 1 | 2.6415 | 17.2266
2017-02-26 04:00 | 12 | 1 | 2.635 | 17.1793
2017-02-26 05:00 | 12 | 1 | 2.635 | 17.1793
2017-02-26 06:00 | 12 | 1 | 2.635 | 17.1793
2017-02-26 07:00 | 12 | 1 | 2.635 | 17.1793
2017-02-26 08:00 | 12 | 1 | 2.635 | 17.1793
2017-02-26 09:00 | 12 | 1 | 2.635 | 17.1793
2017-02-26 10:00 | 12 | 1 | 2.635 | 17.1793
2017-02-26 11:00 | 12 | 1 | 2.635 | 17.1793
2017-02-26 12:00 | 12 | 1 | 2.635 | 17.1793
2017-02-26 13:00 | 12 | 1 | 2.635 | 17.1793
2017-02-26 14:00 | 12 | 1 | 2.635 | 17.1793
2017-02-26 15:00 | 12 | 1 | 2.635 | 17.1793
2017-02-26 16:00 | 12 | 1 | 2.635 | 17.1793
2017-02-26 17:00 | 12 | 1 | 2.635 | 17.1793
2017-02-26 18:00 | 12 | 1 | 2.635 | 17.1793
2017-02-26 19:00 | 12.034 | 1 | 2.6417 | 17.228
2017-02-26 20:00 | 15 | 1 | 3.226 | 21.4742
2017-02-26 21:00 | 15 | 1 | 3.226 | 21.4742
2017-02-26 22:00 | 15 | 1 | 3.226 | 21.4742
2017-02-26 23:00 | 15 | 1 | 3.226 | 21.4742
2017-02-27 | 15 | 1 | 3.226 | 21.4742
2017-02-27 01:00 | 14.375 | 1 | 3.1029 | 20.5794
2017-02-27 02:00 | 12.836 | 1 | 2.7997 | 18.3762
2017-02-27 03:00 | 12.175 | 1 | 2.6695 | 17.4299
2017-02-27 04:00 | 12 | 1 | 2.635 | 17.1793
2017-02-27 05:00 | 12 | 1 | 2.635 | 17.1793
2017-02-27 06:00 | 12 | 1 | 2.635 | 17.1793
2017-02-27 07:00 | 12 | 1 | 2.635 | 17.1793
2017-02-27 08:00 | 12 | 1 | 2.635 | 17.1793
2017-02-27 09:00 | 12 | 1 | 2.635 | 17.1793
2017-02-27 10:00 | 12 | 1 | 2.635 | 17.1793
2017-02-27 11:00 | 12 | 1 | 2.635 | 17.1793
2017-02-27 12:00 | 12 | 1 | 2.635 | 17.1793
2017-02-27 13:00 | 12 | 1 | 2.635 | 17.1793
2017-02-27 14:00 | 12 | 1 | 2.635 | 17.1793
2017-02-27 15:00 | 12 | 1 | 2.635 | 17.1793
2017-02-27 16:00 | 12 | 1 | 2.635 | 17.1793
2017-02-27 17:00 | 12 | 1 | 2.635 | 17.1793
2017-02-27 18:00 | 12 | 1 | 2.635 | 17.1793
2017-02-27 19:00 | 12 | 1 | 2.635 | 17.1793
2017-02-27 20:00 | 15 | 1 | 3.226 | 21.4742
2017-02-27 21:00 | 15 | 1 | 3.226 | 21.4742
2017-02-27 22:00 | 15 | 1 | 3.226 | 21.4742
2017-02-27 23:00 | 15 | 1 | 3.226 | 21.4742
2017-02-28 | 15 | 1 | 3.226 | 21.4742
2017-02-28 01:00 | 13.461 | 1 | 2.9228 | 19.2709
2017-02-28 02:00 | 12.369 | 1 | 2.7077 | 17.7076
2017-02-28 03:00 | 12 | 1 | 2.635 | 17.1793
2017-02-28 04:00 | 12 | 1 | 2.635 | 17.1793
2017-02-28 05:00 | 12 | 1 | 2.635 | 17.1793
2017-02-28 06:00 | 12 | 1 | 2.635 | 17.1793
2017-02-28 07:00 | 12 | 1 | 2.635 | 17.1793
2017-02-28 08:00 | 12 | 1 | 2.635 | 17.1793
2017-02-28 09:00 | 12 | 1 | 2.635 | 17.1793
2017-02-28 10:00 | 12 | 1 | 2.635 | 17.1793
2017-02-28 11:00 | 12 | 1 | 2.635 | 17.1793
2017-02-28 12:00 | 12 | 1 | 2.635 | 17.1793
2017-02-28 13:00 | 12 | 1 | 2.635 | 17.1793
2017-02-28 14:00 | 12 | 1 | 2.635 | 17.1793
2017-02-28 15:00 | 12 | 1 | 2.635 | 17.1793
2017-02-28 16:00 | 12 | 1 | 2.635 | 17.1793
2017-02-28 17:00 | 12 | 1 | 2.635 | 17.1793
2017-02-28 18:00 | 12 | 1 | 2.635 | 17.1793
2017-02-28 19:00 | 12.348 | 1 | 2.7036 | 17.6775
2017-02-28 20:00 | 15 | 1 | 3.226 | 21.4742
2017-02-28 21:00 | 15 | 1 | 3.226 | 21.4742
2017-02-28 22:00 | 15 | 1 | 3.226 | 21.4742
2017-02-28 23:00 | 15 | 1 | 3.226 | 21.4742
2017-03-01 | 14.839 | 1 | 3.1943 | 21.2437
2017-03-01 01:00 | 12.27 | 1 | 2.6882 | 17.5659
2017-03-01 02:00 | 12 | 1 | 2.635 | 17.1793
2017-03-01 03:00 | 12 | 1 | 2.635 | 17.1793
2017-03-01 04:00 | 12 | 1 | 2.635 | 17.1793
2017-03-01 05:00 | 12 | 1 | 2.635 | 17.1793
2017-03-01 06:00 | 12 | 1 | 2.635 | 17.1793
2017-03-01 07:00 | 12 | 1 | 2.635 | 17.1793
2017-03-01 08:00 | 12 | 1 | 2.635 | 17.1793
2017-03-01 09:00 | 12 | 1 | 2.635 | 17.1793
2017-03-01 10:00 | 12 | 1 | 2.635 | 17.1793
2017-03-01 11:00 | 12 | 1 | 2.635 | 17.1793
2017-03-01 12:00 | 12 | 1 | 2.635 | 17.1793
2017-03-01 13:00 | 12 | 1 | 2.635 | 17.1793
2017-03-01 14:00 | 12 | 1 | 2.635 | 17.1793
2017-03-01 15:00 | 12 | 1 | 2.635 | 17.1793
2017-03-01 16:00 | 12 | 1 | 2.635 | 17.1793
2017-03-01 17:00 | 12 | 1 | 2.635 | 17.1793
2017-03-01 18:00 | 12 | 1 | 2.635 | 17.1793
2017-03-01 19:00 | 13.773 | 1 | 2.9843 | 19.7176
2017-03-01 20:00 | 15 | 1 | 3.226 | 21.4742
2017-03-01 21:00 | 15 | 1 | 3.226 | 21.4742
2017-03-01 22:00 | 15 | 1 | 3.226 | 21.4742
2017-03-01 23:00 | 15 | 1 | 3.226 | 21.4742
2017-03-02 | 13.518 | 1 | 2.934 | 19.3525
2017-03-02 01:00 | 12 | 1 | 2.635 | 17.1793
2017-03-02 02:00 | 12 | 1 | 2.635 | 17.1793
2017-03-02 03:00 | 12 | 1 | 2.635 | 17.1793
2017-03-02 04:00 | 12 | 1 | 2.635 | 17.1793
2017-03-02 05:00 | 12 | 1 | 2.635 | 17.1793
2017-03-02 06:00 | 12 | 1 | 2.635 | 17.1793
2017-03-02 07:00 | 12 | 1 | 2.635 | 17.1793
2017-03-02 08:00 | 12 | 1 | 2.635 | 17.1793
2017-03-02 09:00 | 12 | 1 | 2.635 | 17.1793
2017-03-02 10:00 | 12 | 1 | 2.635 | 17.1793
2017-03-02 11:00 | 12 | 1 | 2.635 | 17.1793
2017-03-02 12:00 | 12 | 1 | 2.635 | 17.1793
2017-03-02 13:00 | 12 | 1 | 2.635 | 17.1793
2017-03-02 14:00 | 12 | 1 | 2.635 | 17.1793
2017-03-02 15:00 | 12 | 1 | 2.635 | 17.1793
2017-03-02 16:00 | 12 | 1 | 2.635 | 17.1793
2017-03-02 17:00 | 12 | 1 | 2.635 | 17.1793
2017-03-02 18:00 | 12 | 1 | 2.635 | 17.1793
2017-03-02 19:00 | 13.374 | 1 | 2.9057 | 19.1464
2017-03-02 20:00 | 15 | 1 | 3.226 | 21.4742
2017-03-02 21:00 | 15 | 1 | 3.226 | 21.4742
2017-03-02 22:00 | 15 | 1 | 3.226 | 21.4742
2017-03-02 23:00 | 15 | 1 | 3.226 | 21.4742
2017-03-03 | 13.767 | 1 | 2.9831 | 19.709
2017-03-03 01:00 | 12 | 1 | 2.635 | 17.1793
2017-03-03 02:00 | 12 | 1 | 2.635 | 17.1793
2017-03-03 03:00 | 12 | 1 | 2.635 | 17.1793
2017-03-03 04:00 | 12 | 1 | 2.635 | 17.1793
2017-03-03 05:00 | 12 | 1 | 2.635 | 17.1793
2017-03-03 06:00 | 12 | 1 | 2.635 | 17.1793
2017-03-03 07:00 | 12 | 1 | 2.635 | 17.1793
2017-03-03 08:00 | 12 | 1 | 2.635 | 17.1793
2017-03-03 09:00 | 12 | 1 | 2.635 | 17.1793
2017-03-03 10:00 | 12 | 1 | 2.635 | 17.1793
2017-03-03 11:00 | 12 | 1 | 2.635 | 17.1793
2017-03-03 12:00 | 12 | 1 | 2.635 | 17.1793
2017-03-03 13:00 | 12 | 1 | 2.635 | 17.1793
2017-03-03 14:00 | 12 | 1 | 2.635 | 17.1793
2017-03-03 15:00 | 12 | 1 | 2.635 | 17.1793
2017-03-03 16:00 | 12 | 1 | 2.635 | 17.1793
2017-03-03 17:00 | 12 | 1 | 2.635 | 17.1793
2017-03-03 18:00 | 12 | 1 | 2.635 | 17.1793
2017-03-03 19:00 | 13.574 | 1 | 2.9451 | 19.4327
2017-03-03 20:00 | 15 | 1 | 3.226 | 21.4742
2017-03-03 21:00 | 15 | 1 | 3.226 | 21.4742
2017-03-03 22:00 | 15 | 1 | 3.226 | 21.4742
2017-03-03 23:00 | 15 | 1 | 3.226 | 21.4742
2017-03-04 | 13.561 | 1 | 2.9425 | 19.4141
2017-03-04 01:00 | 12 | 1 | 2.635 | 17.1793
2017-03-04 02:00 | 12 | 1 | 2.635 | 17.1793
2017-03-04 03:00 | 12 | 1 | 2.635 | 17.1793
2017-03-04 04:00 | 12 | 1 | 2.635 | 17.1793
2017-03-04 05:00 | 12 | 1 | 2.635 | 17.1793
2017-03-04 06:00 | 12 | 1 | 2.635 | 17.1793
2017-03-04 07:00 | 12 | 1 | 2.635 | 17.1793
2017-03-04 08:00 | 12 | 1 | 2.635 | 17.1793
2017-03-04 09:00 | 12 | 1 | 2.635 | 17.1793
2017-03-04 10:00 | 12 | 1 | 2.635 | 17.1793
2017-03-04 11:00 | 12 | 1 | 2.635 | 17.1793
2017-03-04 12:00 | 12 | 1 | 2.635 | 17.1793
2017-03-04 13:00 | 12 | 1 | 2.635 | 17.1793
2017-03-04 14:00 | 12 | 1 | 2.635 | 17.1793
2017-03-04 15:00 | 12 | 1 | 2.635 | 17.1793
2017-03-04 16:00 | 12 | 1 | 2.635 | 17.1793
2017-03-04 17:00 | 12 | 1 | 2.635 | 17.1793
2017-03-04 18:00 | 12 | 1 | 2.635 | 17.1793
2017-03-04 19:00 | 13.401 | 1 | 2.911 | 19.185
2017-03-04 20:00 | 15 | 1 | 3.226 | 21.4742
2017-03-04 21:00 | 15 | 1 | 3.226 | 21.4742
2017-03-04 22:00 | 15 | 1 | 3.226 | 21.4742
2017-03-04 23:00 | 15 | 1 | 3.226 | 21.4742
2017-03-05 | 13.727 | 1 | 2.9752 | 19.6517
2017-03-05 01:00 | 12.255 | 1 | 2.6852 | 17.5444
2017-03-05 02:00 | 12 | 1 | 2.635 | 17.1793
2017-03-05 03:00 | 12 | 1 | 2.635 | 17.1793
2017-03-05 04:00 | 12 | 1 | 2.635 | 17.1793
2017-03-05 05:00 | 12 | 1 | 2.635 | 17.1793
2017-03-05 06:00 | 12 | 1 | 2.635 | 17.1793
2017-03-05 07:00 | 12 | 1 | 2.635 | 17.1793
2017-03-05 08:00 | 12 | 1 | 2.635 | 17.1793
2017-03-05 09:00 | 12 | 1 | 2.635 | 17.1793
2017-03-05 10:00 | 12 | 1 | 2.635 | 17.1793
2017-03-05 11:00 | 12 | 1 | 2.635 | 17.1793
2017-03-05 12:00 | 12 | 1 | 2.635 | 17.1793
2017-03-05 13:00 | 12 | 1 | 2.635 | 17.1793
2017-03-05 14:00 | 12 | 1 | 2.635 | 17.1793
2017-03-05 15:00 | 12 | 1 | 2.635 | 17.1793
2017-03-05 16:00 | 12 | 1 | 2.635 | 17.1793
2017-03-05 17:00 | 12 | 1 | 2.635 | 17.1793
2017-03-05 18:00 | 12 | 1 | 2.635 | 17.1793
2017-03-05 19:00 | 14.291 | 1 | 3.0863 | 20.4592
2017-03-05 20:00 | 15 | 1 | 3.226 | 21.4742
2017-03-05 21:00 | 27 | 2 | 5.861 | 38.6535
2017-03-05 22:00 | 15 | 1 | 3.226 | 21.4742
2017-03-05 23:00 | 15 | 1 | 3.226 | 21.4742
2017-03-06 | 14.198 | 1 | 3.068 | 20.326
2017-03-06 01:00 | 12.232 | 1 | 2.6807 | 17.5115
2017-03-06 02:00 | 12 | 1 | 2.635 | 17.1793
2017-03-06 03:00 | 12 | 1 | 2.635 | 17.1793
2017-03-06 04:00 | 12 | 1 | 2.635 | 17.1793
2017-03-06 05:00 | 12 | 1 | 2.635 | 17.1793
2017-03-06 06:00 | 12 | 1 | 2.635 | 17.1793
2017-03-06 07:00 | 12 | 1 | 2.635 | 17.1793
2017-03-06 08:00 | 12 | 1 | 2.635 | 17.1793
2017-03-06 09:00 | 12 | 1 | 2.635 | 17.1793
2017-03-06 10:00 | 12 | 1 | 2.635 | 17.1793
2017-03-06 11:00 | 12 | 1 | 2.635 | 17.1793
2017-03-06 12:00 | 12 | 1 | 2.635 | 17.1793
2017-03-06 13:00 | 12 | 1 | 2.635 | 17.1793
2017-03-06 14:00 | 12 | 1 | 2.635 | 17.1793
2017-03-06 15:00 | 12 | 1 | 2.635 | 17.1793
2017-03-06 16:00 | 12 | 1 | 2.635 | 17.1793
2017-03-06 17:00 | 12 | 1 | 2.635 | 17.1793
2017-03-06 18:00 | 12 | 1 | 2.635 | 17.1793
2017-03-06 19:00 | 13.356 | 1 | 2.9021 | 19.1206
2017-03-06 20:00 | 15 | 1 | 3.226 | 21.4742
2017-03-06 21:00 | 15 | 1 | 3.226 | 21.4742
2017-03-06 22:00 | 15 | 1 | 3.226 | 21.4742
2017-03-06 23:00 | 15 | 1 | 3.226 | 21.4742
2017-03-07 | 14.428 | 1 | 3.1133 | 20.6553
2017-03-07 01:00 | 12.601 | 1 | 2.7534 | 18.0397
2017-03-07 02:00 | 12 | 1 | 2.635 | 17.1793
2017-03-07 03:00 | 12 | 1 | 2.635 | 17.1793
2017-03-07 04:00 | 12 | 1 | 2.635 | 17.1793
2017-03-07 05:00 | 12 | 1 | 2.635 | 17.1793
2017-03-07 06:00 | 12 | 1 | 2.635 | 17.1793
2017-03-07 07:00 | 12 | 1 | 2.635 | 17.1793
2017-03-07 08:00 | 12 | 1 | 2.635 | 17.1793
2017-03-07 09:00 | 12 | 1 | 2.635 | 17.1793
2017-03-07 10:00 | 12 | 1 | 2.635 | 17.1793
2017-03-07 11:00 | 12 | 1 | 2.635 | 17.1793
2017-03-07 12:00 | 12 | 1 | 2.635 | 17.1793
2017-03-07 13:00 | 12 | 1 | 2.635 | 17.1793
2017-03-07 14:00 | 12 | 1 | 2.635 | 17.1793
2017-03-07 15:00 | 12 | 1 | 2.635 | 17.1793
2017-03-07 16:00 | 12 | 1 | 2.635 | 17.1793
2017-03-07 17:00 | 12 | 1 | 2.635 | 17.1793
2017-03-07 18:00 | 12 | 1 | 2.635 | 17.1793
2017-03-07 19:00 | 13.911 | 1 | 3.0115 | 19.9151
2017-03-07 20:00 | 15 | 1 | 3.226 | 21.4742
2017-03-07 21:00 | 15 | 1 | 3.226 | 21.4742
2017-03-07 22:00 | 15 | 1 | 3.226 | 21.4742
2017-03-07 23:00 | 15 | 1 | 3.226 | 21.4742
2017-03-08 | 13.79 | 1 | 2.9876 | 19.7419
2017-03-08 01:00 | 12 | 1 | 2.635 | 17.1793
2017-03-08 02:00 | 12 | 1 | 2.635 | 17.1793
2017-03-08 03:00 | 12 | 1 | 2.635 | 17.1793
2017-03-08 04:00 | 12 | 1 | 2.635 | 17.1793
2017-03-08 05:00 | 12 | 1 | 2.635 | 17.1793
2017-03-08 06:00 | 12 | 1 | 2.635 | 17.1793
2017-03-08 07:00 | 12 | 1 | 2.635 | 17.1793
2017-03-08 08:00 | 12 | 1 | 2.635 | 17.1793
2017-03-08 09:00 | 12 | 1 | 2.635 | 17.1793
2017-03-08 10:00 | 12 | 1 | 2.635 | 17.1793
2017-03-08 11:00 | 12 | 1 | 2.635 | 17.1793
2017-03-08 12:00 | 12 | 1 | 2.635 | 17.1793
2017-03-08 13:00 | 12 | 1 | 2.635 | 17.1793
2017-03-08 14:00 | 12 | 1 | 2.635 | 17.1793
2017-03-08 15:00 | 12 | 1 | 2.635 | 17.1793
2017-03-08 16:00 | 12 | 1 | 2.635 | 17.1793
2017-03-08 17:00 | 12 | 1 | 2.635 | 17.1793
2017-03-08 18:00 | 12 | 1 | 2.635 | 17.1793
2017-03-08 19:00 | 13.159 | 1 | 2.8633 | 18.8386
2017-03-08 20:00 | 15 | 1 | 3.226 | 21.4742
2017-03-08 21:00 | 15 | 1 | 3.226 | 21.4742
2017-03-08 22:00 | 15 | 1 | 3.226 | 21.4742
2017-03-08 23:00 | 15 | 1 | 3.226 | 21.4742
2017-03-09 | 13.147 | 1 | 2.861 | 18.8214
2017-03-09 01:00 | 12 | 1 | 2.635 | 17.1793
2017-03-09 02:00 | 12 | 1 | 2.635 | 17.1793
2017-03-09 03:00 | 12 | 1 | 2.635 | 17.1793
2017-03-09 04:00 | 12 | 1 | 2.635 | 17.1793
2017-03-09 05:00 | 12 | 1 | 2.635 | 17.1793
2017-03-09 06:00 | 12 | 1 | 2.635 | 17.1793
2017-03-09 07:00 | 12 | 1 | 2.635 | 17.1793
2017-03-09 08:00 | 12 | 1 | 2.635 | 17.1793
2017-03-09 09:00 | 12 | 1 | 2.635 | 17.1793
2017-03-09 10:00 | 12 | 1 | 2.635 | 17.1793
2017-03-09 11:00 | 12 | 1 | 2.635 | 17.1793
2017-03-09 12:00 | 12 | 1 | 2.635 | 17.1793
2017-03-09 13:00 | 12 | 1 | 2.635 | 17.1793
2017-03-09 14:00 | 12 | 1 | 2.635 | 17.1793
2017-03-09 15:00 | 12 | 1 | 2.635 | 17.1793
2017-03-09 16:00 | 12 | 1 | 2.635 | 17.1793
2017-03-09 17:00 | 12 | 1 | 2.635 | 17.1793
2017-03-09 18:00 | 12 | 1 | 2.635 | 17.1793
2017-03-09 19:00 | 13.318 | 1 | 2.8946 | 19.0662
2017-03-09 20:00 | 15 | 1 | 3.226 | 21.4742
2017-03-09 21:00 | 15 | 1 | 3.226 | 21.4742
2017-03-09 22:00 | 15 | 1 | 3.226 | 21.4742
2017-03-09 23:00 | 15 | 1 | 3.226 | 21.4742
2017-03-10 | 14.304 | 1 | 3.0889 | 20.4778
2017-03-10 01:00 | 12.312 | 1 | 2.6965 | 17.626
2017-03-10 02:00 | 12 | 1 | 2.635 | 17.1793
2017-03-10 03:00 | 12 | 1 | 2.635 | 17.1793
2017-03-10 04:00 | 12 | 1 | 2.635 | 17.1793
2017-03-10 05:00 | 12 | 1 | 2.635 | 17.1793
2017-03-10 06:00 | 12 | 1 | 2.635 | 17.1793
2017-03-10 07:00 | 12 | 1 | 2.635 | 17.1793
2017-03-10 08:00 | 12 | 1 | 2.635 | 17.1793
2017-03-10 09:00 | 12 | 1 | 2.635 | 17.1793
2017-03-10 10:00 | 12 | 1 | 2.635 | 17.1793
2017-03-10 11:00 | 12 | 1 | 2.635 | 17.1793
2017-03-10 12:00 | 12 | 1 | 2.635 | 17.1793
2017-03-10 13:00 | 12 | 1 | 2.635 | 17.1793
2017-03-10 14:00 | 12 | 1 | 2.635 | 17.1793
2017-03-10 15:00 | 12 | 1 | 2.635 | 17.1793
2017-03-10 16:00 | 12 | 1 | 2.635 | 17.1793
2017-03-10 17:00 | 12 | 1 | 2.635 | 17.1793
2017-03-10 18:00 | 12 | 1 | 2.635 | 17.1793
2017-03-10 19:00 | 13.871 | 1 | 3.0036 | 19.8579
2017-03-10 20:00 | 15 | 1 | 3.226 | 21.4742
2017-03-10 21:00 | 15 | 1 | 3.226 | 21.4742
2017-03-10 22:00 | 15 | 1 | 3.226 | 21.4742
2017-03-10 23:00 | 15 | 1 | 3.226 | 21.4742
2017-03-11 | 14.408 | 1 | 3.1094 | 20.6267
2017-03-11 01:00 | 12.715 | 1 | 2.7759 | 18.2029
2017-03-11 02:00 | 12 | 1 | 2.635 | 17.1793
2017-03-11 03:00 | 12 | 1 | 2.635 | 17.1793
2017-03-11 04:00 | 12 | 1 | 2.635 | 17.1793
2017-03-11 05:00 | 12 | 1 | 2.635 | 17.1793
2017-03-11 06:00 | 12 | 1 | 2.635 | 17.1793
2017-03-11 07:00 | 12 | 1 | 2.635 | 17.1793
2017-03-11 08:00 | 12 | 1 | 2.635 | 17.1793
2017-03-11 09:00 | 12 | 1 | 2.635 | 17.1793
2017-03-11 10:00 | 12 | 1 | 2.635 | 17.1793
2017-03-11 11:00 | 12 | 1 | 2.635 | 17.1793
2017-03-11 12:00 | 12 | 1 | 2.635 | 17.1793
2017-03-11 13:00 | 12 | 1 | 2.635 | 17.1793
2017-03-11 14:00 | 12 | 1 | 2.635 | 17.1793
2017-03-11 15:00 | 12 | 1 | 2.635 | 17.1793
2017-03-11 16:00 | 12 | 1 | 2.635 | 17.1793
2017-03-11 17:00 | 12 | 1 | 2.635 | 17.1793
2017-03-11 18:00 | 12 | 1 | 2.635 | 17.1793
2017-03-11 19:00 | 13.261 | 1 | 2.8834 | 18.9846
2017-03-11 20:00 | 15 | 1 | 3.226 | 21.4742
2017-03-11 21:00 | 15 | 1 | 3.226 | 21.4742
2017-03-11 22:00 | 15 | 1 | 3.226 | 21.4742
2017-03-11 23:00 | 15 | 1 | 3.226 | 21.4742
2017-03-12 | 13.609 | 1 | 2.952 | 19.4828
2017-03-12 01:00 | 12 | 1 | 2.635 | 17.1793
2017-03-12 02:00 | 12 | 1 | 2.635 | 17.1793
2017-03-12 03:00 | 12 | 1 | 2.635 | 17.1793
2017-03-12 04:00 | 12 | 1 | 2.635 | 17.1793
2017-03-12 05:00 | 12 | 1 | 2.635 | 17.1793
2017-03-12 06:00 | 12 | 1 | 2.635 | 17.1793
2017-03-12 07:00 | 12 | 1 | 2.635 | 17.1793
2017-03-12 08:00 | 12 | 1 | 2.635 | 17.1793
2017-03-12 09:00 | 12 | 1 | 2.635 | 17.1793
2017-03-12 10:00 | 12 | 1 | 2.635 | 17.1793
2017-03-12 11:00 | 12 | 1 | 2.635 | 17.1793
2017-03-12 12:00 | 12 | 1 | 2.635 | 17.1793
2017-03-12 13:00 | 12 | 1 | 2.635 | 17.1793
2017-03-12 14:00 | 12 | 1 | 2.635 | 17.1793
2017-03-12 15:00 | 12 | 1 | 2.635 | 17.1793
2017-03-12 16:00 | 12 | 1 | 2.635 | 17.1793
2017-03-12 17:00 | 12 | 1 | 2.635 | 17.1793
2017-03-12 18:00 | 12 | 1 | 2.635 | 17.1793
2017-03-12 19:00 | 13.363 | 1 | 2.9035 | 19.1306
2017-03-12 20:00 | 15 | 1 | 3.226 | 21.4742
2017-03-12 21:00 | 15 | 1 | 3.226 | 21.4742
2017-03-12 22:00 | 15 | 1 | 3.226 | 21.4742
2017-03-12 23:00 | 15 | 1 | 3.226 | 21.4742
2017-03-13 | 13.761 | 1 | 2.9819 | 19.7004
2017-03-13 01:00 | 12 | 1 | 2.635 | 17.1793
2017-03-13 02:00 | 12 | 1 | 2.635 | 17.1793
2017-03-13 03:00 | 12 | 1 | 2.635 | 17.1793
2017-03-13 04:00 | 12 | 1 | 2.635 | 17.1793
2017-03-13 05:00 | 12 | 1 | 2.635 | 17.1793
2017-03-13 06:00 | 12 | 1 | 2.635 | 17.1793
2017-03-13 07:00 | 12 | 1 | 2.635 | 17.1793
2017-03-13 08:00 | 12 | 1 | 2.635 | 17.1793
2017-03-13 09:00 | 12 | 1 | 2.635 | 17.1793
2017-03-13 10:00 | 12 | 1 | 2.635 | 17.1793
2017-03-13 11:00 | 12 | 1 | 2.635 | 17.1793
2017-03-13 12:00 | 12 | 1 | 2.635 | 17.1793
2017-03-13 13:00 | 12 | 1 | 2.635 | 17.1793
2017-03-13 14:00 | 12 | 1 | 2.635 | 17.1793
2017-03-13 15:00 | 12 | 1 | 2.635 | 17.1793
2017-03-13 16:00 | 12 | 1 | 2.635 | 17.1793
2017-03-13 17:00 | 12 | 1 | 2.635 | 17.1793
2017-03-13 18:00 | 12 | 1 | 2.635 | 17.1793
2017-03-13 19:00 | 13.846 | 1 | 2.9987 | 19.8221
2017-03-13 20:00 | 15 | 1 | 3.226 | 21.4742
2017-03-13 21:00 | 15 | 1 | 3.226 | 21.4742
2017-03-13 22:00 | 15 | 1 | 3.226 | 21.4742
2017-03-13 23:00 | 15 | 1 | 3.226 | 21.4742
2017-03-14 | 13.181 | 1 | 2.8677 | 18.8701
2017-03-14 01:00 | 12 | 1 | 2.635 | 17.1793
2017-03-14 02:00 | 12 | 1 | 2.635 | 17.1793
2017-03-14 03:00 | 12 | 1 | 2.635 | 17.1793
2017-03-14 04:00 | 12 | 1 | 2.635 | 17.1793
2017-03-14 05:00 | 12 | 1 | 2.635 | 17.1793
2017-03-14 06:00 | 12 | 1 | 2.635 | 17.1793
2017-03-14 07:00 | 12 | 1 | 2.635 | 17.1793
2017-03-14 08:00 | 12 | 1 | 2.635 | 17.1793
2017-03-14 09:00 | 12 | 1 | 2.635 | 17.1793
2017-03-14 10:00 | 12 | 1 | 2.635 | 17.1793
2017-03-14 11:00 | 12 | 1 | 2.635 | 17.1793
2017-03-14 12:00 | 12 | 1 | 2.635 | 17.1793
2017-03-14 13:00 | 12 | 1 | 2.635 | 17.1793
2017-03-14 14:00 | 12 | 1 | 2.635 | 17.1793
2017-03-14 15:00 | 12 | 1 | 2.635 | 17.1793
2017-03-14 16:00 | 12 | 1 | 2.635 | 17.1793
2017-03-14 17:00 | 12 | 1 | 2.635 | 17.1793
2017-03-14 18:00 | 12 | 1 | 2.635 | 17.1793
2017-03-14 19:00 | 12.996 | 1 | 2.8312 | 18.6052
2017-03-14 20:00 | 15 | 1 | 3.226 | 21.4742
2017-03-14 21:00 | 15 | 1 | 3.226 | 21.4742
2017-03-14 22:00 | 15 | 1 | 3.226 | 21.4742
2017-03-14 23:00 | 15 | 1 | 3.226 | 21.4742
2017-03-15 | 13.927 | 1 | 3.0146 | 19.938
2017-03-15 01:00 | 12 | 1 | 2.635 | 17.1793
2017-03-15 02:00 | 12 | 1 | 2.635 | 17.1793
2017-03-15 03:00 | 12 | 1 | 2.635 | 17.1793
2017-03-15 04:00 | 12 | 1 | 2.635 | 17.1793
2017-03-15 05:00 | 12 | 1 | 2.635 | 17.1793
2017-03-15 06:00 | 12 | 1 | 2.635 | 17.1793
2017-03-15 07:00 | 12 | 1 | 2.635 | 17.1793
2017-03-15 08:00 | 12 | 1 | 2.635 | 17.1793
2017-03-15 09:00 | 12 | 1 | 2.635 | 17.1793
2017-03-15 10:00 | 12 | 1 | 2.635 | 17.1793
2017-03-15 11:00 | 12 | 1 | 2.635 | 17.1793
2017-03-15 12:00 | 12 | 1 | 2.635 | 17.1793
2017-03-15 13:00 | 12 | 1 | 2.635 | 17.1793
2017-03-15 14:00 | 12 | 1 | 2.635 | 17.1793
2017-03-15 15:00 | 12 | 1 | 2.635 | 17.1793
2017-03-15 16:00 | 12 | 1 | 2.635 | 17.1793
2017-03-15 17:00 | 12 | 1 | 2.635 | 17.1793
2017-03-15 18:00 | 12 | 1 | 2.635 | 17.1793
2017-03-15 19:00 | 13.777 | 1 | 2.9851 | 19.7233
2017-03-15 20:00 | 15 | 1 | 3.226 | 21.4742
2017-03-15 21:00 | 15 | 1 | 3.226 | 21.4742
2017-03-15 22:00 | 15 | 1 | 3.226 | 21.4742
2017-03-15 23:00 | 15 | 1 | 3.226 | 21.4742
2017-03-16 | 14.573 | 1 | 3.1419 | 20.8629
2017-03-16 01:00 | 12.575 | 1 | 2.7483 | 18.0025
2017-03-16 02:00 | 12 | 1 | 2.635 | 17.1793
2017-03-16 03:00 | 12 | 1 | 2.635 | 17.1793
2017-03-16 04:00 | 12 | 1 | 2.635 | 17.1793
2017-03-16 05:00 | 12 | 1 | 2.635 | 17.1793
2017-03-16 06:00 | 12 | 1 | 2.635 | 17.1793
2017-03-16 07:00 | 12 | 1 | 2.635 | 17.1793
2017-03-16 08:00 | 12 | 1 | 2.635 | 17.1793
2017-03-16 09:00 | 12 | 1 | 2.635 | 17.1793
2017-03-16 10:00 | 12 | 1 | 2.635 | 17.1793
2017-03-16 11:00 | 12 | 1 | 2.635 | 17.1793
2017-03-16 12:00 | 12 | 1 | 2.635 | 17.1793
2017-03-16 13:00 | 12 | 1 | 2.635 | 17.1793
2017-03-16 14:00 | 12 | 1 | 2.635 | 17.1793
2017-03-16 15:00 | 12 | 1 | 2.635 | 17.1793
2017-03-16 16:00 | 12 | 1 | 2.635 | 17.1793
2017-03-16 17:00 | 12 | 1 | 2.635 | 17.1793
2017-03-16 18:00 | 12 | 1 | 2.635 | 17.1793
2017-03-16 19:00 | 14.337 | 1 | 3.0954 | 20.525
2017-03-16 20:00 | 15 | 1 | 3.226 | 21.4742
2017-03-16 21:00 | 27 | 2 | 5.861 | 38.6535
2017-03-16 22:00 | 15 | 1 | 3.226 | 21.4742
2017-03-16 23:00 | 15 | 1 | 3.226 | 21.4742
2017-03-17 | 14.929 | 1 | 3.212 | 21.3725
2017-03-17 01:00 | 12.759 | 1 | 2.7845 | 18.2659
2017-03-17 02:00 | 12 | 1 | 2.635 | 17.1793
2017-03-17 03:00 | 12 | 1 | 2.635 | 17.1793
2017-03-17 04:00 | 12 | 1 | 2.635 | 17.1793
2017-03-17 05:00 | 12 | 1 | 2.635 | 17.1793
2017-03-17 06:00 | 12 | 1 | 2.635 | 17.1793
2017-03-17 07:00 | 12 | 1 | 2.635 | 17.1793
2017-03-17 08:00 | 12 | 1 | 2.635 | 17.1793
2017-03-17 09:00 | 12 | 1 | 2.635 | 17.1793
2017-03-17 10:00 | 12 | 1 | 2.635 | 17.1793
2017-03-17 11:00 | 12 | 1 | 2.635 | 17.1793
2017-03-17 12:00 | 12 | 1 | 2.635 | 17.1793
2017-03-17 13:00 | 12 | 1 | 2.635 | 17.1793
2017-03-17 14:00 | 12 | 1 | 2.635 | 17.1793
2017-03-17 15:00 | 12 | 1 | 2.635 | 17.1793
2017-03-17 16:00 | 12 | 1 | 2.635 | 17.1793
2017-03-17 17:00 | 12 | 1 | 2.635 | 17.1793
2017-03-17 18:00 | 12 | 1 | 2.635 | 17.1793
2017-03-17 19:00 | 13.748 | 1 | 2.9794 | 19.6818
2017-03-17 20:00 | 15 | 1 | 3.226 | 21.4742
2017-03-17 21:00 | 27 | 2 | 5.861 | 38.6535
2017-03-17 22:00 | 15 | 1 | 3.226 | 21.4742
2017-03-17 23:00 | 15 | 1 | 3.226 | 21.4742
2017-03-18 | 14.782 | 1 | 3.1831 | 21.1621
2017-03-18 01:00 | 12.921 | 1 | 2.8164 | 18.4978
2017-03-18 02:00 | 12 | 1 | 2.635 | 17.1793
2017-03-18 03:00 | 12 | 1 | 2.635 | 17.1793
2017-03-18 04:00 | 12 | 1 | 2.635 | 17.1793
2017-03-18 05:00 | 12 | 1 | 2.635 | 17.1793
2017-03-18 06:00 | 12 | 1 | 2.635 | 17.1793
2017-03-18 07:00 | 12 | 1 | 2.635 | 17.1793
2017-03-18 08:00 | 12 | 1 | 2.635 | 17.1793
2017-03-18 09:00 | 12 | 1 | 2.635 | 17.1793
2017-03-18 10:00 | 12 | 1 | 2.635 | 17.1793
2017-03-18 11:00 | 12 | 1 | 2.635 | 17.1793
2017-03-18 12:00 | 12 | 1 | 2.635 | 17.1793
2017-03-18 13:00 | 12 | 1 | 2.635 | 17.1793
2017-03-18 14:00 | 12 | 1 | 2.635 | 17.1793
2017-03-18 15:00 | 12 | 1 | 2.635 | 17.1793
2017-03-18 16:00 | 12 | 1 | 2.635 | 17.1793
2017-03-18 17:00 | 12 | 1 | 2.635 | 17.1793
2017-03-18 18:00 | 12 | 1 | 2.635 | 17.1793
2017-03-18 19:00 | 13.141 | 1 | 2.8598 | 18.8128
2017-03-18 20:00 | 15 | 1 | 3.226 | 21.4742
2017-03-18 21:00 | 15 | 1 | 3.226 | 21.4742
2017-03-18 22:00 | 15 | 1 | 3.226 | 21.4742
2017-03-18 23:00 | 15 | 1 | 3.226 | 21.4742
2017-03-19 | 13.601 | 1 | 2.9504 | 19.4713
2017-03-19 01:00 | 12 | 1 | 2.635 | 17.1793
2017-03-19 02:00 | 12 | 1 | 2.635 | 17.1793
2017-03-19 03:00 | 12 | 1 | 2.635 | 17.1793
2017-03-19 04:00 | 12 | 1 | 2.635 | 17.1793
2017-03-19 05:00 | 12 | 1 | 2.635 | 17.1793
2017-03-19 06:00 | 12 | 1 | 2.635 | 17.1793
2017-03-19 07:00 | 12 | 1 | 2.635 | 17.1793
2017-03-19 08:00 | 12 | 1 | 2.635 | 17.1793
2017-03-19 09:00 | 12 | 1 | 2.635 | 17.1793
2017-03-19 10:00 | 12 | 1 | 2.635 | 17.1793
2017-03-19 11:00 | 12 | 1 | 2.635 | 17.1793
2017-03-19 12:00 | 12 | 1 | 2.635 | 17.1793
2017-03-19 13:00 | 12 | 1 | 2.635 | 17.1793
2017-03-19 14:00 | 12 | 1 | 2.635 | 17.1793
2017-03-19 15:00 | 12 | 1 | 2.635 | 17.1793
2017-03-19 16:00 | 12 | 1 | 2.635 | 17.1793
2017-03-19 17:00 | 12 | 1 | 2.635 | 17.1793
2017-03-19 18:00 | 12 | 1 | 2.635 | 17.1793
2017-03-19 19:00 | 13.519 | 1 | 2.9342 | 19.3539
2017-03-19 20:00 | 15 | 1 | 3.226 | 21.4742
2017-03-19 21:00 | 15 | 1 | 3.226 | 21.4742
2017-03-19 22:00 | 15 | 1 | 3.226 | 21.4742
2017-03-19 23:00 | 15 | 1 | 3.226 | 21.4742
2017-03-20 | 13.935 | 1 | 3.0162 | 19.9495
2017-03-20 01:00 | 12.291 | 1 | 2.6923 | 17.5959
2017-03-20 02:00 | 12 | 1 | 2.635 | 17.1793
2017-03-20 03:00 | 12 | 1 | 2.635 | 17.1793
2017-03-20 04:00 | 12 | 1 | 2.635 | 17.1793
2017-03-20 05:00 | 12 | 1 | 2.635 | 17.1793
2017-03-20 06:00 | 12 | 1 | 2.635 | 17.1793
2017-03-20 07:00 | 12 | 1 | 2.635 | 17.1793
2017-03-20 08:00 | 12 | 1 | 2.635 | 17.1793
2017-03-20 09:00 | 12 | 1 | 2.635 | 17.1793
2017-03-20 10:00 | 12 | 1 | 2.635 | 17.1793
2017-03-20 11:00 | 12 | 1 | 2.635 | 17.1793
2017-03-20 12:00 | 12 | 1 | 2.635 | 17.1793
2017-03-20 13:00 | 12 | 1 | 2.635 | 17.1793
2017-03-20 14:00 | 12 | 1 | 2.635 | 17.1793
2017-03-20 15:00 | 12 | 1 | 2.635 | 17.1793
2017-03-20 16:00 | 12 | 1 | 2.635 | 17.1793
2017-03-20 17:00 | 12 | 1 | 2.635 | 17.1793
2017-03-20 18:00 | 12 | 1 | 2.635 | 17.1793
2017-03-20 19:00 | 12.838 | 1 | 2.8001 | 18.379
2017-03-20 20:00 | 15 | 1 | 3.226 | 21.4742
2017-03-20 21:00 | 15 | 1 | 3.226 | 21.4742
2017-03-20 22:00 | 15 | 1 | 3.226 | 21.4742
2017-03-20 23:00 | 15 | 1 | 3.226 | 21.4742
2017-03-21 | 13.959 | 1 | 3.0209 | 19.9839

## Combustor Time Series
| Thermal Energy Combustor 1 (kWh) | Fuel flow Comb 1 (l/h) | Fuel Cost Comb1 (USD)
2016-03-21 01:00 | 0 | 0 | 0
2016-03-21 02:00 | 0 | 0 | 0
2016-03-21 03:00 | 0 | 0 | 0
2016-03-21 04:00 | 0 | 0 | 0
2016-03-21 05:00 | 0 | 0 | 0
2016-03-21 06:00 | 0 | 0 | 0
2016-03-21 07:00 | 0 | 0 | 0
2016-03-21 08:00 | 0 | 0 | 0
2016-03-21 09:00 | 0 | 0 | 0
2016-03-21 10:00 | 0 | 0 | 0
2016-03-21 11:00 | 0 | 0 | 0
2016-03-21 12:00 | 0 | 0 | 0
2016-03-21 13:00 | 0 | 0 | 0
2016-03-21 14:00 | 0 | 0 | 0
2016-03-21 15:00 | 0 | 0 | 0
2016-03-21 16:00 | 0 | 0 | 0
2016-03-21 17:00 | 0 | 0 | 0
2016-03-21 18:00 | 0 | 0 | 0
2016-03-21 19:00 | 0 | 0 | 0
2016-03-21 20:00 | 0 | 0 | 0
2016-03-21 21:00 | 0 | 0 | 0
2016-03-21 22:00 | 0 | 0 | 0
2016-03-21 23:00 | 0 | 0 | 0
2016-03-22 | 0 | 0 | 0
2016-03-22 01:00 | 0 | 0 | 0
2016-03-22 02:00 | 0 | 0 | 0
2016-03-22 03:00 | 0 | 0 | 0
2016-03-22 04:00 | 0 | 0 | 0
2016-03-22 05:00 | 0 | 0 | 0
2016-03-22 06:00 | 0 | 0 | 0
2016-03-22 07:00 | 0 | 0 | 0
2016-03-22 08:00 | 0 | 0 | 0
2016-03-22 09:00 | 0 | 0 | 0
2016-03-22 10:00 | 0 | 0 | 0
2016-03-22 11:00 | 0 | 0 | 0
2016-03-22 12:00 | 0 | 0 | 0
2016-03-22 13:00 | 0 | 0 | 0
2016-03-22 14:00 | 0 | 0 | 0
2016-03-22 15:00 | 0 | 0 | 0
2016-03-22 16:00 | 0 | 0 | 0
2016-03-22 17:00 | 0 | 0 | 0
2016-03-22 18:00 | 0 | 0 | 0
2016-03-22 19:00 | 0 | 0 | 0
2016-03-22 20:00 | 0 | 0 | 0
2016-03-22 21:00 | 0 | 0 | 0
2016-03-22 22:00 | 0 | 0 | 0
2016-03-22 23:00 | 0 | 0 | 0
2016-03-23 | 0 | 0 | 0
2016-03-23 01:00 | 0 | 0 | 0
2016-03-23 02:00 | 0 | 0 | 0
2016-03-23 03:00 | 0 | 0 | 0
2016-03-23 04:00 | 0 | 0 | 0
2016-03-23 05:00 | 0 | 0 | 0
2016-03-23 06:00 | 0 | 0 | 0
2016-03-23 07:00 | 0 | 0 | 0
2016-03-23 08:00 | 0 | 0 | 0
2016-03-23 09:00 | 0 | 0 | 0
2016-03-23 10:00 | 0 | 0 | 0
2016-03-23 11:00 | 0 | 0 | 0
2016-03-23 12:00 | 0 | 0 | 0
2016-03-23 13:00 | 0 | 0 | 0
2016-03-23 14:00 | 0 | 0 | 0
2016-03-23 15:00 | 0 | 0 | 0
2016-03-23 16:00 | 0 | 0 | 0
2016-03-23 17:00 | 0 | 0 | 0
2016-03-23 18:00 | 0 | 0 | 0
2016-03-23 19:00 | 0 | 0 | 0
2016-03-23 20:00 | 0 | 0 | 0
2016-03-23 21:00 | 0 | 0 | 0
2016-03-23 22:00 | 0 | 0 | 0
2016-03-23 23:00 | 0 | 0 | 0
2016-03-24 | 0 | 0 | 0
2016-03-24 01:00 | 0 | 0 | 0
2016-03-24 02:00 | 0 | 0 | 0
2016-03-24 03:00 | 0 | 0 | 0
2016-03-24 04:00 | 0 | 0 | 0
2016-03-24 05:00 | 0 | 0 | 0
2016-03-24 06:00 | 0 | 0 | 0
2016-03-24 07:00 | 0 | 0 | 0
2016-03-24 08:00 | 0 | 0 | 0
2016-03-24 09:00 | 0 | 0 | 0
2016-03-24 10:00 | 0 | 0 | 0
2016-03-24 11:00 | 0 | 0 | 0
2016-03-24 12:00 | 0 | 0 | 0
2016-03-24 13:00 | 0 | 0 | 0
2016-03-24 14:00 | 0 | 0 | 0
2016-03-24 15:00 | 0 | 0 | 0
2016-03-24 16:00 | 0 | 0 | 0
2016-03-24 17:00 | 0 | 0 | 0
2016-03-24 18:00 | 0 | 0 | 0
2016-03-24 19:00 | 0 | 0 | 0
2016-03-24 20:00 | 0 | 0 | 0
2016-03-24 21:00 | 0 | 0 | 0
2016-03-24 22:00 | 0 | 0 | 0
2016-03-24 23:00 | 0 | 0 | 0
2016-03-25 | 0 | 0 | 0
2016-03-25 01:00 | 0 | 0 | 0
2016-03-25 02:00 | 0 | 0 | 0
2016-03-25 03:00 | 0 | 0 | 0
2016-03-25 04:00 | 0 | 0 | 0
2016-03-25 05:00 | 0 | 0 | 0
2016-03-25 06:00 | 0 | 0 | 0
2016-03-25 07:00 | 0 | 0 | 0
2016-03-25 08:00 | 0 | 0 | 0
2016-03-25 09:00 | 0 | 0 | 0
2016-03-25 10:00 | 0 | 0 | 0
2016-03-25 11:00 | 0 | 0 | 0
2016-03-25 12:00 | 0 | 0 | 0
2016-03-25 13:00 | 0 | 0 | 0
2016-03-25 14:00 | 0 | 0 | 0
2016-03-25 15:00 | 0 | 0 | 0
2016-03-25 16:00 | 0 | 0 | 0
2016-03-25 17:00 | 0 | 0 | 0
2016-03-25 18:00 | 0 | 0 | 0
2016-03-25 19:00 | 0 | 0 | 0
2016-03-25 20:00 | 0 | 0 | 0
2016-03-25 21:00 | 0 | 0 | 0
2016-03-25 22:00 | 0 | 0 | 0
2016-03-25 23:00 | 0 | 0 | 0
2016-03-26 | 0 | 0 | 0
2016-03-26 01:00 | 0 | 0 | 0
2016-03-26 02:00 | 0 | 0 | 0
2016-03-26 03:00 | 0 | 0 | 0
2016-03-26 04:00 | 0 | 0 | 0
2016-03-26 05:00 | 0 | 0 | 0
2016-03-26 06:00 | 0 | 0 | 0
2016-03-26 07:00 | 0 | 0 | 0
2016-03-26 08:00 | 0 | 0 | 0
2016-03-26 09:00 | 0 | 0 | 0
2016-03-26 10:00 | 0 | 0 | 0
2016-03-26 11:00 | 0 | 0 | 0
2016-03-26 12:00 | 0 | 0 | 0
2016-03-26 13:00 | 0 | 0 | 0
2016-03-26 14:00 | 0 | 0 | 0
2016-03-26 15:00 | 0 | 0 | 0
2016-03-26 16:00 | 0 | 0 | 0
2016-03-26 17:00 | 0 | 0 | 0
2016-03-26 18:00 | 0 | 0 | 0
2016-03-26 19:00 | 0 | 0 | 0
2016-03-26 20:00 | 0 | 0 | 0
2016-03-26 21:00 | 0 | 0 | 0
2016-03-26 22:00 | 0 | 0 | 0
2016-03-26 23:00 | 0 | 0 | 0
2016-03-27 | 0 | 0 | 0
2016-03-27 01:00 | 0 | 0 | 0
2016-03-27 02:00 | 0 | 0 | 0
2016-03-27 03:00 | 0 | 0 | 0
2016-03-27 04:00 | 0 | 0 | 0
2016-03-27 05:00 | 0 | 0 | 0
2016-03-27 06:00 | 0 | 0 | 0
2016-03-27 07:00 | 0 | 0 | 0
2016-03-27 08:00 | 0 | 0 | 0
2016-03-27 09:00 | 0 | 0 | 0
2016-03-27 10:00 | 0 | 0 | 0
2016-03-27 11:00 | 0 | 0 | 0
2016-03-27 12:00 | 0 | 0 | 0
2016-03-27 13:00 | 0 | 0 | 0
2016-03-27 14:00 | 0 | 0 | 0
2016-03-27 15:00 | 0 | 0 | 0
2016-03-27 16:00 | 0 | 0 | 0
2016-03-27 17:00 | 0 | 0 | 0
2016-03-27 18:00 | 0 | 0 | 0
2016-03-27 19:00 | 0 | 0 | 0
2016-03-27 20:00 | 0 | 0 | 0
2016-03-27 21:00 | 0 | 0 | 0
2016-03-27 22:00 | 0 | 0 | 0
2016-03-27 23:00 | 0 | 0 | 0
2016-03-28 | 0 | 0 | 0
2016-03-28 01:00 | 0 | 0 | 0
2016-03-28 02:00 | 0 | 0 | 0
2016-03-28 03:00 | 0 | 0 | 0
2016-03-28 04:00 | 0 | 0 | 0
2016-03-28 05:00 | 0 | 0 | 0
2016-03-28 06:00 | 0 | 0 | 0
2016-03-28 07:00 | 0 | 0 | 0
2016-03-28 08:00 | 0 | 0 | 0
2016-03-28 09:00 | 0 | 0 | 0
2016-03-28 10:00 | 0 | 0 | 0
2016-03-28 11:00 | 0 | 0 | 0
2016-03-28 12:00 | 0 | 0 | 0
2016-03-28 13:00 | 0 | 0 | 0
2016-03-28 14:00 | 0 | 0 | 0
2016-03-28 15:00 | 0 | 0 | 0
2016-03-28 16:00 | 0 | 0 | 0
2016-03-28 17:00 | 0 | 0 | 0
2016-03-28 18:00 | 0 | 0 | 0
2016-03-28 19:00 | 0 | 0 | 0
2016-03-28 20:00 | 0 | 0 | 0
2016-03-28 21:00 | 0 | 0 | 0
2016-03-28 22:00 | 0 | 0 | 0
2016-03-28 23:00 | 0 | 0 | 0
2016-03-29 | 0 | 0 | 0
2016-03-29 01:00 | 0 | 0 | 0
2016-03-29 02:00 | 0 | 0 | 0
2016-03-29 03:00 | 0 | 0 | 0
2016-03-29 04:00 | 0 | 0 | 0
2016-03-29 05:00 | 0 | 0 | 0
2016-03-29 06:00 | 0 | 0 | 0
2016-03-29 07:00 | 0 | 0 | 0
2016-03-29 08:00 | 0 | 0 | 0
2016-03-29 09:00 | 0 | 0 | 0
2016-03-29 10:00 | 0 | 0 | 0
2016-03-29 11:00 | 0 | 0 | 0
2016-03-29 12:00 | 0 | 0 | 0
2016-03-29 13:00 | 0 | 0 | 0
2016-03-29 14:00 | 0 | 0 | 0
2016-03-29 15:00 | 0 | 0 | 0
2016-03-29 16:00 | 0 | 0 | 0
2016-03-29 17:00 | 0 | 0 | 0
2016-03-29 18:00 | 0 | 0 | 0
2016-03-29 19:00 | 0 | 0 | 0
2016-03-29 20:00 | 0 | 0 | 0
2016-03-29 21:00 | 0 | 0 | 0
2016-03-29 22:00 | 0 | 0 | 0
2016-03-29 23:00 | 0 | 0 | 0
2016-03-30 | 0 | 0 | 0
2016-03-30 01:00 | 0 | 0 | 0
2016-03-30 02:00 | 0 | 0 | 0
2016-03-30 03:00 | 0 | 0 | 0
2016-03-30 04:00 | 0 | 0 | 0
2016-03-30 05:00 | 0 | 0 | 0
2016-03-30 06:00 | 0 | 0 | 0
2016-03-30 07:00 | 0 | 0 | 0
2016-03-30 08:00 | 0 | 0 | 0
2016-03-30 09:00 | 0 | 0 | 0
2016-03-30 10:00 | 0 | 0 | 0
2016-03-30 11:00 | 0 | 0 | 0
2016-03-30 12:00 | 0 | 0 | 0
2016-03-30 13:00 | 0 | 0 | 0
2016-03-30 14:00 | 0 | 0 | 0
2016-03-30 15:00 | 0 | 0 | 0
2016-03-30 16:00 | 0 | 0 | 0
2016-03-30 17:00 | 0 | 0 | 0
2016-03-30 18:00 | 0 | 0 | 0
2016-03-30 19:00 | 0 | 0 | 0
2016-03-30 20:00 | 0 | 0 | 0
2016-03-30 21:00 | 0 | 0 | 0
2016-03-30 22:00 | 0 | 0 | 0
2016-03-30 23:00 | 0 | 0 | 0
2016-03-31 | 0 | 0 | 0
2016-03-31 01:00 | 0 | 0 | 0
2016-03-31 02:00 | 0 | 0 | 0
2016-03-31 03:00 | 0 | 0 | 0
2016-03-31 04:00 | 0 | 0 | 0
2016-03-31 05:00 | 0 | 0 | 0
2016-03-31 06:00 | 0 | 0 | 0
2016-03-31 07:00 | 0 | 0 | 0
2016-03-31 08:00 | 0 | 0 | 0
2016-03-31 09:00 | 0 | 0 | 0
2016-03-31 10:00 | 0 | 0 | 0
2016-03-31 11:00 | 0 | 0 | 0
2016-03-31 12:00 | 0 | 0 | 0
2016-03-31 13:00 | 0 | 0 | 0
2016-03-31 14:00 | 0 | 0 | 0
2016-03-31 15:00 | 0 | 0 | 0
2016-03-31 16:00 | 0 | 0 | 0
2016-03-31 17:00 | 0 | 0 | 0
2016-03-31 18:00 | 0 | 0 | 0
2016-03-31 19:00 | 0 | 0 | 0
2016-03-31 20:00 | 0 | 0 | 0
2016-03-31 21:00 | 0 | 0 | 0
2016-03-31 22:00 | 0 | 0 | 0
2016-03-31 23:00 | 0 | 0 | 0
2016-04-01 | 0 | 0 | 0
2016-04-01 01:00 | 0 | 0 | 0
2016-04-01 02:00 | 0 | 0 | 0
2016-04-01 03:00 | 0 | 0 | 0
2016-04-01 04:00 | 0 | 0 | 0
2016-04-01 05:00 | 0 | 0 | 0
2016-04-01 06:00 | 0 | 0 | 0
2016-04-01 07:00 | 0 | 0 | 0
2016-04-01 08:00 | 0 | 0 | 0
2016-04-01 09:00 | 0 | 0 | 0
2016-04-01 10:00 | 0 | 0 | 0
2016-04-01 11:00 | 0 | 0 | 0
2016-04-01 12:00 | 0 | 0 | 0
2016-04-01 13:00 | 0 | 0 | 0
2016-04-01 14:00 | 0 | 0 | 0
2016-04-01 15:00 | 0 | 0 | 0
2016-04-01 16:00 | 0 | 0 | 0
2016-04-01 17:00 | 0 | 0 | 0
2016-04-01 18:00 | 0 | 0 | 0
2016-04-01 19:00 | 0 | 0 | 0
2016-04-01 20:00 | 0 | 0 | 0
2016-04-01 21:00 | 0 | 0 | 0
2016-04-01 22:00 | 0 | 0 | 0
2016-04-01 23:00 | 0 | 0 | 0
2016-04-02 | 0 | 0 | 0
2016-04-02 01:00 | 0 | 0 | 0
2016-04-02 02:00 | 0 | 0 | 0
2016-04-02 03:00 | 0 | 0 | 0
2016-04-02 04:00 | 0 | 0 | 0
2016-04-02 05:00 | 0 | 0 | 0
2016-04-02 06:00 | 0 | 0 | 0
2016-04-02 07:00 | 0 | 0 | 0
2016-04-02 08:00 | 0 | 0 | 0
2016-04-02 09:00 | 0 | 0 | 0
2016-04-02 10:00 | 0 | 0 | 0
2016-04-02 11:00 | 0 | 0 | 0
2016-04-02 12:00 | 0 | 0 | 0
2016-04-02 13:00 | 0 | 0 | 0
2016-04-02 14:00 | 0 | 0 | 0
2016-04-02 15:00 | 0 | 0 | 0
2016-04-02 16:00 | 0 | 0 | 0
2016-04-02 17:00 | 0 | 0 | 0
2016-04-02 18:00 | 0 | 0 | 0
2016-04-02 19:00 | 0 | 0 | 0
2016-04-02 20:00 | 0 | 0 | 0
2016-04-02 21:00 | 0 | 0 | 0
2016-04-02 22:00 | 0 | 0 | 0
2016-04-02 23:00 | 0 | 0 | 0
2016-04-03 | 0 | 0 | 0
2016-04-03 01:00 | 0 | 0 | 0
2016-04-03 02:00 | 0 | 0 | 0
2016-04-03 03:00 | 0 | 0 | 0
2016-04-03 04:00 | 0 | 0 | 0
2016-04-03 05:00 | 0 | 0 | 0
2016-04-03 06:00 | 0 | 0 | 0
2016-04-03 07:00 | 0 | 0 | 0
2016-04-03 08:00 | 0 | 0 | 0
2016-04-03 09:00 | 0 | 0 | 0
2016-04-03 10:00 | 0 | 0 | 0
2016-04-03 11:00 | 0 | 0 | 0
2016-04-03 12:00 | 0 | 0 | 0
2016-04-03 13:00 | 0 | 0 | 0
2016-04-03 14:00 | 0 | 0 | 0
2016-04-03 15:00 | 0 | 0 | 0
2016-04-03 16:00 | 0 | 0 | 0
2016-04-03 17:00 | 0 | 0 | 0
2016-04-03 18:00 | 0 | 0 | 0
2016-04-03 19:00 | 0 | 0 | 0
2016-04-03 20:00 | 0 | 0 | 0
2016-04-03 21:00 | 0 | 0 | 0
2016-04-03 22:00 | 0 | 0 | 0
2016-04-03 23:00 | 0 | 0 | 0
2016-04-04 | 0 | 0 | 0
2016-04-04 01:00 | 0 | 0 | 0
2016-04-04 02:00 | 0 | 0 | 0
2016-04-04 03:00 | 0 | 0 | 0
2016-04-04 04:00 | 0 | 0 | 0
2016-04-04 05:00 | 0 | 0 | 0
2016-04-04 06:00 | 0 | 0 | 0
2016-04-04 07:00 | 0 | 0 | 0
2016-04-04 08:00 | 0 | 0 | 0
2016-04-04 09:00 | 0 | 0 | 0
2016-04-04 10:00 | 0 | 0 | 0
2016-04-04 11:00 | 0 | 0 | 0
2016-04-04 12:00 | 0 | 0 | 0
2016-04-04 13:00 | 0 | 0 | 0
2016-04-04 14:00 | 0 | 0 | 0
2016-04-04 15:00 | 0 | 0 | 0
2016-04-04 16:00 | 0 | 0 | 0
2016-04-04 17:00 | 0 | 0 | 0
2016-04-04 18:00 | 0 | 0 | 0
2016-04-04 19:00 | 0 | 0 | 0
2016-04-04 20:00 | 0 | 0 | 0
2016-04-04 21:00 | 0 | 0 | 0
2016-04-04 22:00 | 0 | 0 | 0
2016-04-04 23:00 | 0 | 0 | 0
2016-04-05 | 0 | 0 | 0
2016-04-05 01:00 | 0 | 0 | 0
2016-04-05 02:00 | 0 | 0 | 0
2016-04-05 03:00 | 0 | 0 | 0
2016-04-05 04:00 | 0 | 0 | 0
2016-04-05 05:00 | 0 | 0 | 0
2016-04-05 06:00 | 0 | 0 | 0
2016-04-05 07:00 | 0 | 0 | 0
2016-04-05 08:00 | 0 | 0 | 0
2016-04-05 09:00 | 0 | 0 | 0
2016-04-05 10:00 | 0 | 0 | 0
2016-04-05 11:00 | 0 | 0 | 0
2016-04-05 12:00 | 0 | 0 | 0
2016-04-05 13:00 | 0 | 0 | 0
2016-04-05 14:00 | 0 | 0 | 0
2016-04-05 15:00 | 0 | 0 | 0
2016-04-05 16:00 | 0 | 0 | 0
2016-04-05 17:00 | 0 | 0 | 0
2016-04-05 18:00 | 0 | 0 | 0
2016-04-05 19:00 | 0 | 0 | 0
2016-04-05 20:00 | 0 | 0 | 0
2016-04-05 21:00 | 0 | 0 | 0
2016-04-05 22:00 | 0 | 0 | 0
2016-04-05 23:00 | 0 | 0 | 0
2016-04-06 | 0 | 0 | 0
2016-04-06 01:00 | 0 | 0 | 0
2016-04-06 02:00 | 0 | 0 | 0
2016-04-06 03:00 | 0 | 0 | 0
2016-04-06 04:00 | 0 | 0 | 0
2016-04-06 05:00 | 0 | 0 | 0
2016-04-06 06:00 | 0 | 0 | 0
2016-04-06 07:00 | 0 | 0 | 0
2016-04-06 08:00 | 0 | 0 | 0
2016-04-06 09:00 | 0 | 0 | 0
2016-04-06 10:00 | 0 | 0 | 0
2016-04-06 11:00 | 0 | 0 | 0
2016-04-06 12:00 | 0 | 0 | 0
2016-04-06 13:00 | 0 | 0 | 0
2016-04-06 14:00 | 0 | 0 | 0
2016-04-06 15:00 | 0 | 0 | 0
2016-04-06 16:00 | 0 | 0 | 0
2016-04-06 17:00 | 0 | 0 | 0
2016-04-06 18:00 | 0 | 0 | 0
2016-04-06 19:00 | 0 | 0 | 0
2016-04-06 20:00 | 0 | 0 | 0
2016-04-06 21:00 | 0 | 0 | 0
2016-04-06 22:00 | 0 | 0 | 0
2016-04-06 23:00 | 0 | 0 | 0
2016-04-07 | 0 | 0 | 0
2016-04-07 01:00 | 0 | 0 | 0
2016-04-07 02:00 | 0 | 0 | 0
2016-04-07 03:00 | 0 | 0 | 0
2016-04-07 04:00 | 0 | 0 | 0
2016-04-07 05:00 | 0 | 0 | 0
2016-04-07 06:00 | 0 | 0 | 0
2016-04-07 07:00 | 0 | 0 | 0
2016-04-07 08:00 | 0 | 0 | 0
2016-04-07 09:00 | 0 | 0 | 0
2016-04-07 10:00 | 0 | 0 | 0
2016-04-07 11:00 | 0 | 0 | 0
2016-04-07 12:00 | 0 | 0 | 0
2016-04-07 13:00 | 0 | 0 | 0
2016-04-07 14:00 | 0 | 0 | 0
2016-04-07 15:00 | 0 | 0 | 0
2016-04-07 16:00 | 0 | 0 | 0
2016-04-07 17:00 | 0 | 0 | 0
2016-04-07 18:00 | 0 | 0 | 0
2016-04-07 19:00 | 0 | 0 | 0
2016-04-07 20:00 | 0 | 0 | 0
2016-04-07 21:00 | 0 | 0 | 0
2016-04-07 22:00 | 0 | 0 | 0
2016-04-07 23:00 | 0 | 0 | 0
2016-04-08 | 0 | 0 | 0
2016-04-08 01:00 | 0 | 0 | 0
2016-04-08 02:00 | 0 | 0 | 0
2016-04-08 03:00 | 0 | 0 | 0
2016-04-08 04:00 | 0 | 0 | 0
2016-04-08 05:00 | 0 | 0 | 0
2016-04-08 06:00 | 0 | 0 | 0
2016-04-08 07:00 | 0 | 0 | 0
2016-04-08 08:00 | 0 | 0 | 0
2016-04-08 09:00 | 0 | 0 | 0
2016-04-08 10:00 | 0 | 0 | 0
2016-04-08 11:00 | 0 | 0 | 0
2016-04-08 12:00 | 0 | 0 | 0
2016-04-08 13:00 | 0 | 0 | 0
2016-04-08 14:00 | 0 | 0 | 0
2016-04-08 15:00 | 0 | 0 | 0
2016-04-08 16:00 | 0 | 0 | 0
2016-04-08 17:00 | 0 | 0 | 0
2016-04-08 18:00 | 0 | 0 | 0
2016-04-08 19:00 | 0 | 0 | 0
2016-04-08 20:00 | 0 | 0 | 0
2016-04-08 21:00 | 0 | 0 | 0
2016-04-08 22:00 | 0 | 0 | 0
2016-04-08 23:00 | 0 | 0 | 0
2016-04-09 | 0 | 0 | 0
2016-04-09 01:00 | 0 | 0 | 0
2016-04-09 02:00 | 0 | 0 | 0
2016-04-09 03:00 | 0 | 0 | 0
2016-04-09 04:00 | 0 | 0 | 0
2016-04-09 05:00 | 0 | 0 | 0
2016-04-09 06:00 | 0 | 0 | 0
2016-04-09 07:00 | 0 | 0 | 0
2016-04-09 08:00 | 0 | 0 | 0
2016-04-09 09:00 | 0 | 0 | 0
2016-04-09 10:00 | 0 | 0 | 0
2016-04-09 11:00 | 0 | 0 | 0
2016-04-09 12:00 | 0 | 0 | 0
2016-04-09 13:00 | 0 | 0 | 0
2016-04-09 14:00 | 0 | 0 | 0
2016-04-09 15:00 | 0 | 0 | 0
2016-04-09 16:00 | 0 | 0 | 0
2016-04-09 17:00 | 0 | 0 | 0
2016-04-09 18:00 | 0 | 0 | 0
2016-04-09 19:00 | 0 | 0 | 0
2016-04-09 20:00 | 0 | 0 | 0
2016-04-09 21:00 | 0 | 0 | 0
2016-04-09 22:00 | 0 | 0 | 0
2016-04-09 23:00 | 0 | 0 | 0
2016-04-10 | 0 | 0 | 0
2016-04-10 01:00 | 0 | 0 | 0
2016-04-10 02:00 | 0 | 0 | 0
2016-04-10 03:00 | 0 | 0 | 0
2016-04-10 04:00 | 0 | 0 | 0
2016-04-10 05:00 | 0 | 0 | 0
2016-04-10 06:00 | 0 | 0 | 0
2016-04-10 07:00 | 0 | 0 | 0
2016-04-10 08:00 | 0 | 0 | 0
2016-04-10 09:00 | 0 | 0 | 0
2016-04-10 10:00 | 0 | 0 | 0
2016-04-10 11:00 | 0 | 0 | 0
2016-04-10 12:00 | 0 | 0 | 0
2016-04-10 13:00 | 0 | 0 | 0
2016-04-10 14:00 | 0 | 0 | 0
2016-04-10 15:00 | 0 | 0 | 0
2016-04-10 16:00 | 0 | 0 | 0
2016-04-10 17:00 | 0 | 0 | 0
2016-04-10 18:00 | 0 | 0 | 0
2016-04-10 19:00 | 0 | 0 | 0
2016-04-10 20:00 | 0 | 0 | 0
2016-04-10 21:00 | 0 | 0 | 0
2016-04-10 22:00 | 0 | 0 | 0
2016-04-10 23:00 | 0 | 0 | 0
2016-04-11 | 0 | 0 | 0
2016-04-11 01:00 | 0 | 0 | 0
2016-04-11 02:00 | 0 | 0 | 0
2016-04-11 03:00 | 0 | 0 | 0
2016-04-11 04:00 | 0 | 0 | 0
2016-04-11 05:00 | 0 | 0 | 0
2016-04-11 06:00 | 0 | 0 | 0
2016-04-11 07:00 | 0 | 0 | 0
2016-04-11 08:00 | 0 | 0 | 0
2016-04-11 09:00 | 0 | 0 | 0
2016-04-11 10:00 | 0 | 0 | 0
2016-04-11 11:00 | 0 | 0 | 0
2016-04-11 12:00 | 0 | 0 | 0
2016-04-11 13:00 | 0 | 0 | 0
2016-04-11 14:00 | 0 | 0 | 0
2016-04-11 15:00 | 0 | 0 | 0
2016-04-11 16:00 | 0 | 0 | 0
2016-04-11 17:00 | 0 | 0 | 0
2016-04-11 18:00 | 0 | 0 | 0
2016-04-11 19:00 | 0 | 0 | 0
2016-04-11 20:00 | 0 | 0 | 0
2016-04-11 21:00 | 0 | 0 | 0
2016-04-11 22:00 | 0 | 0 | 0
2016-04-11 23:00 | 0 | 0 | 0
2016-04-12 | 0 | 0 | 0
2016-04-12 01:00 | 0 | 0 | 0
2016-04-12 02:00 | 0 | 0 | 0
2016-04-12 03:00 | 0 | 0 | 0
2016-04-12 04:00 | 0 | 0 | 0
2016-04-12 05:00 | 0 | 0 | 0
2016-04-12 06:00 | 0 | 0 | 0
2016-04-12 07:00 | 0 | 0 | 0
2016-04-12 08:00 | 0 | 0 | 0
2016-04-12 09:00 | 0 | 0 | 0
2016-04-12 10:00 | 0 | 0 | 0
2016-04-12 11:00 | 0 | 0 | 0
2016-04-12 12:00 | 0 | 0 | 0
2016-04-12 13:00 | 0 | 0 | 0
2016-04-12 14:00 | 0 | 0 | 0
2016-04-12 15:00 | 0 | 0 | 0
2016-04-12 16:00 | 0 | 0 | 0
2016-04-12 17:00 | 0 | 0 | 0
2016-04-12 18:00 | 0 | 0 | 0
2016-04-12 19:00 | 0 | 0 | 0
2016-04-12 20:00 | 0 | 0 | 0
2016-04-12 21:00 | 0 | 0 | 0
2016-04-12 22:00 | 0 | 0 | 0
2016-04-12 23:00 | 0 | 0 | 0
2016-04-13 | 0 | 0 | 0
2016-04-13 01:00 | 0 | 0 | 0
2016-04-13 02:00 | 0 | 0 | 0
2016-04-13 03:00 | 0 | 0 | 0
2016-04-13 04:00 | 0 | 0 | 0
2016-04-13 05:00 | 0 | 0 | 0
2016-04-13 06:00 | 0 | 0 | 0
2016-04-13 07:00 | 0 | 0 | 0
2016-04-13 08:00 | 0 | 0 | 0
2016-04-13 09:00 | 0 | 0 | 0
2016-04-13 10:00 | 0 | 0 | 0
2016-04-13 11:00 | 0 | 0 | 0
2016-04-13 12:00 | 0 | 0 | 0
2016-04-13 13:00 | 0 | 0 | 0
2016-04-13 14:00 | 0 | 0 | 0
2016-04-13 15:00 | 0 | 0 | 0
2016-04-13 16:00 | 0 | 0 | 0
2016-04-13 17:00 | 0 | 0 | 0
2016-04-13 18:00 | 0 | 0 | 0
2016-04-13 19:00 | 0 | 0 | 0
2016-04-13 20:00 | 0 | 0 | 0
2016-04-13 21:00 | 0 | 0 | 0
2016-04-13 22:00 | 0 | 0 | 0
2016-04-13 23:00 | 0 | 0 | 0
2016-04-14 | 0 | 0 | 0
2016-04-14 01:00 | 0 | 0 | 0
2016-04-14 02:00 | 0 | 0 | 0
2016-04-14 03:00 | 0 | 0 | 0
2016-04-14 04:00 | 0 | 0 | 0
2016-04-14 05:00 | 0 | 0 | 0
2016-04-14 06:00 | 0 | 0 | 0
2016-04-14 07:00 | 0 | 0 | 0
2016-04-14 08:00 | 0 | 0 | 0
2016-04-14 09:00 | 0 | 0 | 0
2016-04-14 10:00 | 0 | 0 | 0
2016-04-14 11:00 | 0 | 0 | 0
2016-04-14 12:00 | 0 | 0 | 0
2016-04-14 13:00 | 0 | 0 | 0
2016-04-14 14:00 | 0 | 0 | 0
2016-04-14 15:00 | 0 | 0 | 0
2016-04-14 16:00 | 0 | 0 | 0
2016-04-14 17:00 | 0 | 0 | 0
2016-04-14 18:00 | 0 | 0 | 0
2016-04-14 19:00 | 0 | 0 | 0
2016-04-14 20:00 | 0 | 0 | 0
2016-04-14 21:00 | 0 | 0 | 0
2016-04-14 22:00 | 0 | 0 | 0
2016-04-14 23:00 | 0 | 0 | 0
2016-04-15 | 0 | 0 | 0
2016-04-15 01:00 | 0 | 0 | 0
2016-04-15 02:00 | 0 | 0 | 0
2016-04-15 03:00 | 0 | 0 | 0
2016-04-15 04:00 | 0 | 0 | 0
2016-04-15 05:00 | 0 | 0 | 0
2016-04-15 06:00 | 0 | 0 | 0
2016-04-15 07:00 | 0 | 0 | 0
2016-04-15 08:00 | 0 | 0 | 0
2016-04-15 09:00 | 0 | 0 | 0
2016-04-15 10:00 | 0 | 0 | 0
2016-04-15 11:00 | 0 | 0 | 0
2016-04-15 12:00 | 0 | 0 | 0
2016-04-15 13:00 | 0 | 0 | 0
2016-04-15 14:00 | 0 | 0 | 0
2016-04-15 15:00 | 0 | 0 | 0
2016-04-15 16:00 | 0 | 0 | 0
2016-04-15 17:00 | 0 | 0 | 0
2016-04-15 18:00 | 0 | 0 | 0
2016-04-15 19:00 | 0 | 0 | 0
2016-04-15 20:00 | 0 | 0 | 0
2016-04-15 21:00 | 0 | 0 | 0
2016-04-15 22:00 | 0 | 0 | 0
2016-04-15 23:00 | 0 | 0 | 0
2016-04-16 | 0 | 0 | 0
2016-04-16 01:00 | 0 | 0 | 0
2016-04-16 02:00 | 0 | 0 | 0
2016-04-16 03:00 | 0 | 0 | 0
2016-04-16 04:00 | 0 | 0 | 0
2016-04-16 05:00 | 0 | 0 | 0
2016-04-16 06:00 | 0 | 0 | 0
2016-04-16 07:00 | 0 | 0 | 0
2016-04-16 08:00 | 0 | 0 | 0
2016-04-16 09:00 | 0 | 0 | 0
2016-04-16 10:00 | 0 | 0 | 0
2016-04-16 11:00 | 0 | 0 | 0
2016-04-16 12:00 | 0 | 0 | 0
2016-04-16 13:00 | 0 | 0 | 0
2016-04-16 14:00 | 0 | 0 | 0
2016-04-16 15:00 | 0 | 0 | 0
2016-04-16 16:00 | 0 | 0 | 0
2016-04-16 17:00 | 0 | 0 | 0
2016-04-16 18:00 | 0 | 0 | 0
2016-04-16 19:00 | 0 | 0 | 0
2016-04-16 20:00 | 0 | 0 | 0
2016-04-16 21:00 | 0 | 0 | 0
2016-04-16 22:00 | 0 | 0 | 0
2016-04-16 23:00 | 0 | 0 | 0
2016-04-17 | 0 | 0 | 0
2016-04-17 01:00 | 0 | 0 | 0
2016-04-17 02:00 | 0 | 0 | 0
2016-04-17 03:00 | 0 | 0 | 0
2016-04-17 04:00 | 0 | 0 | 0
2016-04-17 05:00 | 0 | 0 | 0
2016-04-17 06:00 | 0 | 0 | 0
2016-04-17 07:00 | 0 | 0 | 0
2016-04-17 08:00 | 0 | 0 | 0
2016-04-17 09:00 | 0 | 0 | 0
2016-04-17 10:00 | 0 | 0 | 0
2016-04-17 11:00 | 0 | 0 | 0
2016-04-17 12:00 | 0 | 0 | 0
2016-04-17 13:00 | 0 | 0 | 0
2016-04-17 14:00 | 0 | 0 | 0
2016-04-17 15:00 | 0 | 0 | 0
2016-04-17 16:00 | 0 | 0 | 0
2016-04-17 17:00 | 0 | 0 | 0
2016-04-17 18:00 | 0 | 0 | 0
2016-04-17 19:00 | 0 | 0 | 0
2016-04-17 20:00 | 0 | 0 | 0
2016-04-17 21:00 | 0 | 0 | 0
2016-04-17 22:00 | 0 | 0 | 0
2016-04-17 23:00 | 0 | 0 | 0
2016-04-18 | 0 | 0 | 0
2016-04-18 01:00 | 0 | 0 | 0
2016-04-18 02:00 | 0 | 0 | 0
2016-04-18 03:00 | 0 | 0 | 0
2016-04-18 04:00 | 0 | 0 | 0
2016-04-18 05:00 | 0 | 0 | 0
2016-04-18 06:00 | 0 | 0 | 0
2016-04-18 07:00 | 0 | 0 | 0
2016-04-18 08:00 | 0 | 0 | 0
2016-04-18 09:00 | 0 | 0 | 0
2016-04-18 10:00 | 0 | 0 | 0
2016-04-18 11:00 | 0 | 0 | 0
2016-04-18 12:00 | 0 | 0 | 0
2016-04-18 13:00 | 0 | 0 | 0
2016-04-18 14:00 | 0 | 0 | 0
2016-04-18 15:00 | 0 | 0 | 0
2016-04-18 16:00 | 0 | 0 | 0
2016-04-18 17:00 | 0 | 0 | 0
2016-04-18 18:00 | 0 | 0 | 0
2016-04-18 19:00 | 0 | 0 | 0
2016-04-18 20:00 | 0 | 0 | 0
2016-04-18 21:00 | 0 | 0 | 0
2016-04-18 22:00 | 0 | 0 | 0
2016-04-18 23:00 | 0 | 0 | 0
2016-04-19 | 0 | 0 | 0
2016-04-19 01:00 | 0 | 0 | 0
2016-04-19 02:00 | 0 | 0 | 0
2016-04-19 03:00 | 0 | 0 | 0
2016-04-19 04:00 | 0 | 0 | 0
2016-04-19 05:00 | 0 | 0 | 0
2016-04-19 06:00 | 0 | 0 | 0
2016-04-19 07:00 | 0 | 0 | 0
2016-04-19 08:00 | 0 | 0 | 0
2016-04-19 09:00 | 0 | 0 | 0
2016-04-19 10:00 | 0 | 0 | 0
2016-04-19 11:00 | 0 | 0 | 0
2016-04-19 12:00 | 0 | 0 | 0
2016-04-19 13:00 | 0 | 0 | 0
2016-04-19 14:00 | 0 | 0 | 0
2016-04-19 15:00 | 0 | 0 | 0
2016-04-19 16:00 | 0 | 0 | 0
2016-04-19 17:00 | 0 | 0 | 0
2016-04-19 18:00 | 0 | 0 | 0
2016-04-19 19:00 | 0 | 0 | 0
2016-04-19 20:00 | 0 | 0 | 0
2016-04-19 21:00 | 0 | 0 | 0
2016-04-19 22:00 | 0 | 0 | 0
2016-04-19 23:00 | 0 | 0 | 0
2016-04-20 | 0 | 0 | 0
2016-04-20 01:00 | 0 | 0 | 0
2016-04-20 02:00 | 0 | 0 | 0
2016-04-20 03:00 | 0 | 0 | 0
2016-04-20 04:00 | 0 | 0 | 0
2016-04-20 05:00 | 0 | 0 | 0
2016-04-20 06:00 | 0 | 0 | 0
2016-04-20 07:00 | 0 | 0 | 0
2016-04-20 08:00 | 0 | 0 | 0
2016-04-20 09:00 | 0 | 0 | 0
2016-04-20 10:00 | 0 | 0 | 0
2016-04-20 11:00 | 0 | 0 | 0
2016-04-20 12:00 | 0 | 0 | 0
2016-04-20 13:00 | 0 | 0 | 0
2016-04-20 14:00 | 0 | 0 | 0
2016-04-20 15:00 | 0 | 0 | 0
2016-04-20 16:00 | 0 | 0 | 0
2016-04-20 17:00 | 0 | 0 | 0
2016-04-20 18:00 | 0 | 0 | 0
2016-04-20 19:00 | 0 | 0 | 0
2016-04-20 20:00 | 0 | 0 | 0
2016-04-20 21:00 | 0 | 0 | 0
2016-04-20 22:00 | 0 | 0 | 0
2016-04-20 23:00 | 0 | 0 | 0
2016-04-21 | 0 | 0 | 0
2016-04-21 01:00 | 0 | 0 | 0
2016-04-21 02:00 | 0 | 0 | 0
2016-04-21 03:00 | 0 | 0 | 0
2016-04-21 04:00 | 0 | 0 | 0
2016-04-21 05:00 | 0 | 0 | 0
2016-04-21 06:00 | 0 | 0 | 0
2016-04-21 07:00 | 0 | 0 | 0
2016-04-21 08:00 | 0 | 0 | 0
2016-04-21 09:00 | 0 | 0 | 0
2016-04-21 10:00 | 0 | 0 | 0
2016-04-21 11:00 | 0 | 0 | 0
2016-04-21 12:00 | 0 | 0 | 0
2016-04-21 13:00 | 0 | 0 | 0
2016-04-21 14:00 | 0 | 0 | 0
2016-04-21 15:00 | 0 | 0 | 0
2016-04-21 16:00 | 0 | 0 | 0
2016-04-21 17:00 | 0 | 0 | 0
2016-04-21 18:00 | 0 | 0 | 0
2016-04-21 19:00 | 0 | 0 | 0
2016-04-21 20:00 | 0 | 0 | 0
2016-04-21 21:00 | 0 | 0 | 0
2016-04-21 22:00 | 0 | 0 | 0
2016-04-21 23:00 | 0 | 0 | 0
2016-04-22 | 0 | 0 | 0
2016-04-22 01:00 | 0 | 0 | 0
2016-04-22 02:00 | 0 | 0 | 0
2016-04-22 03:00 | 0 | 0 | 0
2016-04-22 04:00 | 0 | 0 | 0
2016-04-22 05:00 | 0 | 0 | 0
2016-04-22 06:00 | 0 | 0 | 0
2016-04-22 07:00 | 0 | 0 | 0
2016-04-22 08:00 | 0 | 0 | 0
2016-04-22 09:00 | 0 | 0 | 0
2016-04-22 10:00 | 0 | 0 | 0
2016-04-22 11:00 | 0 | 0 | 0
2016-04-22 12:00 | 0 | 0 | 0
2016-04-22 13:00 | 0 | 0 | 0
2016-04-22 14:00 | 0 | 0 | 0
2016-04-22 15:00 | 0 | 0 | 0
2016-04-22 16:00 | 0 | 0 | 0
2016-04-22 17:00 | 0 | 0 | 0
2016-04-22 18:00 | 0 | 0 | 0
2016-04-22 19:00 | 0 | 0 | 0
2016-04-22 20:00 | 0 | 0 | 0
2016-04-22 21:00 | 0 | 0 | 0
2016-04-22 22:00 | 0 | 0 | 0
2016-04-22 23:00 | 0 | 0 | 0
2016-04-23 | 0 | 0 | 0
2016-04-23 01:00 | 0 | 0 | 0
2016-04-23 02:00 | 0 | 0 | 0
2016-04-23 03:00 | 0 | 0 | 0
2016-04-23 04:00 | 0 | 0 | 0
2016-04-23 05:00 | 0 | 0 | 0
2016-04-23 06:00 | 0 | 0 | 0
2016-04-23 07:00 | 0 | 0 | 0
2016-04-23 08:00 | 0 | 0 | 0
2016-04-23 09:00 | 0 | 0 | 0
2016-04-23 10:00 | 0 | 0 | 0
2016-04-23 11:00 | 0 | 0 | 0
2016-04-23 12:00 | 0 | 0 | 0
2016-04-23 13:00 | 0 | 0 | 0
2016-04-23 14:00 | 0 | 0 | 0
2016-04-23 15:00 | 0 | 0 | 0
2016-04-23 16:00 | 0 | 0 | 0
2016-04-23 17:00 | 0 | 0 | 0
2016-04-23 18:00 | 0 | 0 | 0
2016-04-23 19:00 | 0 | 0 | 0
2016-04-23 20:00 | 0 | 0 | 0
2016-04-23 21:00 | 0 | 0 | 0
2016-04-23 22:00 | 0 | 0 | 0
2016-04-23 23:00 | 0 | 0 | 0
2016-04-24 | 0 | 0 | 0
2016-04-24 01:00 | 0 | 0 | 0
2016-04-24 02:00 | 0 | 0 | 0
2016-04-24 03:00 | 0 | 0 | 0
2016-04-24 04:00 | 0 | 0 | 0
2016-04-24 05:00 | 0 | 0 | 0
2016-04-24 06:00 | 0 | 0 | 0
2016-04-24 07:00 | 0 | 0 | 0
2016-04-24 08:00 | 0 | 0 | 0
2016-04-24 09:00 | 0 | 0 | 0
2016-04-24 10:00 | 0 | 0 | 0
2016-04-24 11:00 | 0 | 0 | 0
2016-04-24 12:00 | 0 | 0 | 0
2016-04-24 13:00 | 0 | 0 | 0
2016-04-24 14:00 | 0 | 0 | 0
2016-04-24 15:00 | 0 | 0 | 0
2016-04-24 16:00 | 0 | 0 | 0
2016-04-24 17:00 | 0 | 0 | 0
2016-04-24 18:00 | 0 | 0 | 0
2016-04-24 19:00 | 0 | 0 | 0
2016-04-24 20:00 | 0 | 0 | 0
2016-04-24 21:00 | 0 | 0 | 0
2016-04-24 22:00 | 0 | 0 | 0
2016-04-24 23:00 | 0 | 0 | 0
2016-04-25 | 0 | 0 | 0
2016-04-25 01:00 | 0 | 0 | 0
2016-04-25 02:00 | 0 | 0 | 0
2016-04-25 03:00 | 0 | 0 | 0
2016-04-25 04:00 | 0 | 0 | 0
2016-04-25 05:00 | 0 | 0 | 0
2016-04-25 06:00 | 0 | 0 | 0
2016-04-25 07:00 | 0 | 0 | 0
2016-04-25 08:00 | 0 | 0 | 0
2016-04-25 09:00 | 0 | 0 | 0
2016-04-25 10:00 | 0 | 0 | 0
2016-04-25 11:00 | 0 | 0 | 0
2016-04-25 12:00 | 0 | 0 | 0
2016-04-25 13:00 | 0 | 0 | 0
2016-04-25 14:00 | 0 | 0 | 0
2016-04-25 15:00 | 0 | 0 | 0
2016-04-25 16:00 | 0 | 0 | 0
2016-04-25 17:00 | 0 | 0 | 0
2016-04-25 18:00 | 0 | 0 | 0
2016-04-25 19:00 | 0 | 0 | 0
2016-04-25 20:00 | 0 | 0 | 0
2016-04-25 21:00 | 0 | 0 | 0
2016-04-25 22:00 | 0 | 0 | 0
2016-04-25 23:00 | 0 | 0 | 0
2016-04-26 | 0 | 0 | 0
2016-04-26 01:00 | 0 | 0 | 0
2016-04-26 02:00 | 0 | 0 | 0
2016-04-26 03:00 | 0 | 0 | 0
2016-04-26 04:00 | 0 | 0 | 0
2016-04-26 05:00 | 0 | 0 | 0
2016-04-26 06:00 | 0 | 0 | 0
2016-04-26 07:00 | 0 | 0 | 0
2016-04-26 08:00 | 0 | 0 | 0
2016-04-26 09:00 | 0 | 0 | 0
2016-04-26 10:00 | 0 | 0 | 0
2016-04-26 11:00 | 0 | 0 | 0
2016-04-26 12:00 | 0 | 0 | 0
2016-04-26 13:00 | 0 | 0 | 0
2016-04-26 14:00 | 0 | 0 | 0
2016-04-26 15:00 | 0 | 0 | 0
2016-04-26 16:00 | 0 | 0 | 0
2016-04-26 17:00 | 0 | 0 | 0
2016-04-26 18:00 | 0 | 0 | 0
2016-04-26 19:00 | 0 | 0 | 0
2016-04-26 20:00 | 0 | 0 | 0
2016-04-26 21:00 | 0 | 0 | 0
2016-04-26 22:00 | 0 | 0 | 0
2016-04-26 23:00 | 0 | 0 | 0
2016-04-27 | 0 | 0 | 0
2016-04-27 01:00 | 0 | 0 | 0
2016-04-27 02:00 | 0 | 0 | 0
2016-04-27 03:00 | 0 | 0 | 0
2016-04-27 04:00 | 0 | 0 | 0
2016-04-27 05:00 | 0 | 0 | 0
2016-04-27 06:00 | 0 | 0 | 0
2016-04-27 07:00 | 0 | 0 | 0
2016-04-27 08:00 | 0 | 0 | 0
2016-04-27 09:00 | 0 | 0 | 0
2016-04-27 10:00 | 0 | 0 | 0
2016-04-27 11:00 | 0 | 0 | 0
2016-04-27 12:00 | 0 | 0 | 0
2016-04-27 13:00 | 0 | 0 | 0
2016-04-27 14:00 | 0 | 0 | 0
2016-04-27 15:00 | 0 | 0 | 0
2016-04-27 16:00 | 0 | 0 | 0
2016-04-27 17:00 | 0 | 0 | 0
2016-04-27 18:00 | 0 | 0 | 0
2016-04-27 19:00 | 0 | 0 | 0
2016-04-27 20:00 | 0 | 0 | 0
2016-04-27 21:00 | 0 | 0 | 0
2016-04-27 22:00 | 0 | 0 | 0
2016-04-27 23:00 | 0 | 0 | 0
2016-04-28 | 0 | 0 | 0
2016-04-28 01:00 | 0 | 0 | 0
2016-04-28 02:00 | 0 | 0 | 0
2016-04-28 03:00 | 0 | 0 | 0
2016-04-28 04:00 | 0 | 0 | 0
2016-04-28 05:00 | 0 | 0 | 0
2016-04-28 06:00 | 0 | 0 | 0
2016-04-28 07:00 | 0 | 0 | 0
2016-04-28 08:00 | 0 | 0 | 0
2016-04-28 09:00 | 0 | 0 | 0
2016-04-28 10:00 | 0 | 0 | 0
2016-04-28 11:00 | 0 | 0 | 0
2016-04-28 12:00 | 0 | 0 | 0
2016-04-28 13:00 | 0 | 0 | 0
2016-04-28 14:00 | 0 | 0 | 0
2016-04-28 15:00 | 0 | 0 | 0
2016-04-28 16:00 | 0 | 0 | 0
2016-04-28 17:00 | 0 | 0 | 0
2016-04-28 18:00 | 0 | 0 | 0
2016-04-28 19:00 | 0 | 0 | 0
2016-04-28 20:00 | 0 | 0 | 0
2016-04-28 21:00 | 0 | 0 | 0
2016-04-28 22:00 | 0 | 0 | 0
2016-04-28 23:00 | 0 | 0 | 0
2016-04-29 | 0 | 0 | 0
2016-04-29 01:00 | 0 | 0 | 0
2016-04-29 02:00 | 0 | 0 | 0
2016-04-29 03:00 | 0 | 0 | 0
2016-04-29 04:00 | 0 | 0 | 0
2016-04-29 05:00 | 0 | 0 | 0
2016-04-29 06:00 | 0 | 0 | 0
2016-04-29 07:00 | 0 | 0 | 0
2016-04-29 08:00 | 0 | 0 | 0
2016-04-29 09:00 | 0 | 0 | 0
2016-04-29 10:00 | 0 | 0 | 0
2016-04-29 11:00 | 0 | 0 | 0
2016-04-29 12:00 | 0 | 0 | 0
2016-04-29 13:00 | 0 | 0 | 0
2016-04-29 14:00 | 0 | 0 | 0
2016-04-29 15:00 | 0 | 0 | 0
2016-04-29 16:00 | 0 | 0 | 0
2016-04-29 17:00 | 0 | 0 | 0
2016-04-29 18:00 | 0 | 0 | 0
2016-04-29 19:00 | 0 | 0 | 0
2016-04-29 20:00 | 0 | 0 | 0
2016-04-29 21:00 | 0 | 0 | 0
2016-04-29 22:00 | 0 | 0 | 0
2016-04-29 23:00 | 0 | 0 | 0
2016-04-30 | 0 | 0 | 0
2016-04-30 01:00 | 0 | 0 | 0
2016-04-30 02:00 | 0 | 0 | 0
2016-04-30 03:00 | 0 | 0 | 0
2016-04-30 04:00 | 0 | 0 | 0
2016-04-30 05:00 | 0 | 0 | 0
2016-04-30 06:00 | 0 | 0 | 0
2016-04-30 07:00 | 0 | 0 | 0
2016-04-30 08:00 | 0 | 0 | 0
2016-04-30 09:00 | 0 | 0 | 0
2016-04-30 10:00 | 0 | 0 | 0
2016-04-30 11:00 | 0 | 0 | 0
2016-04-30 12:00 | 0 | 0 | 0
2016-04-30 13:00 | 0 | 0 | 0
2016-04-30 14:00 | 0 | 0 | 0
2016-04-30 15:00 | 0 | 0 | 0
2016-04-30 16:00 | 0 | 0 | 0
2016-04-30 17:00 | 0 | 0 | 0
2016-04-30 18:00 | 0 | 0 | 0
2016-04-30 19:00 | 0 | 0 | 0
2016-04-30 20:00 | 0 | 0 | 0
2016-04-30 21:00 | 0 | 0 | 0
2016-04-30 22:00 | 0 | 0 | 0
2016-04-30 23:00 | 0 | 0 | 0
2016-05-01 | 0 | 0 | 0
2016-05-01 01:00 | 0 | 0 | 0
2016-05-01 02:00 | 0 | 0 | 0
2016-05-01 03:00 | 0 | 0 | 0
2016-05-01 04:00 | 0 | 0 | 0
2016-05-01 05:00 | 0 | 0 | 0
2016-05-01 06:00 | 0 | 0 | 0
2016-05-01 07:00 | 0 | 0 | 0
2016-05-01 08:00 | 0 | 0 | 0
2016-05-01 09:00 | 0 | 0 | 0
2016-05-01 10:00 | 0 | 0 | 0
2016-05-01 11:00 | 0 | 0 | 0
2016-05-01 12:00 | 0 | 0 | 0
2016-05-01 13:00 | 0 | 0 | 0
2016-05-01 14:00 | 0 | 0 | 0
2016-05-01 15:00 | 0 | 0 | 0
2016-05-01 16:00 | 0 | 0 | 0
2016-05-01 17:00 | 0 | 0 | 0
2016-05-01 18:00 | 0 | 0 | 0
2016-05-01 19:00 | 0 | 0 | 0
2016-05-01 20:00 | 0 | 0 | 0
2016-05-01 21:00 | 0 | 0 | 0
2016-05-01 22:00 | 0 | 0 | 0
2016-05-01 23:00 | 0 | 0 | 0
2016-05-02 | 0 | 0 | 0
2016-05-02 01:00 | 0 | 0 | 0
2016-05-02 02:00 | 0 | 0 | 0
2016-05-02 03:00 | 0 | 0 | 0
2016-05-02 04:00 | 0 | 0 | 0
2016-05-02 05:00 | 0 | 0 | 0
2016-05-02 06:00 | 0 | 0 | 0
2016-05-02 07:00 | 0 | 0 | 0
2016-05-02 08:00 | 0 | 0 | 0
2016-05-02 09:00 | 0 | 0 | 0
2016-05-02 10:00 | 0 | 0 | 0
2016-05-02 11:00 | 0 | 0 | 0
2016-05-02 12:00 | 0 | 0 | 0
2016-05-02 13:00 | 0 | 0 | 0
2016-05-02 14:00 | 0 | 0 | 0
2016-05-02 15:00 | 0 | 0 | 0
2016-05-02 16:00 | 0 | 0 | 0
2016-05-02 17:00 | 0 | 0 | 0
2016-05-02 18:00 | 0 | 0 | 0
2016-05-02 19:00 | 0 | 0 | 0
2016-05-02 20:00 | 0 | 0 | 0
2016-05-02 21:00 | 0 | 0 | 0
2016-05-02 22:00 | 0 | 0 | 0
2016-05-02 23:00 | 0 | 0 | 0
2016-05-03 | 0 | 0 | 0
2016-05-03 01:00 | 0 | 0 | 0
2016-05-03 02:00 | 0 | 0 | 0
2016-05-03 03:00 | 0 | 0 | 0
2016-05-03 04:00 | 0 | 0 | 0
2016-05-03 05:00 | 0 | 0 | 0
2016-05-03 06:00 | 0 | 0 | 0
2016-05-03 07:00 | 0 | 0 | 0
2016-05-03 08:00 | 0 | 0 | 0
2016-05-03 09:00 | 0 | 0 | 0
2016-05-03 10:00 | 0 | 0 | 0
2016-05-03 11:00 | 0 | 0 | 0
2016-05-03 12:00 | 0 | 0 | 0
2016-05-03 13:00 | 0 | 0 | 0
2016-05-03 14:00 | 0 | 0 | 0
2016-05-03 15:00 | 0 | 0 | 0
2016-05-03 16:00 | 0 | 0 | 0
2016-05-03 17:00 | 0 | 0 | 0
2016-05-03 18:00 | 0 | 0 | 0
2016-05-03 19:00 | 0 | 0 | 0
2016-05-03 20:00 | 0 | 0 | 0
2016-05-03 21:00 | 0 | 0 | 0
2016-05-03 22:00 | 0 | 0 | 0
2016-05-03 23:00 | 0 | 0 | 0
2016-05-04 | 0 | 0 | 0
2016-05-04 01:00 | 0 | 0 | 0
2016-05-04 02:00 | 0 | 0 | 0
2016-05-04 03:00 | 0 | 0 | 0
2016-05-04 04:00 | 0 | 0 | 0
2016-05-04 05:00 | 0 | 0 | 0
2016-05-04 06:00 | 0 | 0 | 0
2016-05-04 07:00 | 0 | 0 | 0
2016-05-04 08:00 | 0 | 0 | 0
2016-05-04 09:00 | 0 | 0 | 0
2016-05-04 10:00 | 0 | 0 | 0
2016-05-04 11:00 | 0 | 0 | 0
2016-05-04 12:00 | 0 | 0 | 0
2016-05-04 13:00 | 0 | 0 | 0
2016-05-04 14:00 | 0 | 0 | 0
2016-05-04 15:00 | 0 | 0 | 0
2016-05-04 16:00 | 0 | 0 | 0
2016-05-04 17:00 | 0 | 0 | 0
2016-05-04 18:00 | 0 | 0 | 0
2016-05-04 19:00 | 0 | 0 | 0
2016-05-04 20:00 | 0 | 0 | 0
2016-05-04 21:00 | 0 | 0 | 0
2016-05-04 22:00 | 0 | 0 | 0
2016-05-04 23:00 | 0 | 0 | 0
2016-05-05 | 0 | 0 | 0
2016-05-05 01:00 | 0 | 0 | 0
2016-05-05 02:00 | 0 | 0 | 0
2016-05-05 03:00 | 0 | 0 | 0
2016-05-05 04:00 | 0 | 0 | 0
2016-05-05 05:00 | 0 | 0 | 0
2016-05-05 06:00 | 0 | 0 | 0
2016-05-05 07:00 | 0 | 0 | 0
2016-05-05 08:00 | 0 | 0 | 0
2016-05-05 09:00 | 0 | 0 | 0
2016-05-05 10:00 | 0 | 0 | 0
2016-05-05 11:00 | 0 | 0 | 0
2016-05-05 12:00 | 0 | 0 | 0
2016-05-05 13:00 | 0 | 0 | 0
2016-05-05 14:00 | 0 | 0 | 0
2016-05-05 15:00 | 0 | 0 | 0
2016-05-05 16:00 | 0 | 0 | 0
2016-05-05 17:00 | 0 | 0 | 0
2016-05-05 18:00 | 0 | 0 | 0
2016-05-05 19:00 | 0 | 0 | 0
2016-05-05 20:00 | 0 | 0 | 0
2016-05-05 21:00 | 0 | 0 | 0
2016-05-05 22:00 | 0 | 0 | 0
2016-05-05 23:00 | 0 | 0 | 0
2016-05-06 | 0 | 0 | 0
2016-05-06 01:00 | 0 | 0 | 0
2016-05-06 02:00 | 0 | 0 | 0
2016-05-06 03:00 | 0 | 0 | 0
2016-05-06 04:00 | 0 | 0 | 0
2016-05-06 05:00 | 0 | 0 | 0
2016-05-06 06:00 | 0 | 0 | 0
2016-05-06 07:00 | 0 | 0 | 0
2016-05-06 08:00 | 0 | 0 | 0
2016-05-06 09:00 | 0 | 0 | 0
2016-05-06 10:00 | 0 | 0 | 0
2016-05-06 11:00 | 0 | 0 | 0
2016-05-06 12:00 | 0 | 0 | 0
2016-05-06 13:00 | 0 | 0 | 0
2016-05-06 14:00 | 0 | 0 | 0
2016-05-06 15:00 | 0 | 0 | 0
2016-05-06 16:00 | 0 | 0 | 0
2016-05-06 17:00 | 0 | 0 | 0
2016-05-06 18:00 | 0 | 0 | 0
2016-05-06 19:00 | 0 | 0 | 0
2016-05-06 20:00 | 0 | 0 | 0
2016-05-06 21:00 | 0 | 0 | 0
2016-05-06 22:00 | 0 | 0 | 0
2016-05-06 23:00 | 0 | 0 | 0
2016-05-07 | 0 | 0 | 0
2016-05-07 01:00 | 0 | 0 | 0
2016-05-07 02:00 | 0 | 0 | 0
2016-05-07 03:00 | 0 | 0 | 0
2016-05-07 04:00 | 0 | 0 | 0
2016-05-07 05:00 | 0 | 0 | 0
2016-05-07 06:00 | 0 | 0 | 0
2016-05-07 07:00 | 0 | 0 | 0
2016-05-07 08:00 | 0 | 0 | 0
2016-05-07 09:00 | 0 | 0 | 0
2016-05-07 10:00 | 0 | 0 | 0
2016-05-07 11:00 | 0 | 0 | 0
2016-05-07 12:00 | 0 | 0 | 0
2016-05-07 13:00 | 0 | 0 | 0
2016-05-07 14:00 | 0 | 0 | 0
2016-05-07 15:00 | 0 | 0 | 0
2016-05-07 16:00 | 0 | 0 | 0
2016-05-07 17:00 | 0 | 0 | 0
2016-05-07 18:00 | 0 | 0 | 0
2016-05-07 19:00 | 0 | 0 | 0
2016-05-07 20:00 | 0 | 0 | 0
2016-05-07 21:00 | 0 | 0 | 0
2016-05-07 22:00 | 0 | 0 | 0
2016-05-07 23:00 | 0 | 0 | 0
2016-05-08 | 0 | 0 | 0
2016-05-08 01:00 | 0 | 0 | 0
2016-05-08 02:00 | 0 | 0 | 0
2016-05-08 03:00 | 0 | 0 | 0
2016-05-08 04:00 | 0 | 0 | 0
2016-05-08 05:00 | 0 | 0 | 0
2016-05-08 06:00 | 0 | 0 | 0
2016-05-08 07:00 | 0 | 0 | 0
2016-05-08 08:00 | 0 | 0 | 0
2016-05-08 09:00 | 0 | 0 | 0
2016-05-08 10:00 | 0 | 0 | 0
2016-05-08 11:00 | 0 | 0 | 0
2016-05-08 12:00 | 0 | 0 | 0
2016-05-08 13:00 | 0 | 0 | 0
2016-05-08 14:00 | 0 | 0 | 0
2016-05-08 15:00 | 0 | 0 | 0
2016-05-08 16:00 | 0 | 0 | 0
2016-05-08 17:00 | 0 | 0 | 0
2016-05-08 18:00 | 0 | 0 | 0
2016-05-08 19:00 | 0 | 0 | 0
2016-05-08 20:00 | 0 | 0 | 0
2016-05-08 21:00 | 0 | 0 | 0
2016-05-08 22:00 | 0 | 0 | 0
2016-05-08 23:00 | 0 | 0 | 0
2016-05-09 | 0 | 0 | 0
2016-05-09 01:00 | 0 | 0 | 0
2016-05-09 02:00 | 0 | 0 | 0
2016-05-09 03:00 | 0 | 0 | 0
2016-05-09 04:00 | 0 | 0 | 0
2016-05-09 05:00 | 0 | 0 | 0
2016-05-09 06:00 | 0 | 0 | 0
2016-05-09 07:00 | 0 | 0 | 0
2016-05-09 08:00 | 0 | 0 | 0
2016-05-09 09:00 | 0 | 0 | 0
2016-05-09 10:00 | 0 | 0 | 0
2016-05-09 11:00 | 0 | 0 | 0
2016-05-09 12:00 | 0 | 0 | 0
2016-05-09 13:00 | 0 | 0 | 0
2016-05-09 14:00 | 0 | 0 | 0
2016-05-09 15:00 | 0 | 0 | 0
2016-05-09 16:00 | 0 | 0 | 0
2016-05-09 17:00 | 0 | 0 | 0
2016-05-09 18:00 | 0 | 0 | 0
2016-05-09 19:00 | 0 | 0 | 0
2016-05-09 20:00 | 0 | 0 | 0
2016-05-09 21:00 | 0 | 0 | 0
2016-05-09 22:00 | 0 | 0 | 0
2016-05-09 23:00 | 0 | 0 | 0
2016-05-10 | 0 | 0 | 0
2016-05-10 01:00 | 0 | 0 | 0
2016-05-10 02:00 | 0 | 0 | 0
2016-05-10 03:00 | 0 | 0 | 0
2016-05-10 04:00 | 0 | 0 | 0
2016-05-10 05:00 | 0 | 0 | 0
2016-05-10 06:00 | 0 | 0 | 0
2016-05-10 07:00 | 0 | 0 | 0
2016-05-10 08:00 | 0 | 0 | 0
2016-05-10 09:00 | 0 | 0 | 0
2016-05-10 10:00 | 0 | 0 | 0
2016-05-10 11:00 | 0 | 0 | 0
2016-05-10 12:00 | 0 | 0 | 0
2016-05-10 13:00 | 0 | 0 | 0
2016-05-10 14:00 | 0 | 0 | 0
2016-05-10 15:00 | 0 | 0 | 0
2016-05-10 16:00 | 0 | 0 | 0
2016-05-10 17:00 | 0 | 0 | 0
2016-05-10 18:00 | 0 | 0 | 0
2016-05-10 19:00 | 0 | 0 | 0
2016-05-10 20:00 | 0 | 0 | 0
2016-05-10 21:00 | 0 | 0 | 0
2016-05-10 22:00 | 0 | 0 | 0
2016-05-10 23:00 | 0 | 0 | 0
2016-05-11 | 0 | 0 | 0
2016-05-11 01:00 | 0 | 0 | 0
2016-05-11 02:00 | 0 | 0 | 0
2016-05-11 03:00 | 0 | 0 | 0
2016-05-11 04:00 | 0 | 0 | 0
2016-05-11 05:00 | 0 | 0 | 0
2016-05-11 06:00 | 0 | 0 | 0
2016-05-11 07:00 | 0 | 0 | 0
2016-05-11 08:00 | 0 | 0 | 0
2016-05-11 09:00 | 0 | 0 | 0
2016-05-11 10:00 | 0 | 0 | 0
2016-05-11 11:00 | 0 | 0 | 0
2016-05-11 12:00 | 0 | 0 | 0
2016-05-11 13:00 | 0 | 0 | 0
2016-05-11 14:00 | 0 | 0 | 0
2016-05-11 15:00 | 0 | 0 | 0
2016-05-11 16:00 | 0 | 0 | 0
2016-05-11 17:00 | 0 | 0 | 0
2016-05-11 18:00 | 0 | 0 | 0
2016-05-11 19:00 | 0 | 0 | 0
2016-05-11 20:00 | 0 | 0 | 0
2016-05-11 21:00 | 0 | 0 | 0
2016-05-11 22:00 | 0 | 0 | 0
2016-05-11 23:00 | 0 | 0 | 0
2016-05-12 | 0 | 0 | 0
2016-05-12 01:00 | 0 | 0 | 0
2016-05-12 02:00 | 0 | 0 | 0
2016-05-12 03:00 | 0 | 0 | 0
2016-05-12 04:00 | 0 | 0 | 0
2016-05-12 05:00 | 0 | 0 | 0
2016-05-12 06:00 | 0 | 0 | 0
2016-05-12 07:00 | 0 | 0 | 0
2016-05-12 08:00 | 0 | 0 | 0
2016-05-12 09:00 | 0 | 0 | 0
2016-05-12 10:00 | 0 | 0 | 0
2016-05-12 11:00 | 0 | 0 | 0
2016-05-12 12:00 | 0 | 0 | 0
2016-05-12 13:00 | 0 | 0 | 0
2016-05-12 14:00 | 0 | 0 | 0
2016-05-12 15:00 | 0 | 0 | 0
2016-05-12 16:00 | 0 | 0 | 0
2016-05-12 17:00 | 0 | 0 | 0
2016-05-12 18:00 | 0 | 0 | 0
2016-05-12 19:00 | 0 | 0 | 0
2016-05-12 20:00 | 0 | 0 | 0
2016-05-12 21:00 | 0 | 0 | 0
2016-05-12 22:00 | 0 | 0 | 0
2016-05-12 23:00 | 0 | 0 | 0
2016-05-13 | 0 | 0 | 0
2016-05-13 01:00 | 0 | 0 | 0
2016-05-13 02:00 | 0 | 0 | 0
2016-05-13 03:00 | 0 | 0 | 0
2016-05-13 04:00 | 0 | 0 | 0
2016-05-13 05:00 | 0 | 0 | 0
2016-05-13 06:00 | 0 | 0 | 0
2016-05-13 07:00 | 0 | 0 | 0
2016-05-13 08:00 | 0 | 0 | 0
2016-05-13 09:00 | 0 | 0 | 0
2016-05-13 10:00 | 0 | 0 | 0
2016-05-13 11:00 | 0 | 0 | 0
2016-05-13 12:00 | 0 | 0 | 0
2016-05-13 13:00 | 0 | 0 | 0
2016-05-13 14:00 | 0 | 0 | 0
2016-05-13 15:00 | 0 | 0 | 0
2016-05-13 16:00 | 0 | 0 | 0
2016-05-13 17:00 | 0 | 0 | 0
2016-05-13 18:00 | 0 | 0 | 0
2016-05-13 19:00 | 0 | 0 | 0
2016-05-13 20:00 | 0 | 0 | 0
2016-05-13 21:00 | 0 | 0 | 0
2016-05-13 22:00 | 0 | 0 | 0
2016-05-13 23:00 | 0 | 0 | 0
2016-05-14 | 0 | 0 | 0
2016-05-14 01:00 | 0 | 0 | 0
2016-05-14 02:00 | 0 | 0 | 0
2016-05-14 03:00 | 0 | 0 | 0
2016-05-14 04:00 | 0 | 0 | 0
2016-05-14 05:00 | 0 | 0 | 0
2016-05-14 06:00 | 0 | 0 | 0
2016-05-14 07:00 | 0 | 0 | 0
2016-05-14 08:00 | 0 | 0 | 0
2016-05-14 09:00 | 0 | 0 | 0
2016-05-14 10:00 | 0 | 0 | 0
2016-05-14 11:00 | 0 | 0 | 0
2016-05-14 12:00 | 0 | 0 | 0
2016-05-14 13:00 | 0 | 0 | 0
2016-05-14 14:00 | 0 | 0 | 0
2016-05-14 15:00 | 0 | 0 | 0
2016-05-14 16:00 | 0 | 0 | 0
2016-05-14 17:00 | 0 | 0 | 0
2016-05-14 18:00 | 0 | 0 | 0
2016-05-14 19:00 | 0 | 0 | 0
2016-05-14 20:00 | 0 | 0 | 0
2016-05-14 21:00 | 0 | 0 | 0
2016-05-14 22:00 | 0 | 0 | 0
2016-05-14 23:00 | 0 | 0 | 0
2016-05-15 | 0 | 0 | 0
2016-05-15 01:00 | 0 | 0 | 0
2016-05-15 02:00 | 0 | 0 | 0
2016-05-15 03:00 | 0 | 0 | 0
2016-05-15 04:00 | 0 | 0 | 0
2016-05-15 05:00 | 0 | 0 | 0
2016-05-15 06:00 | 0 | 0 | 0
2016-05-15 07:00 | 0 | 0 | 0
2016-05-15 08:00 | 0 | 0 | 0
2016-05-15 09:00 | 0 | 0 | 0
2016-05-15 10:00 | 0 | 0 | 0
2016-05-15 11:00 | 0 | 0 | 0
2016-05-15 12:00 | 0 | 0 | 0
2016-05-15 13:00 | 0 | 0 | 0
2016-05-15 14:00 | 0 | 0 | 0
2016-05-15 15:00 | 0 | 0 | 0
2016-05-15 16:00 | 0 | 0 | 0
2016-05-15 17:00 | 0 | 0 | 0
2016-05-15 18:00 | 0 | 0 | 0
2016-05-15 19:00 | 0 | 0 | 0
2016-05-15 20:00 | 0 | 0 | 0
2016-05-15 21:00 | 0 | 0 | 0
2016-05-15 22:00 | 0 | 0 | 0
2016-05-15 23:00 | 0 | 0 | 0
2016-05-16 | 0 | 0 | 0
2016-05-16 01:00 | 0 | 0 | 0
2016-05-16 02:00 | 0 | 0 | 0
2016-05-16 03:00 | 0 | 0 | 0
2016-05-16 04:00 | 0 | 0 | 0
2016-05-16 05:00 | 0 | 0 | 0
2016-05-16 06:00 | 0 | 0 | 0
2016-05-16 07:00 | 0 | 0 | 0
2016-05-16 08:00 | 0 | 0 | 0
2016-05-16 09:00 | 0 | 0 | 0
2016-05-16 10:00 | 0 | 0 | 0
2016-05-16 11:00 | 0 | 0 | 0
2016-05-16 12:00 | 0 | 0 | 0
2016-05-16 13:00 | 0 | 0 | 0
2016-05-16 14:00 | 0 | 0 | 0
2016-05-16 15:00 | 0 | 0 | 0
2016-05-16 16:00 | 0 | 0 | 0
2016-05-16 17:00 | 0 | 0 | 0
2016-05-16 18:00 | 0 | 0 | 0
2016-05-16 19:00 | 0 | 0 | 0
2016-05-16 20:00 | 0 | 0 | 0
2016-05-16 21:00 | 0 | 0 | 0
2016-05-16 22:00 | 0 | 0 | 0
2016-05-16 23:00 | 0 | 0 | 0
2016-05-17 | 0 | 0 | 0
2016-05-17 01:00 | 0 | 0 | 0
2016-05-17 02:00 | 0 | 0 | 0
2016-05-17 03:00 | 0 | 0 | 0
2016-05-17 04:00 | 0 | 0 | 0
2016-05-17 05:00 | 0 | 0 | 0
2016-05-17 06:00 | 0 | 0 | 0
2016-05-17 07:00 | 0 | 0 | 0
2016-05-17 08:00 | 0 | 0 | 0
2016-05-17 09:00 | 0 | 0 | 0
2016-05-17 10:00 | 0 | 0 | 0
2016-05-17 11:00 | 0 | 0 | 0
2016-05-17 12:00 | 0 | 0 | 0
2016-05-17 13:00 | 0 | 0 | 0
2016-05-17 14:00 | 0 | 0 | 0
2016-05-17 15:00 | 0 | 0 | 0
2016-05-17 16:00 | 0 | 0 | 0
2016-05-17 17:00 | 0 | 0 | 0
2016-05-17 18:00 | 0 | 0 | 0
2016-05-17 19:00 | 0 | 0 | 0
2016-05-17 20:00 | 0 | 0 | 0
2016-05-17 21:00 | 0 | 0 | 0
2016-05-17 22:00 | 0 | 0 | 0
2016-05-17 23:00 | 0 | 0 | 0
2016-05-18 | 0 | 0 | 0
2016-05-18 01:00 | 0 | 0 | 0
2016-05-18 02:00 | 0 | 0 | 0
2016-05-18 03:00 | 0 | 0 | 0
2016-05-18 04:00 | 0 | 0 | 0
2016-05-18 05:00 | 0 | 0 | 0
2016-05-18 06:00 | 0 | 0 | 0
2016-05-18 07:00 | 0 | 0 | 0
2016-05-18 08:00 | 0 | 0 | 0
2016-05-18 09:00 | 0 | 0 | 0
2016-05-18 10:00 | 0 | 0 | 0
2016-05-18 11:00 | 0 | 0 | 0
2016-05-18 12:00 | 0 | 0 | 0
2016-05-18 13:00 | 0 | 0 | 0
2016-05-18 14:00 | 0 | 0 | 0
2016-05-18 15:00 | 0 | 0 | 0
2016-05-18 16:00 | 0 | 0 | 0
2016-05-18 17:00 | 0 | 0 | 0
2016-05-18 18:00 | 0 | 0 | 0
2016-05-18 19:00 | 0 | 0 | 0
2016-05-18 20:00 | 0 | 0 | 0
2016-05-18 21:00 | 0 | 0 | 0
2016-05-18 22:00 | 0 | 0 | 0
2016-05-18 23:00 | 0 | 0 | 0
2016-05-19 | 0 | 0 | 0
2016-05-19 01:00 | 0 | 0 | 0
2016-05-19 02:00 | 0 | 0 | 0
2016-05-19 03:00 | 0 | 0 | 0
2016-05-19 04:00 | 0 | 0 | 0
2016-05-19 05:00 | 0 | 0 | 0
2016-05-19 06:00 | 0 | 0 | 0
2016-05-19 07:00 | 0 | 0 | 0
2016-05-19 08:00 | 0 | 0 | 0
2016-05-19 09:00 | 0 | 0 | 0
2016-05-19 10:00 | 0 | 0 | 0
2016-05-19 11:00 | 0 | 0 | 0
2016-05-19 12:00 | 0 | 0 | 0
2016-05-19 13:00 | 0 | 0 | 0
2016-05-19 14:00 | 0 | 0 | 0
2016-05-19 15:00 | 0 | 0 | 0
2016-05-19 16:00 | 0 | 0 | 0
2016-05-19 17:00 | 0 | 0 | 0
2016-05-19 18:00 | 0 | 0 | 0
2016-05-19 19:00 | 0 | 0 | 0
2016-05-19 20:00 | 0 | 0 | 0
2016-05-19 21:00 | 0 | 0 | 0
2016-05-19 22:00 | 0 | 0 | 0
2016-05-19 23:00 | 0 | 0 | 0
2016-05-20 | 0 | 0 | 0
2016-05-20 01:00 | 0 | 0 | 0
2016-05-20 02:00 | 0 | 0 | 0
2016-05-20 03:00 | 0 | 0 | 0
2016-05-20 04:00 | 0 | 0 | 0
2016-05-20 05:00 | 0 | 0 | 0
2016-05-20 06:00 | 0 | 0 | 0
2016-05-20 07:00 | 0 | 0 | 0
2016-05-20 08:00 | 0 | 0 | 0
2016-05-20 09:00 | 0 | 0 | 0
2016-05-20 10:00 | 0 | 0 | 0
2016-05-20 11:00 | 0 | 0 | 0
2016-05-20 12:00 | 0 | 0 | 0
2016-05-20 13:00 | 0 | 0 | 0
2016-05-20 14:00 | 0 | 0 | 0
2016-05-20 15:00 | 0 | 0 | 0
2016-05-20 16:00 | 0 | 0 | 0
2016-05-20 17:00 | 0 | 0 | 0
2016-05-20 18:00 | 0 | 0 | 0
2016-05-20 19:00 | 0 | 0 | 0
2016-05-20 20:00 | 0 | 0 | 0
2016-05-20 21:00 | 0 | 0 | 0
2016-05-20 22:00 | 0 | 0 | 0
2016-05-20 23:00 | 0 | 0 | 0
2016-05-21 | 0 | 0 | 0
2016-05-21 01:00 | 0 | 0 | 0
2016-05-21 02:00 | 0 | 0 | 0
2016-05-21 03:00 | 0 | 0 | 0
2016-05-21 04:00 | 0 | 0 | 0
2016-05-21 05:00 | 0 | 0 | 0
2016-05-21 06:00 | 0 | 0 | 0
2016-05-21 07:00 | 0 | 0 | 0
2016-05-21 08:00 | 0 | 0 | 0
2016-05-21 09:00 | 0 | 0 | 0
2016-05-21 10:00 | 0 | 0 | 0
2016-05-21 11:00 | 0 | 0 | 0
2016-05-21 12:00 | 0 | 0 | 0
2016-05-21 13:00 | 0 | 0 | 0
2016-05-21 14:00 | 0 | 0 | 0
2016-05-21 15:00 | 0 | 0 | 0
2016-05-21 16:00 | 0 | 0 | 0
2016-05-21 17:00 | 0 | 0 | 0
2016-05-21 18:00 | 0 | 0 | 0
2016-05-21 19:00 | 0 | 0 | 0
2016-05-21 20:00 | 0 | 0 | 0
2016-05-21 21:00 | 0 | 0 | 0
2016-05-21 22:00 | 0 | 0 | 0
2016-05-21 23:00 | 0 | 0 | 0
2016-05-22 | 0 | 0 | 0
2016-05-22 01:00 | 0 | 0 | 0
2016-05-22 02:00 | 0 | 0 | 0
2016-05-22 03:00 | 0 | 0 | 0
2016-05-22 04:00 | 0 | 0 | 0
2016-05-22 05:00 | 0 | 0 | 0
2016-05-22 06:00 | 0 | 0 | 0
2016-05-22 07:00 | 0 | 0 | 0
2016-05-22 08:00 | 0 | 0 | 0
2016-05-22 09:00 | 0 | 0 | 0
2016-05-22 10:00 | 0 | 0 | 0
2016-05-22 11:00 | 0 | 0 | 0
2016-05-22 12:00 | 0 | 0 | 0
2016-05-22 13:00 | 0 | 0 | 0
2016-05-22 14:00 | 0 | 0 | 0
2016-05-22 15:00 | 0 | 0 | 0
2016-05-22 16:00 | 0 | 0 | 0
2016-05-22 17:00 | 0 | 0 | 0
2016-05-22 18:00 | 0 | 0 | 0
2016-05-22 19:00 | 0 | 0 | 0
2016-05-22 20:00 | 0 | 0 | 0
2016-05-22 21:00 | 0 | 0 | 0
2016-05-22 22:00 | 0 | 0 | 0
2016-05-22 23:00 | 0 | 0 | 0
2016-05-23 | 0 | 0 | 0
2016-05-23 01:00 | 0 | 0 | 0
2016-05-23 02:00 | 0 | 0 | 0
2016-05-23 03:00 | 0 | 0 | 0
2016-05-23 04:00 | 0 | 0 | 0
2016-05-23 05:00 | 0 | 0 | 0
2016-05-23 06:00 | 0 | 0 | 0
2016-05-23 07:00 | 0 | 0 | 0
2016-05-23 08:00 | 0 | 0 | 0
2016-05-23 09:00 | 0 | 0 | 0
2016-05-23 10:00 | 0 | 0 | 0
2016-05-23 11:00 | 0 | 0 | 0
2016-05-23 12:00 | 0 | 0 | 0
2016-05-23 13:00 | 0 | 0 | 0
2016-05-23 14:00 | 0 | 0 | 0
2016-05-23 15:00 | 0 | 0 | 0
2016-05-23 16:00 | 0 | 0 | 0
2016-05-23 17:00 | 0 | 0 | 0
2016-05-23 18:00 | 0 | 0 | 0
2016-05-23 19:00 | 0 | 0 | 0
2016-05-23 20:00 | 0 | 0 | 0
2016-05-23 21:00 | 0 | 0 | 0
2016-05-23 22:00 | 0 | 0 | 0
2016-05-23 23:00 | 0 | 0 | 0
2016-05-24 | 0 | 0 | 0
2016-05-24 01:00 | 0 | 0 | 0
2016-05-24 02:00 | 0 | 0 | 0
2016-05-24 03:00 | 0 | 0 | 0
2016-05-24 04:00 | 0 | 0 | 0
2016-05-24 05:00 | 0 | 0 | 0
2016-05-24 06:00 | 0 | 0 | 0
2016-05-24 07:00 | 0 | 0 | 0
2016-05-24 08:00 | 0 | 0 | 0
2016-05-24 09:00 | 0 | 0 | 0
2016-05-24 10:00 | 0 | 0 | 0
2016-05-24 11:00 | 0 | 0 | 0
2016-05-24 12:00 | 0 | 0 | 0
2016-05-24 13:00 | 0 | 0 | 0
2016-05-24 14:00 | 0 | 0 | 0
2016-05-24 15:00 | 0 | 0 | 0
2016-05-24 16:00 | 0 | 0 | 0
2016-05-24 17:00 | 0 | 0 | 0
2016-05-24 18:00 | 0 | 0 | 0
2016-05-24 19:00 | 0 | 0 | 0
2016-05-24 20:00 | 0 | 0 | 0
2016-05-24 21:00 | 0 | 0 | 0
2016-05-24 22:00 | 0 | 0 | 0
2016-05-24 23:00 | 0 | 0 | 0
2016-05-25 | 0 | 0 | 0
2016-05-25 01:00 | 0 | 0 | 0
2016-05-25 02:00 | 0 | 0 | 0
2016-05-25 03:00 | 0 | 0 | 0
2016-05-25 04:00 | 0 | 0 | 0
2016-05-25 05:00 | 0 | 0 | 0
2016-05-25 06:00 | 0 | 0 | 0
2016-05-25 07:00 | 0 | 0 | 0
2016-05-25 08:00 | 0 | 0 | 0
2016-05-25 09:00 | 0 | 0 | 0
2016-05-25 10:00 | 0 | 0 | 0
2016-05-25 11:00 | 0 | 0 | 0
2016-05-25 12:00 | 0 | 0 | 0
2016-05-25 13:00 | 0 | 0 | 0
2016-05-25 14:00 | 0 | 0 | 0
2016-05-25 15:00 | 0 | 0 | 0
2016-05-25 16:00 | 0 | 0 | 0
2016-05-25 17:00 | 0 | 0 | 0
2016-05-25 18:00 | 0 | 0 | 0
2016-05-25 19:00 | 0 | 0 | 0
2016-05-25 20:00 | 0 | 0 | 0
2016-05-25 21:00 | 0 | 0 | 0
2016-05-25 22:00 | 0 | 0 | 0
2016-05-25 23:00 | 0 | 0 | 0
2016-05-26 | 0 | 0 | 0
2016-05-26 01:00 | 0 | 0 | 0
2016-05-26 02:00 | 0 | 0 | 0
2016-05-26 03:00 | 0 | 0 | 0
2016-05-26 04:00 | 0 | 0 | 0
2016-05-26 05:00 | 0 | 0 | 0
2016-05-26 06:00 | 0 | 0 | 0
2016-05-26 07:00 | 0 | 0 | 0
2016-05-26 08:00 | 0 | 0 | 0
2016-05-26 09:00 | 0 | 0 | 0
2016-05-26 10:00 | 0 | 0 | 0
2016-05-26 11:00 | 0 | 0 | 0
2016-05-26 12:00 | 0 | 0 | 0
2016-05-26 13:00 | 0 | 0 | 0
2016-05-26 14:00 | 0 | 0 | 0
2016-05-26 15:00 | 0 | 0 | 0
2016-05-26 16:00 | 0 | 0 | 0
2016-05-26 17:00 | 0 | 0 | 0
2016-05-26 18:00 | 0 | 0 | 0
2016-05-26 19:00 | 0 | 0 | 0
2016-05-26 20:00 | 0 | 0 | 0
2016-05-26 21:00 | 0 | 0 | 0
2016-05-26 22:00 | 0 | 0 | 0
2016-05-26 23:00 | 0 | 0 | 0
2016-05-27 | 0 | 0 | 0
2016-05-27 01:00 | 0 | 0 | 0
2016-05-27 02:00 | 0 | 0 | 0
2016-05-27 03:00 | 0 | 0 | 0
2016-05-27 04:00 | 0 | 0 | 0
2016-05-27 05:00 | 0 | 0 | 0
2016-05-27 06:00 | 0 | 0 | 0
2016-05-27 07:00 | 0 | 0 | 0
2016-05-27 08:00 | 0 | 0 | 0
2016-05-27 09:00 | 0 | 0 | 0
2016-05-27 10:00 | 0 | 0 | 0
2016-05-27 11:00 | 0 | 0 | 0
2016-05-27 12:00 | 0 | 0 | 0
2016-05-27 13:00 | 0 | 0 | 0
2016-05-27 14:00 | 0 | 0 | 0
2016-05-27 15:00 | 0 | 0 | 0
2016-05-27 16:00 | 0 | 0 | 0
2016-05-27 17:00 | 0 | 0 | 0
2016-05-27 18:00 | 0 | 0 | 0
2016-05-27 19:00 | 0 | 0 | 0
2016-05-27 20:00 | 0 | 0 | 0
2016-05-27 21:00 | 0 | 0 | 0
2016-05-27 22:00 | 0 | 0 | 0
2016-05-27 23:00 | 0 | 0 | 0
2016-05-28 | 0 | 0 | 0
2016-05-28 01:00 | 0 | 0 | 0
2016-05-28 02:00 | 0 | 0 | 0
2016-05-28 03:00 | 0 | 0 | 0
2016-05-28 04:00 | 0 | 0 | 0
2016-05-28 05:00 | 0 | 0 | 0
2016-05-28 06:00 | 0 | 0 | 0
2016-05-28 07:00 | 0 | 0 | 0
2016-05-28 08:00 | 0 | 0 | 0
2016-05-28 09:00 | 0 | 0 | 0
2016-05-28 10:00 | 0 | 0 | 0
2016-05-28 11:00 | 0 | 0 | 0
2016-05-28 12:00 | 0 | 0 | 0
2016-05-28 13:00 | 0 | 0 | 0
2016-05-28 14:00 | 0 | 0 | 0
2016-05-28 15:00 | 0 | 0 | 0
2016-05-28 16:00 | 0 | 0 | 0
2016-05-28 17:00 | 0 | 0 | 0
2016-05-28 18:00 | 0 | 0 | 0
2016-05-28 19:00 | 0 | 0 | 0
2016-05-28 20:00 | 0 | 0 | 0
2016-05-28 21:00 | 0 | 0 | 0
2016-05-28 22:00 | 0 | 0 | 0
2016-05-28 23:00 | 0 | 0 | 0
2016-05-29 | 0 | 0 | 0
2016-05-29 01:00 | 0 | 0 | 0
2016-05-29 02:00 | 0 | 0 | 0
2016-05-29 03:00 | 0 | 0 | 0
2016-05-29 04:00 | 0 | 0 | 0
2016-05-29 05:00 | 0 | 0 | 0
2016-05-29 06:00 | 0 | 0 | 0
2016-05-29 07:00 | 0 | 0 | 0
2016-05-29 08:00 | 0 | 0 | 0
2016-05-29 09:00 | 0 | 0 | 0
2016-05-29 10:00 | 0 | 0 | 0
2016-05-29 11:00 | 0 | 0 | 0
2016-05-29 12:00 | 0 | 0 | 0
2016-05-29 13:00 | 0 | 0 | 0
2016-05-29 14:00 | 0 | 0 | 0
2016-05-29 15:00 | 0 | 0 | 0
2016-05-29 16:00 | 0 | 0 | 0
2016-05-29 17:00 | 0 | 0 | 0
2016-05-29 18:00 | 0 | 0 | 0
2016-05-29 19:00 | 0 | 0 | 0
2016-05-29 20:00 | 0 | 0 | 0
2016-05-29 21:00 | 0 | 0 | 0
2016-05-29 22:00 | 0 | 0 | 0
2016-05-29 23:00 | 0 | 0 | 0
2016-05-30 | 0 | 0 | 0
2016-05-30 01:00 | 0 | 0 | 0
2016-05-30 02:00 | 0 | 0 | 0
2016-05-30 03:00 | 0 | 0 | 0
2016-05-30 04:00 | 0 | 0 | 0
2016-05-30 05:00 | 0 | 0 | 0
2016-05-30 06:00 | 0 | 0 | 0
2016-05-30 07:00 | 0 | 0 | 0
2016-05-30 08:00 | 0 | 0 | 0
2016-05-30 09:00 | 0 | 0 | 0
2016-05-30 10:00 | 0 | 0 | 0
2016-05-30 11:00 | 0 | 0 | 0
2016-05-30 12:00 | 0 | 0 | 0
2016-05-30 13:00 | 0 | 0 | 0
2016-05-30 14:00 | 0 | 0 | 0
2016-05-30 15:00 | 0 | 0 | 0
2016-05-30 16:00 | 0 | 0 | 0
2016-05-30 17:00 | 0 | 0 | 0
2016-05-30 18:00 | 0 | 0 | 0
2016-05-30 19:00 | 0 | 0 | 0
2016-05-30 20:00 | 0 | 0 | 0
2016-05-30 21:00 | 0 | 0 | 0
2016-05-30 22:00 | 0 | 0 | 0
2016-05-30 23:00 | 0 | 0 | 0
2016-05-31 | 0 | 0 | 0
2016-05-31 01:00 | 0 | 0 | 0
2016-05-31 02:00 | 0 | 0 | 0
2016-05-31 03:00 | 0 | 0 | 0
2016-05-31 04:00 | 0 | 0 | 0
2016-05-31 05:00 | 0 | 0 | 0
2016-05-31 06:00 | 0 | 0 | 0
2016-05-31 07:00 | 0 | 0 | 0
2016-05-31 08:00 | 0 | 0 | 0
2016-05-31 09:00 | 0 | 0 | 0
2016-05-31 10:00 | 0 | 0 | 0
2016-05-31 11:00 | 0 | 0 | 0
2016-05-31 12:00 | 0 | 0 | 0
2016-05-31 13:00 | 0 | 0 | 0
2016-05-31 14:00 | 0 | 0 | 0
2016-05-31 15:00 | 0 | 0 | 0
2016-05-31 16:00 | 0 | 0 | 0
2016-05-31 17:00 | 0 | 0 | 0
2016-05-31 18:00 | 0 | 0 | 0
2016-05-31 19:00 | 0 | 0 | 0
2016-05-31 20:00 | 0 | 0 | 0
2016-05-31 21:00 | 0 | 0 | 0
2016-05-31 22:00 | 0 | 0 | 0
2016-05-31 23:00 | 0 | 0 | 0
2016-06-01 | 0 | 0 | 0
2016-06-01 01:00 | 0 | 0 | 0
2016-06-01 02:00 | 0 | 0 | 0
2016-06-01 03:00 | 0 | 0 | 0
2016-06-01 04:00 | 0 | 0 | 0
2016-06-01 05:00 | 0 | 0 | 0
2016-06-01 06:00 | 0 | 0 | 0
2016-06-01 07:00 | 0 | 0 | 0
2016-06-01 08:00 | 0 | 0 | 0
2016-06-01 09:00 | 0 | 0 | 0
2016-06-01 10:00 | 0 | 0 | 0
2016-06-01 11:00 | 0 | 0 | 0
2016-06-01 12:00 | 0 | 0 | 0
2016-06-01 13:00 | 0 | 0 | 0
2016-06-01 14:00 | 0 | 0 | 0
2016-06-01 15:00 | 0 | 0 | 0
2016-06-01 16:00 | 0 | 0 | 0
2016-06-01 17:00 | 0 | 0 | 0
2016-06-01 18:00 | 0 | 0 | 0
2016-06-01 19:00 | 0 | 0 | 0
2016-06-01 20:00 | 0 | 0 | 0
2016-06-01 21:00 | 0 | 0 | 0
2016-06-01 22:00 | 0 | 0 | 0
2016-06-01 23:00 | 0 | 0 | 0
2016-06-02 | 0 | 0 | 0
2016-06-02 01:00 | 0 | 0 | 0
2016-06-02 02:00 | 0 | 0 | 0
2016-06-02 03:00 | 0 | 0 | 0
2016-06-02 04:00 | 0 | 0 | 0
2016-06-02 05:00 | 0 | 0 | 0
2016-06-02 06:00 | 0 | 0 | 0
2016-06-02 07:00 | 0 | 0 | 0
2016-06-02 08:00 | 0 | 0 | 0
2016-06-02 09:00 | 0 | 0 | 0
2016-06-02 10:00 | 0 | 0 | 0
2016-06-02 11:00 | 0 | 0 | 0
2016-06-02 12:00 | 0 | 0 | 0
2016-06-02 13:00 | 0 | 0 | 0
2016-06-02 14:00 | 0 | 0 | 0
2016-06-02 15:00 | 0 | 0 | 0
2016-06-02 16:00 | 0 | 0 | 0
2016-06-02 17:00 | 0 | 0 | 0
2016-06-02 18:00 | 0 | 0 | 0
2016-06-02 19:00 | 0 | 0 | 0
2016-06-02 20:00 | 0 | 0 | 0
2016-06-02 21:00 | 0 | 0 | 0
2016-06-02 22:00 | 0 | 0 | 0
2016-06-02 23:00 | 0 | 0 | 0
2016-06-03 | 0 | 0 | 0
2016-06-03 01:00 | 0 | 0 | 0
2016-06-03 02:00 | 0 | 0 | 0
2016-06-03 03:00 | 0 | 0 | 0
2016-06-03 04:00 | 0 | 0 | 0
2016-06-03 05:00 | 0 | 0 | 0
2016-06-03 06:00 | 0 | 0 | 0
2016-06-03 07:00 | 0 | 0 | 0
2016-06-03 08:00 | 0 | 0 | 0
2016-06-03 09:00 | 0 | 0 | 0
2016-06-03 10:00 | 0 | 0 | 0
2016-06-03 11:00 | 0 | 0 | 0
2016-06-03 12:00 | 0 | 0 | 0
2016-06-03 13:00 | 0 | 0 | 0
2016-06-03 14:00 | 0 | 0 | 0
2016-06-03 15:00 | 0 | 0 | 0
2016-06-03 16:00 | 0 | 0 | 0
2016-06-03 17:00 | 0 | 0 | 0
2016-06-03 18:00 | 0 | 0 | 0
2016-06-03 19:00 | 0 | 0 | 0
2016-06-03 20:00 | 0 | 0 | 0
2016-06-03 21:00 | 0 | 0 | 0
2016-06-03 22:00 | 0 | 0 | 0
2016-06-03 23:00 | 0 | 0 | 0
2016-06-04 | 0 | 0 | 0
2016-06-04 01:00 | 0 | 0 | 0
2016-06-04 02:00 | 0 | 0 | 0
2016-06-04 03:00 | 0 | 0 | 0
2016-06-04 04:00 | 0 | 0 | 0
2016-06-04 05:00 | 0 | 0 | 0
2016-06-04 06:00 | 0 | 0 | 0
2016-06-04 07:00 | 0 | 0 | 0
2016-06-04 08:00 | 0 | 0 | 0
2016-06-04 09:00 | 0 | 0 | 0
2016-06-04 10:00 | 0 | 0 | 0
2016-06-04 11:00 | 0 | 0 | 0
2016-06-04 12:00 | 0 | 0 | 0
2016-06-04 13:00 | 0 | 0 | 0
2016-06-04 14:00 | 0 | 0 | 0
2016-06-04 15:00 | 0 | 0 | 0
2016-06-04 16:00 | 0 | 0 | 0
2016-06-04 17:00 | 0 | 0 | 0
2016-06-04 18:00 | 0 | 0 | 0
2016-06-04 19:00 | 0 | 0 | 0
2016-06-04 20:00 | 0 | 0 | 0
2016-06-04 21:00 | 0 | 0 | 0
2016-06-04 22:00 | 0 | 0 | 0
2016-06-04 23:00 | 0 | 0 | 0
2016-06-05 | 0 | 0 | 0
2016-06-05 01:00 | 0 | 0 | 0
2016-06-05 02:00 | 0 | 0 | 0
2016-06-05 03:00 | 0 | 0 | 0
2016-06-05 04:00 | 0 | 0 | 0
2016-06-05 05:00 | 0 | 0 | 0
2016-06-05 06:00 | 0 | 0 | 0
2016-06-05 07:00 | 0 | 0 | 0
2016-06-05 08:00 | 0 | 0 | 0
2016-06-05 09:00 | 0 | 0 | 0
2016-06-05 10:00 | 0 | 0 | 0
2016-06-05 11:00 | 0 | 0 | 0
2016-06-05 12:00 | 0 | 0 | 0
2016-06-05 13:00 | 0 | 0 | 0
2016-06-05 14:00 | 0 | 0 | 0
2016-06-05 15:00 | 0 | 0 | 0
2016-06-05 16:00 | 0 | 0 | 0
2016-06-05 17:00 | 0 | 0 | 0
2016-06-05 18:00 | 0 | 0 | 0
2016-06-05 19:00 | 0 | 0 | 0
2016-06-05 20:00 | 0 | 0 | 0
2016-06-05 21:00 | 0 | 0 | 0
2016-06-05 22:00 | 0 | 0 | 0
2016-06-05 23:00 | 0 | 0 | 0
2016-06-06 | 0 | 0 | 0
2016-06-06 01:00 | 0 | 0 | 0
2016-06-06 02:00 | 0 | 0 | 0
2016-06-06 03:00 | 0 | 0 | 0
2016-06-06 04:00 | 0 | 0 | 0
2016-06-06 05:00 | 0 | 0 | 0
2016-06-06 06:00 | 0 | 0 | 0
2016-06-06 07:00 | 0 | 0 | 0
2016-06-06 08:00 | 0 | 0 | 0
2016-06-06 09:00 | 0 | 0 | 0
2016-06-06 10:00 | 0 | 0 | 0
2016-06-06 11:00 | 0 | 0 | 0
2016-06-06 12:00 | 0 | 0 | 0
2016-06-06 13:00 | 0 | 0 | 0
2016-06-06 14:00 | 0 | 0 | 0
2016-06-06 15:00 | 0 | 0 | 0
2016-06-06 16:00 | 0 | 0 | 0
2016-06-06 17:00 | 0 | 0 | 0
2016-06-06 18:00 | 0 | 0 | 0
2016-06-06 19:00 | 0 | 0 | 0
2016-06-06 20:00 | 0 | 0 | 0
2016-06-06 21:00 | 0 | 0 | 0
2016-06-06 22:00 | 0 | 0 | 0
2016-06-06 23:00 | 0 | 0 | 0
2016-06-07 | 0 | 0 | 0
2016-06-07 01:00 | 0 | 0 | 0
2016-06-07 02:00 | 0 | 0 | 0
2016-06-07 03:00 | 0 | 0 | 0
2016-06-07 04:00 | 0 | 0 | 0
2016-06-07 05:00 | 0 | 0 | 0
2016-06-07 06:00 | 0 | 0 | 0
2016-06-07 07:00 | 0 | 0 | 0
2016-06-07 08:00 | 0 | 0 | 0
2016-06-07 09:00 | 0 | 0 | 0
2016-06-07 10:00 | 0 | 0 | 0
2016-06-07 11:00 | 0 | 0 | 0
2016-06-07 12:00 | 0 | 0 | 0
2016-06-07 13:00 | 0 | 0 | 0
2016-06-07 14:00 | 0 | 0 | 0
2016-06-07 15:00 | 0 | 0 | 0
2016-06-07 16:00 | 0 | 0 | 0
2016-06-07 17:00 | 0 | 0 | 0
2016-06-07 18:00 | 0 | 0 | 0
2016-06-07 19:00 | 0 | 0 | 0
2016-06-07 20:00 | 0 | 0 | 0
2016-06-07 21:00 | 0 | 0 | 0
2016-06-07 22:00 | 0 | 0 | 0
2016-06-07 23:00 | 0 | 0 | 0
2016-06-08 | 0 | 0 | 0
2016-06-08 01:00 | 0 | 0 | 0
2016-06-08 02:00 | 0 | 0 | 0
2016-06-08 03:00 | 0 | 0 | 0
2016-06-08 04:00 | 0 | 0 | 0
2016-06-08 05:00 | 0 | 0 | 0
2016-06-08 06:00 | 0 | 0 | 0
2016-06-08 07:00 | 0 | 0 | 0
2016-06-08 08:00 | 0 | 0 | 0
2016-06-08 09:00 | 0 | 0 | 0
2016-06-08 10:00 | 0 | 0 | 0
2016-06-08 11:00 | 0 | 0 | 0
2016-06-08 12:00 | 0 | 0 | 0
2016-06-08 13:00 | 0 | 0 | 0
2016-06-08 14:00 | 0 | 0 | 0
2016-06-08 15:00 | 0 | 0 | 0
2016-06-08 16:00 | 0 | 0 | 0
2016-06-08 17:00 | 0 | 0 | 0
2016-06-08 18:00 | 0 | 0 | 0
2016-06-08 19:00 | 0 | 0 | 0
2016-06-08 20:00 | 0 | 0 | 0
2016-06-08 21:00 | 0 | 0 | 0
2016-06-08 22:00 | 0 | 0 | 0
2016-06-08 23:00 | 0 | 0 | 0
2016-06-09 | 0 | 0 | 0
2016-06-09 01:00 | 0 | 0 | 0
2016-06-09 02:00 | 0 | 0 | 0
2016-06-09 03:00 | 0 | 0 | 0
2016-06-09 04:00 | 0 | 0 | 0
2016-06-09 05:00 | 0 | 0 | 0
2016-06-09 06:00 | 0 | 0 | 0
2016-06-09 07:00 | 0 | 0 | 0
2016-06-09 08:00 | 0 | 0 | 0
2016-06-09 09:00 | 0 | 0 | 0
2016-06-09 10:00 | 0 | 0 | 0
2016-06-09 11:00 | 0 | 0 | 0
2016-06-09 12:00 | 0 | 0 | 0
2016-06-09 13:00 | 0 | 0 | 0
2016-06-09 14:00 | 0 | 0 | 0
2016-06-09 15:00 | 0 | 0 | 0
2016-06-09 16:00 | 0 | 0 | 0
2016-06-09 17:00 | 0 | 0 | 0
2016-06-09 18:00 | 0 | 0 | 0
2016-06-09 19:00 | 0 | 0 | 0
2016-06-09 20:00 | 0 | 0 | 0
2016-06-09 21:00 | 0 | 0 | 0
2016-06-09 22:00 | 0 | 0 | 0
2016-06-09 23:00 | 0 | 0 | 0
2016-06-10 | 0 | 0 | 0
2016-06-10 01:00 | 0 | 0 | 0
2016-06-10 02:00 | 0 | 0 | 0
2016-06-10 03:00 | 0 | 0 | 0
2016-06-10 04:00 | 0 | 0 | 0
2016-06-10 05:00 | 0 | 0 | 0
2016-06-10 06:00 | 0 | 0 | 0
2016-06-10 07:00 | 0 | 0 | 0
2016-06-10 08:00 | 0 | 0 | 0
2016-06-10 09:00 | 0 | 0 | 0
2016-06-10 10:00 | 0 | 0 | 0
2016-06-10 11:00 | 0 | 0 | 0
2016-06-10 12:00 | 0 | 0 | 0
2016-06-10 13:00 | 0 | 0 | 0
2016-06-10 14:00 | 0 | 0 | 0
2016-06-10 15:00 | 0 | 0 | 0
2016-06-10 16:00 | 0 | 0 | 0
2016-06-10 17:00 | 0 | 0 | 0
2016-06-10 18:00 | 0 | 0 | 0
2016-06-10 19:00 | 0 | 0 | 0
2016-06-10 20:00 | 0 | 0 | 0
2016-06-10 21:00 | 0 | 0 | 0
2016-06-10 22:00 | 0 | 0 | 0
2016-06-10 23:00 | 0 | 0 | 0
2016-06-11 | 0 | 0 | 0
2016-06-11 01:00 | 0 | 0 | 0
2016-06-11 02:00 | 0 | 0 | 0
2016-06-11 03:00 | 0 | 0 | 0
2016-06-11 04:00 | 0 | 0 | 0
2016-06-11 05:00 | 0 | 0 | 0
2016-06-11 06:00 | 0 | 0 | 0
2016-06-11 07:00 | 0 | 0 | 0
2016-06-11 08:00 | 0 | 0 | 0
2016-06-11 09:00 | 0 | 0 | 0
2016-06-11 10:00 | 0 | 0 | 0
2016-06-11 11:00 | 0 | 0 | 0
2016-06-11 12:00 | 0 | 0 | 0
2016-06-11 13:00 | 0 | 0 | 0
2016-06-11 14:00 | 0 | 0 | 0
2016-06-11 15:00 | 0 | 0 | 0
2016-06-11 16:00 | 0 | 0 | 0
2016-06-11 17:00 | 0 | 0 | 0
2016-06-11 18:00 | 0 | 0 | 0
2016-06-11 19:00 | 0 | 0 | 0
2016-06-11 20:00 | 0 | 0 | 0
2016-06-11 21:00 | 0 | 0 | 0
2016-06-11 22:00 | 0 | 0 | 0
2016-06-11 23:00 | 0 | 0 | 0
2016-06-12 | 0 | 0 | 0
2016-06-12 01:00 | 0 | 0 | 0
2016-06-12 02:00 | 0 | 0 | 0
2016-06-12 03:00 | 0 | 0 | 0
2016-06-12 04:00 | 0 | 0 | 0
2016-06-12 05:00 | 0 | 0 | 0
2016-06-12 06:00 | 0 | 0 | 0
2016-06-12 07:00 | 0 | 0 | 0
2016-06-12 08:00 | 0 | 0 | 0
2016-06-12 09:00 | 0 | 0 | 0
2016-06-12 10:00 | 0 | 0 | 0
2016-06-12 11:00 | 0 | 0 | 0
2016-06-12 12:00 | 0 | 0 | 0
2016-06-12 13:00 | 0 | 0 | 0
2016-06-12 14:00 | 0 | 0 | 0
2016-06-12 15:00 | 0 | 0 | 0
2016-06-12 16:00 | 0 | 0 | 0
2016-06-12 17:00 | 0 | 0 | 0
2016-06-12 18:00 | 0 | 0 | 0
2016-06-12 19:00 | 0 | 0 | 0
2016-06-12 20:00 | 0 | 0 | 0
2016-06-12 21:00 | 0 | 0 | 0
2016-06-12 22:00 | 0 | 0 | 0
2016-06-12 23:00 | 0 | 0 | 0
2016-06-13 | 0 | 0 | 0
2016-06-13 01:00 | 0 | 0 | 0
2016-06-13 02:00 | 0 | 0 | 0
2016-06-13 03:00 | 0 | 0 | 0
2016-06-13 04:00 | 0 | 0 | 0
2016-06-13 05:00 | 0 | 0 | 0
2016-06-13 06:00 | 0 | 0 | 0
2016-06-13 07:00 | 0 | 0 | 0
2016-06-13 08:00 | 0 | 0 | 0
2016-06-13 09:00 | 0 | 0 | 0
2016-06-13 10:00 | 0 | 0 | 0
2016-06-13 11:00 | 0 | 0 | 0
2016-06-13 12:00 | 0 | 0 | 0
2016-06-13 13:00 | 0 | 0 | 0
2016-06-13 14:00 | 0 | 0 | 0
2016-06-13 15:00 | 0 | 0 | 0
2016-06-13 16:00 | 0 | 0 | 0
2016-06-13 17:00 | 0 | 0 | 0
2016-06-13 18:00 | 0 | 0 | 0
2016-06-13 19:00 | 0 | 0 | 0
2016-06-13 20:00 | 0 | 0 | 0
2016-06-13 21:00 | 0 | 0 | 0
2016-06-13 22:00 | 0 | 0 | 0
2016-06-13 23:00 | 0 | 0 | 0
2016-06-14 | 0 | 0 | 0
2016-06-14 01:00 | 0 | 0 | 0
2016-06-14 02:00 | 0 | 0 | 0
2016-06-14 03:00 | 0 | 0 | 0
2016-06-14 04:00 | 0 | 0 | 0
2016-06-14 05:00 | 0 | 0 | 0
2016-06-14 06:00 | 0 | 0 | 0
2016-06-14 07:00 | 0 | 0 | 0
2016-06-14 08:00 | 0 | 0 | 0
2016-06-14 09:00 | 0 | 0 | 0
2016-06-14 10:00 | 0 | 0 | 0
2016-06-14 11:00 | 0 | 0 | 0
2016-06-14 12:00 | 0 | 0 | 0
2016-06-14 13:00 | 0 | 0 | 0
2016-06-14 14:00 | 0 | 0 | 0
2016-06-14 15:00 | 0 | 0 | 0
2016-06-14 16:00 | 0 | 0 | 0
2016-06-14 17:00 | 0 | 0 | 0
2016-06-14 18:00 | 0 | 0 | 0
2016-06-14 19:00 | 0 | 0 | 0
2016-06-14 20:00 | 0 | 0 | 0
2016-06-14 21:00 | 0 | 0 | 0
2016-06-14 22:00 | 0 | 0 | 0
2016-06-14 23:00 | 0 | 0 | 0
2016-06-15 | 0 | 0 | 0
2016-06-15 01:00 | 0 | 0 | 0
2016-06-15 02:00 | 0 | 0 | 0
2016-06-15 03:00 | 0 | 0 | 0
2016-06-15 04:00 | 0 | 0 | 0
2016-06-15 05:00 | 0 | 0 | 0
2016-06-15 06:00 | 0 | 0 | 0
2016-06-15 07:00 | 0 | 0 | 0
2016-06-15 08:00 | 0 | 0 | 0
2016-06-15 09:00 | 0 | 0 | 0
2016-06-15 10:00 | 0 | 0 | 0
2016-06-15 11:00 | 0 | 0 | 0
2016-06-15 12:00 | 0 | 0 | 0
2016-06-15 13:00 | 0 | 0 | 0
2016-06-15 14:00 | 0 | 0 | 0
2016-06-15 15:00 | 0 | 0 | 0
2016-06-15 16:00 | 0 | 0 | 0
2016-06-15 17:00 | 0 | 0 | 0
2016-06-15 18:00 | 0 | 0 | 0
2016-06-15 19:00 | 0 | 0 | 0
2016-06-15 20:00 | 0 | 0 | 0
2016-06-15 21:00 | 0 | 0 | 0
2016-06-15 22:00 | 0 | 0 | 0
2016-06-15 23:00 | 0 | 0 | 0
2016-06-16 | 0 | 0 | 0
2016-06-16 01:00 | 0 | 0 | 0
2016-06-16 02:00 | 0 | 0 | 0
2016-06-16 03:00 | 0 | 0 | 0
2016-06-16 04:00 | 0 | 0 | 0
2016-06-16 05:00 | 0 | 0 | 0
2016-06-16 06:00 | 0 | 0 | 0
2016-06-16 07:00 | 0 | 0 | 0
2016-06-16 08:00 | 0 | 0 | 0
2016-06-16 09:00 | 0 | 0 | 0
2016-06-16 10:00 | 0 | 0 | 0
2016-06-16 11:00 | 0 | 0 | 0
2016-06-16 12:00 | 0 | 0 | 0
2016-06-16 13:00 | 0 | 0 | 0
2016-06-16 14:00 | 0 | 0 | 0
2016-06-16 15:00 | 0 | 0 | 0
2016-06-16 16:00 | 0 | 0 | 0
2016-06-16 17:00 | 0 | 0 | 0
2016-06-16 18:00 | 0 | 0 | 0
2016-06-16 19:00 | 0 | 0 | 0
2016-06-16 20:00 | 0 | 0 | 0
2016-06-16 21:00 | 0 | 0 | 0
2016-06-16 22:00 | 0 | 0 | 0
2016-06-16 23:00 | 0 | 0 | 0
2016-06-17 | 0 | 0 | 0
2016-06-17 01:00 | 0 | 0 | 0
2016-06-17 02:00 | 0 | 0 | 0
2016-06-17 03:00 | 0 | 0 | 0
2016-06-17 04:00 | 0 | 0 | 0
2016-06-17 05:00 | 0 | 0 | 0
2016-06-17 06:00 | 0 | 0 | 0
2016-06-17 07:00 | 0 | 0 | 0
2016-06-17 08:00 | 0 | 0 | 0
2016-06-17 09:00 | 0 | 0 | 0
2016-06-17 10:00 | 0 | 0 | 0
2016-06-17 11:00 | 0 | 0 | 0
2016-06-17 12:00 | 0 | 0 | 0
2016-06-17 13:00 | 0 | 0 | 0
2016-06-17 14:00 | 0 | 0 | 0
2016-06-17 15:00 | 0 | 0 | 0
2016-06-17 16:00 | 0 | 0 | 0
2016-06-17 17:00 | 0 | 0 | 0
2016-06-17 18:00 | 0 | 0 | 0
2016-06-17 19:00 | 0 | 0 | 0
2016-06-17 20:00 | 0 | 0 | 0
2016-06-17 21:00 | 0 | 0 | 0
2016-06-17 22:00 | 0 | 0 | 0
2016-06-17 23:00 | 0 | 0 | 0
2016-06-18 | 0 | 0 | 0
2016-06-18 01:00 | 0 | 0 | 0
2016-06-18 02:00 | 0 | 0 | 0
2016-06-18 03:00 | 0 | 0 | 0
2016-06-18 04:00 | 0 | 0 | 0
2016-06-18 05:00 | 0 | 0 | 0
2016-06-18 06:00 | 0 | 0 | 0
2016-06-18 07:00 | 0 | 0 | 0
2016-06-18 08:00 | 0 | 0 | 0
2016-06-18 09:00 | 0 | 0 | 0
2016-06-18 10:00 | 0 | 0 | 0
2016-06-18 11:00 | 0 | 0 | 0
2016-06-18 12:00 | 0 | 0 | 0
2016-06-18 13:00 | 0 | 0 | 0
2016-06-18 14:00 | 0 | 0 | 0
2016-06-18 15:00 | 0 | 0 | 0
2016-06-18 16:00 | 0 | 0 | 0
2016-06-18 17:00 | 0 | 0 | 0
2016-06-18 18:00 | 0 | 0 | 0
2016-06-18 19:00 | 0 | 0 | 0
2016-06-18 20:00 | 0 | 0 | 0
2016-06-18 21:00 | 0 | 0 | 0
2016-06-18 22:00 | 0 | 0 | 0
2016-06-18 23:00 | 0 | 0 | 0
2016-06-19 | 0 | 0 | 0
2016-06-19 01:00 | 0 | 0 | 0
2016-06-19 02:00 | 0 | 0 | 0
2016-06-19 03:00 | 0 | 0 | 0
2016-06-19 04:00 | 0 | 0 | 0
2016-06-19 05:00 | 0 | 0 | 0
2016-06-19 06:00 | 0 | 0 | 0
2016-06-19 07:00 | 0 | 0 | 0
2016-06-19 08:00 | 0 | 0 | 0
2016-06-19 09:00 | 0 | 0 | 0
2016-06-19 10:00 | 0 | 0 | 0
2016-06-19 11:00 | 0 | 0 | 0
2016-06-19 12:00 | 0 | 0 | 0
2016-06-19 13:00 | 0 | 0 | 0
2016-06-19 14:00 | 0 | 0 | 0
2016-06-19 15:00 | 0 | 0 | 0
2016-06-19 16:00 | 0 | 0 | 0
2016-06-19 17:00 | 0 | 0 | 0
2016-06-19 18:00 | 0 | 0 | 0
2016-06-19 19:00 | 0 | 0 | 0
2016-06-19 20:00 | 0 | 0 | 0
2016-06-19 21:00 | 0 | 0 | 0
2016-06-19 22:00 | 0 | 0 | 0
2016-06-19 23:00 | 0 | 0 | 0
2016-06-20 | 0 | 0 | 0
2016-06-20 01:00 | 0 | 0 | 0
2016-06-20 02:00 | 0 | 0 | 0
2016-06-20 03:00 | 0 | 0 | 0
2016-06-20 04:00 | 0 | 0 | 0
2016-06-20 05:00 | 0 | 0 | 0
2016-06-20 06:00 | 0 | 0 | 0
2016-06-20 07:00 | 0 | 0 | 0
2016-06-20 08:00 | 0 | 0 | 0
2016-06-20 09:00 | 0 | 0 | 0
2016-06-20 10:00 | 0 | 0 | 0
2016-06-20 11:00 | 0 | 0 | 0
2016-06-20 12:00 | 0 | 0 | 0
2016-06-20 13:00 | 0 | 0 | 0
2016-06-20 14:00 | 0 | 0 | 0
2016-06-20 15:00 | 0 | 0 | 0
2016-06-20 16:00 | 0 | 0 | 0
2016-06-20 17:00 | 0 | 0 | 0
2016-06-20 18:00 | 0 | 0 | 0
2016-06-20 19:00 | 0 | 0 | 0
2016-06-20 20:00 | 0 | 0 | 0
2016-06-20 21:00 | 0 | 0 | 0
2016-06-20 22:00 | 0 | 0 | 0
2016-06-20 23:00 | 0 | 0 | 0
2016-06-21 | 0 | 0 | 0
2016-06-21 01:00 | 0 | 0 | 0
2016-06-21 02:00 | 0 | 0 | 0
2016-06-21 03:00 | 0 | 0 | 0
2016-06-21 04:00 | 0 | 0 | 0
2016-06-21 05:00 | 0 | 0 | 0
2016-06-21 06:00 | 0 | 0 | 0
2016-06-21 07:00 | 0 | 0 | 0
2016-06-21 08:00 | 0 | 0 | 0
2016-06-21 09:00 | 0 | 0 | 0
2016-06-21 10:00 | 0 | 0 | 0
2016-06-21 11:00 | 0 | 0 | 0
2016-06-21 12:00 | 0 | 0 | 0
2016-06-21 13:00 | 0 | 0 | 0
2016-06-21 14:00 | 0 | 0 | 0
2016-06-21 15:00 | 0 | 0 | 0
2016-06-21 16:00 | 0 | 0 | 0
2016-06-21 17:00 | 0 | 0 | 0
2016-06-21 18:00 | 0 | 0 | 0
2016-06-21 19:00 | 0 | 0 | 0
2016-06-21 20:00 | 0 | 0 | 0
2016-06-21 21:00 | 0 | 0 | 0
2016-06-21 22:00 | 0 | 0 | 0
2016-06-21 23:00 | 0 | 0 | 0
2016-06-22 | 0 | 0 | 0
2016-06-22 01:00 | 0 | 0 | 0
2016-06-22 02:00 | 0 | 0 | 0
2016-06-22 03:00 | 0 | 0 | 0
2016-06-22 04:00 | 0 | 0 | 0
2016-06-22 05:00 | 0 | 0 | 0
2016-06-22 06:00 | 0 | 0 | 0
2016-06-22 07:00 | 0 | 0 | 0
2016-06-22 08:00 | 0 | 0 | 0
2016-06-22 09:00 | 0 | 0 | 0
2016-06-22 10:00 | 0 | 0 | 0
2016-06-22 11:00 | 0 | 0 | 0
2016-06-22 12:00 | 0 | 0 | 0
2016-06-22 13:00 | 0 | 0 | 0
2016-06-22 14:00 | 0 | 0 | 0
2016-06-22 15:00 | 0 | 0 | 0
2016-06-22 16:00 | 0 | 0 | 0
2016-06-22 17:00 | 0 | 0 | 0
2016-06-22 18:00 | 0 | 0 | 0
2016-06-22 19:00 | 0 | 0 | 0
2016-06-22 20:00 | 0 | 0 | 0
2016-06-22 21:00 | 0 | 0 | 0
2016-06-22 22:00 | 0 | 0 | 0
2016-06-22 23:00 | 0 | 0 | 0
2016-06-23 | 0 | 0 | 0
2016-06-23 01:00 | 0 | 0 | 0
2016-06-23 02:00 | 0 | 0 | 0
2016-06-23 03:00 | 0 | 0 | 0
2016-06-23 04:00 | 0 | 0 | 0
2016-06-23 05:00 | 0 | 0 | 0
2016-06-23 06:00 | 0 | 0 | 0
2016-06-23 07:00 | 0 | 0 | 0
2016-06-23 08:00 | 0 | 0 | 0
2016-06-23 09:00 | 0 | 0 | 0
2016-06-23 10:00 | 0 | 0 | 0
2016-06-23 11:00 | 0 | 0 | 0
2016-06-23 12:00 | 0 | 0 | 0
2016-06-23 13:00 | 0 | 0 | 0
2016-06-23 14:00 | 0 | 0 | 0
2016-06-23 15:00 | 0 | 0 | 0
2016-06-23 16:00 | 0 | 0 | 0
2016-06-23 17:00 | 0 | 0 | 0
2016-06-23 18:00 | 0 | 0 | 0
2016-06-23 19:00 | 0 | 0 | 0
2016-06-23 20:00 | 0 | 0 | 0
2016-06-23 21:00 | 0 | 0 | 0
2016-06-23 22:00 | 0 | 0 | 0
2016-06-23 23:00 | 0 | 0 | 0
2016-06-24 | 0 | 0 | 0
2016-06-24 01:00 | 0 | 0 | 0
2016-06-24 02:00 | 0 | 0 | 0
2016-06-24 03:00 | 0 | 0 | 0
2016-06-24 04:00 | 0 | 0 | 0
2016-06-24 05:00 | 0 | 0 | 0
2016-06-24 06:00 | 0 | 0 | 0
2016-06-24 07:00 | 0 | 0 | 0
2016-06-24 08:00 | 0 | 0 | 0
2016-06-24 09:00 | 0 | 0 | 0
2016-06-24 10:00 | 0 | 0 | 0
2016-06-24 11:00 | 0 | 0 | 0
2016-06-24 12:00 | 0 | 0 | 0
2016-06-24 13:00 | 0 | 0 | 0
2016-06-24 14:00 | 0 | 0 | 0
2016-06-24 15:00 | 0 | 0 | 0
2016-06-24 16:00 | 0 | 0 | 0
2016-06-24 17:00 | 0 | 0 | 0
2016-06-24 18:00 | 0 | 0 | 0
2016-06-24 19:00 | 0 | 0 | 0
2016-06-24 20:00 | 0 | 0 | 0
2016-06-24 21:00 | 0 | 0 | 0
2016-06-24 22:00 | 0 | 0 | 0
2016-06-24 23:00 | 0 | 0 | 0
2016-06-25 | 0 | 0 | 0
2016-06-25 01:00 | 0 | 0 | 0
2016-06-25 02:00 | 0 | 0 | 0
2016-06-25 03:00 | 0 | 0 | 0
2016-06-25 04:00 | 0 | 0 | 0
2016-06-25 05:00 | 0 | 0 | 0
2016-06-25 06:00 | 0 | 0 | 0
2016-06-25 07:00 | 0 | 0 | 0
2016-06-25 08:00 | 0 | 0 | 0
2016-06-25 09:00 | 0 | 0 | 0
2016-06-25 10:00 | 0 | 0 | 0
2016-06-25 11:00 | 0 | 0 | 0
2016-06-25 12:00 | 0 | 0 | 0
2016-06-25 13:00 | 0 | 0 | 0
2016-06-25 14:00 | 0 | 0 | 0
2016-06-25 15:00 | 0 | 0 | 0
2016-06-25 16:00 | 0 | 0 | 0
2016-06-25 17:00 | 0 | 0 | 0
2016-06-25 18:00 | 0 | 0 | 0
2016-06-25 19:00 | 0 | 0 | 0
2016-06-25 20:00 | 0 | 0 | 0
2016-06-25 21:00 | 0 | 0 | 0
2016-06-25 22:00 | 0 | 0 | 0
2016-06-25 23:00 | 0 | 0 | 0
2016-06-26 | 0 | 0 | 0
2016-06-26 01:00 | 0 | 0 | 0
2016-06-26 02:00 | 0 | 0 | 0
2016-06-26 03:00 | 0 | 0 | 0
2016-06-26 04:00 | 0 | 0 | 0
2016-06-26 05:00 | 0 | 0 | 0
2016-06-26 06:00 | 0 | 0 | 0
2016-06-26 07:00 | 0 | 0 | 0
2016-06-26 08:00 | 0 | 0 | 0
2016-06-26 09:00 | 0 | 0 | 0
2016-06-26 10:00 | 0 | 0 | 0
2016-06-26 11:00 | 0 | 0 | 0
2016-06-26 12:00 | 0 | 0 | 0
2016-06-26 13:00 | 0 | 0 | 0
2016-06-26 14:00 | 0 | 0 | 0
2016-06-26 15:00 | 0 | 0 | 0
2016-06-26 16:00 | 0 | 0 | 0
2016-06-26 17:00 | 0 | 0 | 0
2016-06-26 18:00 | 0 | 0 | 0
2016-06-26 19:00 | 0 | 0 | 0
2016-06-26 20:00 | 0 | 0 | 0
2016-06-26 21:00 | 0 | 0 | 0
2016-06-26 22:00 | 0 | 0 | 0
2016-06-26 23:00 | 0 | 0 | 0
2016-06-27 | 0 | 0 | 0
2016-06-27 01:00 | 0 | 0 | 0
2016-06-27 02:00 | 0 | 0 | 0
2016-06-27 03:00 | 0 | 0 | 0
2016-06-27 04:00 | 0 | 0 | 0
2016-06-27 05:00 | 0 | 0 | 0
2016-06-27 06:00 | 0 | 0 | 0
2016-06-27 07:00 | 0 | 0 | 0
2016-06-27 08:00 | 0 | 0 | 0
2016-06-27 09:00 | 0 | 0 | 0
2016-06-27 10:00 | 0 | 0 | 0
2016-06-27 11:00 | 0 | 0 | 0
2016-06-27 12:00 | 0 | 0 | 0
2016-06-27 13:00 | 0 | 0 | 0
2016-06-27 14:00 | 0 | 0 | 0
2016-06-27 15:00 | 0 | 0 | 0
2016-06-27 16:00 | 0 | 0 | 0
2016-06-27 17:00 | 0 | 0 | 0
2016-06-27 18:00 | 0 | 0 | 0
2016-06-27 19:00 | 0 | 0 | 0
2016-06-27 20:00 | 0 | 0 | 0
2016-06-27 21:00 | 0 | 0 | 0
2016-06-27 22:00 | 0 | 0 | 0
2016-06-27 23:00 | 0 | 0 | 0
2016-06-28 | 0 | 0 | 0
2016-06-28 01:00 | 0 | 0 | 0
2016-06-28 02:00 | 0 | 0 | 0
2016-06-28 03:00 | 0 | 0 | 0
2016-06-28 04:00 | 0 | 0 | 0
2016-06-28 05:00 | 0 | 0 | 0
2016-06-28 06:00 | 0 | 0 | 0
2016-06-28 07:00 | 0 | 0 | 0
2016-06-28 08:00 | 0 | 0 | 0
2016-06-28 09:00 | 0 | 0 | 0
2016-06-28 10:00 | 0 | 0 | 0
2016-06-28 11:00 | 0 | 0 | 0
2016-06-28 12:00 | 0 | 0 | 0
2016-06-28 13:00 | 0 | 0 | 0
2016-06-28 14:00 | 0 | 0 | 0
2016-06-28 15:00 | 0 | 0 | 0
2016-06-28 16:00 | 0 | 0 | 0
2016-06-28 17:00 | 0 | 0 | 0
2016-06-28 18:00 | 0 | 0 | 0
2016-06-28 19:00 | 0 | 0 | 0
2016-06-28 20:00 | 0 | 0 | 0
2016-06-28 21:00 | 0 | 0 | 0
2016-06-28 22:00 | 0 | 0 | 0
2016-06-28 23:00 | 0 | 0 | 0
2016-06-29 | 0 | 0 | 0
2016-06-29 01:00 | 0 | 0 | 0
2016-06-29 02:00 | 0 | 0 | 0
2016-06-29 03:00 | 0 | 0 | 0
2016-06-29 04:00 | 0 | 0 | 0
2016-06-29 05:00 | 0 | 0 | 0
2016-06-29 06:00 | 0 | 0 | 0
2016-06-29 07:00 | 0 | 0 | 0
2016-06-29 08:00 | 0 | 0 | 0
2016-06-29 09:00 | 0 | 0 | 0
2016-06-29 10:00 | 0 | 0 | 0
2016-06-29 11:00 | 0 | 0 | 0
2016-06-29 12:00 | 0 | 0 | 0
2016-06-29 13:00 | 0 | 0 | 0
2016-06-29 14:00 | 0 | 0 | 0
2016-06-29 15:00 | 0 | 0 | 0
2016-06-29 16:00 | 0 | 0 | 0
2016-06-29 17:00 | 0 | 0 | 0
2016-06-29 18:00 | 0 | 0 | 0
2016-06-29 19:00 | 0 | 0 | 0
2016-06-29 20:00 | 0 | 0 | 0
2016-06-29 21:00 | 0 | 0 | 0
2016-06-29 22:00 | 0 | 0 | 0
2016-06-29 23:00 | 0 | 0 | 0
2016-06-30 | 0 | 0 | 0
2016-06-30 01:00 | 0 | 0 | 0
2016-06-30 02:00 | 0 | 0 | 0
2016-06-30 03:00 | 0 | 0 | 0
2016-06-30 04:00 | 0 | 0 | 0
2016-06-30 05:00 | 0 | 0 | 0
2016-06-30 06:00 | 0 | 0 | 0
2016-06-30 07:00 | 0 | 0 | 0
2016-06-30 08:00 | 0 | 0 | 0
2016-06-30 09:00 | 0 | 0 | 0
2016-06-30 10:00 | 0 | 0 | 0
2016-06-30 11:00 | 0 | 0 | 0
2016-06-30 12:00 | 0 | 0 | 0
2016-06-30 13:00 | 0 | 0 | 0
2016-06-30 14:00 | 0 | 0 | 0
2016-06-30 15:00 | 0 | 0 | 0
2016-06-30 16:00 | 0 | 0 | 0
2016-06-30 17:00 | 0 | 0 | 0
2016-06-30 18:00 | 0 | 0 | 0
2016-06-30 19:00 | 0 | 0 | 0
2016-06-30 20:00 | 0 | 0 | 0
2016-06-30 21:00 | 0 | 0 | 0
2016-06-30 22:00 | 0 | 0 | 0
2016-06-30 23:00 | 0 | 0 | 0
2016-07-01 | 0 | 0 | 0
2016-07-01 01:00 | 0 | 0 | 0
2016-07-01 02:00 | 0 | 0 | 0
2016-07-01 03:00 | 0 | 0 | 0
2016-07-01 04:00 | 0 | 0 | 0
2016-07-01 05:00 | 0 | 0 | 0
2016-07-01 06:00 | 0 | 0 | 0
2016-07-01 07:00 | 0 | 0 | 0
2016-07-01 08:00 | 0 | 0 | 0
2016-07-01 09:00 | 0 | 0 | 0
2016-07-01 10:00 | 0 | 0 | 0
2016-07-01 11:00 | 0 | 0 | 0
2016-07-01 12:00 | 0 | 0 | 0
2016-07-01 13:00 | 0 | 0 | 0
2016-07-01 14:00 | 0 | 0 | 0
2016-07-01 15:00 | 0 | 0 | 0
2016-07-01 16:00 | 0 | 0 | 0
2016-07-01 17:00 | 0 | 0 | 0
2016-07-01 18:00 | 0 | 0 | 0
2016-07-01 19:00 | 0 | 0 | 0
2016-07-01 20:00 | 0 | 0 | 0
2016-07-01 21:00 | 0 | 0 | 0
2016-07-01 22:00 | 0 | 0 | 0
2016-07-01 23:00 | 0 | 0 | 0
2016-07-02 | 0 | 0 | 0
2016-07-02 01:00 | 0 | 0 | 0
2016-07-02 02:00 | 0 | 0 | 0
2016-07-02 03:00 | 0 | 0 | 0
2016-07-02 04:00 | 0 | 0 | 0
2016-07-02 05:00 | 0 | 0 | 0
2016-07-02 06:00 | 0 | 0 | 0
2016-07-02 07:00 | 0 | 0 | 0
2016-07-02 08:00 | 0 | 0 | 0
2016-07-02 09:00 | 0 | 0 | 0
2016-07-02 10:00 | 0 | 0 | 0
2016-07-02 11:00 | 0 | 0 | 0
2016-07-02 12:00 | 0 | 0 | 0
2016-07-02 13:00 | 0 | 0 | 0
2016-07-02 14:00 | 0 | 0 | 0
2016-07-02 15:00 | 0 | 0 | 0
2016-07-02 16:00 | 0 | 0 | 0
2016-07-02 17:00 | 0 | 0 | 0
2016-07-02 18:00 | 0 | 0 | 0
2016-07-02 19:00 | 0 | 0 | 0
2016-07-02 20:00 | 0 | 0 | 0
2016-07-02 21:00 | 0 | 0 | 0
2016-07-02 22:00 | 0 | 0 | 0
2016-07-02 23:00 | 0 | 0 | 0
2016-07-03 | 0 | 0 | 0
2016-07-03 01:00 | 0 | 0 | 0
2016-07-03 02:00 | 0 | 0 | 0
2016-07-03 03:00 | 0 | 0 | 0
2016-07-03 04:00 | 0 | 0 | 0
2016-07-03 05:00 | 0 | 0 | 0
2016-07-03 06:00 | 0 | 0 | 0
2016-07-03 07:00 | 0 | 0 | 0
2016-07-03 08:00 | 0 | 0 | 0
2016-07-03 09:00 | 0 | 0 | 0
2016-07-03 10:00 | 0 | 0 | 0
2016-07-03 11:00 | 0 | 0 | 0
2016-07-03 12:00 | 0 | 0 | 0
2016-07-03 13:00 | 0 | 0 | 0
2016-07-03 14:00 | 0 | 0 | 0
2016-07-03 15:00 | 0 | 0 | 0
2016-07-03 16:00 | 0 | 0 | 0
2016-07-03 17:00 | 0 | 0 | 0
2016-07-03 18:00 | 0 | 0 | 0
2016-07-03 19:00 | 0 | 0 | 0
2016-07-03 20:00 | 0 | 0 | 0
2016-07-03 21:00 | 0 | 0 | 0
2016-07-03 22:00 | 0 | 0 | 0
2016-07-03 23:00 | 0 | 0 | 0
2016-07-04 | 0 | 0 | 0
2016-07-04 01:00 | 0 | 0 | 0
2016-07-04 02:00 | 0 | 0 | 0
2016-07-04 03:00 | 0 | 0 | 0
2016-07-04 04:00 | 0 | 0 | 0
2016-07-04 05:00 | 0 | 0 | 0
2016-07-04 06:00 | 0 | 0 | 0
2016-07-04 07:00 | 0 | 0 | 0
2016-07-04 08:00 | 0 | 0 | 0
2016-07-04 09:00 | 0 | 0 | 0
2016-07-04 10:00 | 0 | 0 | 0
2016-07-04 11:00 | 0 | 0 | 0
2016-07-04 12:00 | 0 | 0 | 0
2016-07-04 13:00 | 0 | 0 | 0
2016-07-04 14:00 | 0 | 0 | 0
2016-07-04 15:00 | 0 | 0 | 0
2016-07-04 16:00 | 0 | 0 | 0
2016-07-04 17:00 | 0 | 0 | 0
2016-07-04 18:00 | 0 | 0 | 0
2016-07-04 19:00 | 0 | 0 | 0
2016-07-04 20:00 | 0 | 0 | 0
2016-07-04 21:00 | 0 | 0 | 0
2016-07-04 22:00 | 0 | 0 | 0
2016-07-04 23:00 | 0 | 0 | 0
2016-07-05 | 0 | 0 | 0
2016-07-05 01:00 | 0 | 0 | 0
2016-07-05 02:00 | 0 | 0 | 0
2016-07-05 03:00 | 0 | 0 | 0
2016-07-05 04:00 | 0 | 0 | 0
2016-07-05 05:00 | 0 | 0 | 0
2016-07-05 06:00 | 0 | 0 | 0
2016-07-05 07:00 | 0 | 0 | 0
2016-07-05 08:00 | 0 | 0 | 0
2016-07-05 09:00 | 0 | 0 | 0
2016-07-05 10:00 | 0 | 0 | 0
2016-07-05 11:00 | 0 | 0 | 0
2016-07-05 12:00 | 0 | 0 | 0
2016-07-05 13:00 | 0 | 0 | 0
2016-07-05 14:00 | 0 | 0 | 0
2016-07-05 15:00 | 0 | 0 | 0
2016-07-05 16:00 | 0 | 0 | 0
2016-07-05 17:00 | 0 | 0 | 0
2016-07-05 18:00 | 0 | 0 | 0
2016-07-05 19:00 | 0 | 0 | 0
2016-07-05 20:00 | 0 | 0 | 0
2016-07-05 21:00 | 0 | 0 | 0
2016-07-05 22:00 | 0 | 0 | 0
2016-07-05 23:00 | 0 | 0 | 0
2016-07-06 | 0 | 0 | 0
2016-07-06 01:00 | 0 | 0 | 0
2016-07-06 02:00 | 0 | 0 | 0
2016-07-06 03:00 | 0 | 0 | 0
2016-07-06 04:00 | 0 | 0 | 0
2016-07-06 05:00 | 0 | 0 | 0
2016-07-06 06:00 | 0 | 0 | 0
2016-07-06 07:00 | 0 | 0 | 0
2016-07-06 08:00 | 0 | 0 | 0
2016-07-06 09:00 | 0 | 0 | 0
2016-07-06 10:00 | 0 | 0 | 0
2016-07-06 11:00 | 0 | 0 | 0
2016-07-06 12:00 | 0 | 0 | 0
2016-07-06 13:00 | 0 | 0 | 0
2016-07-06 14:00 | 0 | 0 | 0
2016-07-06 15:00 | 0 | 0 | 0
2016-07-06 16:00 | 0 | 0 | 0
2016-07-06 17:00 | 0 | 0 | 0
2016-07-06 18:00 | 0 | 0 | 0
2016-07-06 19:00 | 0 | 0 | 0
2016-07-06 20:00 | 0 | 0 | 0
2016-07-06 21:00 | 0 | 0 | 0
2016-07-06 22:00 | 0 | 0 | 0
2016-07-06 23:00 | 0 | 0 | 0
2016-07-07 | 0 | 0 | 0
2016-07-07 01:00 | 0 | 0 | 0
2016-07-07 02:00 | 0 | 0 | 0
2016-07-07 03:00 | 0 | 0 | 0
2016-07-07 04:00 | 0 | 0 | 0
2016-07-07 05:00 | 0 | 0 | 0
2016-07-07 06:00 | 0 | 0 | 0
2016-07-07 07:00 | 0 | 0 | 0
2016-07-07 08:00 | 0 | 0 | 0
2016-07-07 09:00 | 0 | 0 | 0
2016-07-07 10:00 | 0 | 0 | 0
2016-07-07 11:00 | 0 | 0 | 0
2016-07-07 12:00 | 0 | 0 | 0
2016-07-07 13:00 | 0 | 0 | 0
2016-07-07 14:00 | 0 | 0 | 0
2016-07-07 15:00 | 0 | 0 | 0
2016-07-07 16:00 | 0 | 0 | 0
2016-07-07 17:00 | 0 | 0 | 0
2016-07-07 18:00 | 0 | 0 | 0
2016-07-07 19:00 | 0 | 0 | 0
2016-07-07 20:00 | 0 | 0 | 0
2016-07-07 21:00 | 0 | 0 | 0
2016-07-07 22:00 | 0 | 0 | 0
2016-07-07 23:00 | 0 | 0 | 0
2016-07-08 | 0 | 0 | 0
2016-07-08 01:00 | 0 | 0 | 0
2016-07-08 02:00 | 0 | 0 | 0
2016-07-08 03:00 | 0 | 0 | 0
2016-07-08 04:00 | 0 | 0 | 0
2016-07-08 05:00 | 0 | 0 | 0
2016-07-08 06:00 | 0 | 0 | 0
2016-07-08 07:00 | 0 | 0 | 0
2016-07-08 08:00 | 0 | 0 | 0
2016-07-08 09:00 | 0 | 0 | 0
2016-07-08 10:00 | 0 | 0 | 0
2016-07-08 11:00 | 0 | 0 | 0
2016-07-08 12:00 | 0 | 0 | 0
2016-07-08 13:00 | 0 | 0 | 0
2016-07-08 14:00 | 0 | 0 | 0
2016-07-08 15:00 | 0 | 0 | 0
2016-07-08 16:00 | 0 | 0 | 0
2016-07-08 17:00 | 0 | 0 | 0
2016-07-08 18:00 | 0 | 0 | 0
2016-07-08 19:00 | 0 | 0 | 0
2016-07-08 20:00 | 0 | 0 | 0
2016-07-08 21:00 | 0 | 0 | 0
2016-07-08 22:00 | 0 | 0 | 0
2016-07-08 23:00 | 0 | 0 | 0
2016-07-09 | 0 | 0 | 0
2016-07-09 01:00 | 0 | 0 | 0
2016-07-09 02:00 | 0 | 0 | 0
2016-07-09 03:00 | 0 | 0 | 0
2016-07-09 04:00 | 0 | 0 | 0
2016-07-09 05:00 | 0 | 0 | 0
2016-07-09 06:00 | 0 | 0 | 0
2016-07-09 07:00 | 0 | 0 | 0
2016-07-09 08:00 | 0 | 0 | 0
2016-07-09 09:00 | 0 | 0 | 0
2016-07-09 10:00 | 0 | 0 | 0
2016-07-09 11:00 | 0 | 0 | 0
2016-07-09 12:00 | 0 | 0 | 0
2016-07-09 13:00 | 0 | 0 | 0
2016-07-09 14:00 | 0 | 0 | 0
2016-07-09 15:00 | 0 | 0 | 0
2016-07-09 16:00 | 0 | 0 | 0
2016-07-09 17:00 | 0 | 0 | 0
2016-07-09 18:00 | 0 | 0 | 0
2016-07-09 19:00 | 0 | 0 | 0
2016-07-09 20:00 | 0 | 0 | 0
2016-07-09 21:00 | 0 | 0 | 0
2016-07-09 22:00 | 0 | 0 | 0
2016-07-09 23:00 | 0 | 0 | 0
2016-07-10 | 0 | 0 | 0
2016-07-10 01:00 | 0 | 0 | 0
2016-07-10 02:00 | 0 | 0 | 0
2016-07-10 03:00 | 0 | 0 | 0
2016-07-10 04:00 | 0 | 0 | 0
2016-07-10 05:00 | 0 | 0 | 0
2016-07-10 06:00 | 0 | 0 | 0
2016-07-10 07:00 | 0 | 0 | 0
2016-07-10 08:00 | 0 | 0 | 0
2016-07-10 09:00 | 0 | 0 | 0
2016-07-10 10:00 | 0 | 0 | 0
2016-07-10 11:00 | 0 | 0 | 0
2016-07-10 12:00 | 0 | 0 | 0
2016-07-10 13:00 | 0 | 0 | 0
2016-07-10 14:00 | 0 | 0 | 0
2016-07-10 15:00 | 0 | 0 | 0
2016-07-10 16:00 | 0 | 0 | 0
2016-07-10 17:00 | 0 | 0 | 0
2016-07-10 18:00 | 0 | 0 | 0
2016-07-10 19:00 | 0 | 0 | 0
2016-07-10 20:00 | 0 | 0 | 0
2016-07-10 21:00 | 0 | 0 | 0
2016-07-10 22:00 | 0 | 0 | 0
2016-07-10 23:00 | 0 | 0 | 0
2016-07-11 | 0 | 0 | 0
2016-07-11 01:00 | 0 | 0 | 0
2016-07-11 02:00 | 0 | 0 | 0
2016-07-11 03:00 | 0 | 0 | 0
2016-07-11 04:00 | 0 | 0 | 0
2016-07-11 05:00 | 0 | 0 | 0
2016-07-11 06:00 | 0 | 0 | 0
2016-07-11 07:00 | 0 | 0 | 0
2016-07-11 08:00 | 0 | 0 | 0
2016-07-11 09:00 | 0 | 0 | 0
2016-07-11 10:00 | 0 | 0 | 0
2016-07-11 11:00 | 0 | 0 | 0
2016-07-11 12:00 | 0 | 0 | 0
2016-07-11 13:00 | 0 | 0 | 0
2016-07-11 14:00 | 0 | 0 | 0
2016-07-11 15:00 | 0 | 0 | 0
2016-07-11 16:00 | 0 | 0 | 0
2016-07-11 17:00 | 0 | 0 | 0
2016-07-11 18:00 | 0 | 0 | 0
2016-07-11 19:00 | 0 | 0 | 0
2016-07-11 20:00 | 0 | 0 | 0
2016-07-11 21:00 | 0 | 0 | 0
2016-07-11 22:00 | 0 | 0 | 0
2016-07-11 23:00 | 0 | 0 | 0
2016-07-12 | 0 | 0 | 0
2016-07-12 01:00 | 0 | 0 | 0
2016-07-12 02:00 | 0 | 0 | 0
2016-07-12 03:00 | 0 | 0 | 0
2016-07-12 04:00 | 0 | 0 | 0
2016-07-12 05:00 | 0 | 0 | 0
2016-07-12 06:00 | 0 | 0 | 0
2016-07-12 07:00 | 0 | 0 | 0
2016-07-12 08:00 | 0 | 0 | 0
2016-07-12 09:00 | 0 | 0 | 0
2016-07-12 10:00 | 0 | 0 | 0
2016-07-12 11:00 | 0 | 0 | 0
2016-07-12 12:00 | 0 | 0 | 0
2016-07-12 13:00 | 0 | 0 | 0
2016-07-12 14:00 | 0 | 0 | 0
2016-07-12 15:00 | 0 | 0 | 0
2016-07-12 16:00 | 0 | 0 | 0
2016-07-12 17:00 | 0 | 0 | 0
2016-07-12 18:00 | 0 | 0 | 0
2016-07-12 19:00 | 0 | 0 | 0
2016-07-12 20:00 | 0 | 0 | 0
2016-07-12 21:00 | 0 | 0 | 0
2016-07-12 22:00 | 0 | 0 | 0
2016-07-12 23:00 | 0 | 0 | 0
2016-07-13 | 0 | 0 | 0
2016-07-13 01:00 | 0 | 0 | 0
2016-07-13 02:00 | 0 | 0 | 0
2016-07-13 03:00 | 0 | 0 | 0
2016-07-13 04:00 | 0 | 0 | 0
2016-07-13 05:00 | 0 | 0 | 0
2016-07-13 06:00 | 0 | 0 | 0
2016-07-13 07:00 | 0 | 0 | 0
2016-07-13 08:00 | 0 | 0 | 0
2016-07-13 09:00 | 0 | 0 | 0
2016-07-13 10:00 | 0 | 0 | 0
2016-07-13 11:00 | 0 | 0 | 0
2016-07-13 12:00 | 0 | 0 | 0
2016-07-13 13:00 | 0 | 0 | 0
2016-07-13 14:00 | 0 | 0 | 0
2016-07-13 15:00 | 0 | 0 | 0
2016-07-13 16:00 | 0 | 0 | 0
2016-07-13 17:00 | 0 | 0 | 0
2016-07-13 18:00 | 0 | 0 | 0
2016-07-13 19:00 | 0 | 0 | 0
2016-07-13 20:00 | 0 | 0 | 0
2016-07-13 21:00 | 0 | 0 | 0
2016-07-13 22:00 | 0 | 0 | 0
2016-07-13 23:00 | 0 | 0 | 0
2016-07-14 | 0 | 0 | 0
2016-07-14 01:00 | 0 | 0 | 0
2016-07-14 02:00 | 0 | 0 | 0
2016-07-14 03:00 | 0 | 0 | 0
2016-07-14 04:00 | 0 | 0 | 0
2016-07-14 05:00 | 0 | 0 | 0
2016-07-14 06:00 | 0 | 0 | 0
2016-07-14 07:00 | 0 | 0 | 0
2016-07-14 08:00 | 0 | 0 | 0
2016-07-14 09:00 | 0 | 0 | 0
2016-07-14 10:00 | 0 | 0 | 0
2016-07-14 11:00 | 0 | 0 | 0
2016-07-14 12:00 | 0 | 0 | 0
2016-07-14 13:00 | 0 | 0 | 0
2016-07-14 14:00 | 0 | 0 | 0
2016-07-14 15:00 | 0 | 0 | 0
2016-07-14 16:00 | 0 | 0 | 0
2016-07-14 17:00 | 0 | 0 | 0
2016-07-14 18:00 | 0 | 0 | 0
2016-07-14 19:00 | 0 | 0 | 0
2016-07-14 20:00 | 0 | 0 | 0
2016-07-14 21:00 | 0 | 0 | 0
2016-07-14 22:00 | 0 | 0 | 0
2016-07-14 23:00 | 0 | 0 | 0
2016-07-15 | 0 | 0 | 0
2016-07-15 01:00 | 0 | 0 | 0
2016-07-15 02:00 | 0 | 0 | 0
2016-07-15 03:00 | 0 | 0 | 0
2016-07-15 04:00 | 0 | 0 | 0
2016-07-15 05:00 | 0 | 0 | 0
2016-07-15 06:00 | 0 | 0 | 0
2016-07-15 07:00 | 0 | 0 | 0
2016-07-15 08:00 | 0 | 0 | 0
2016-07-15 09:00 | 0 | 0 | 0
2016-07-15 10:00 | 0 | 0 | 0
2016-07-15 11:00 | 0 | 0 | 0
2016-07-15 12:00 | 0 | 0 | 0
2016-07-15 13:00 | 0 | 0 | 0
2016-07-15 14:00 | 0 | 0 | 0
2016-07-15 15:00 | 0 | 0 | 0
2016-07-15 16:00 | 0 | 0 | 0
2016-07-15 17:00 | 0 | 0 | 0
2016-07-15 18:00 | 0 | 0 | 0
2016-07-15 19:00 | 0 | 0 | 0
2016-07-15 20:00 | 0 | 0 | 0
2016-07-15 21:00 | 0 | 0 | 0
2016-07-15 22:00 | 0 | 0 | 0
2016-07-15 23:00 | 0 | 0 | 0
2016-07-16 | 0 | 0 | 0
2016-07-16 01:00 | 0 | 0 | 0
2016-07-16 02:00 | 0 | 0 | 0
2016-07-16 03:00 | 0 | 0 | 0
2016-07-16 04:00 | 0 | 0 | 0
2016-07-16 05:00 | 0 | 0 | 0
2016-07-16 06:00 | 0 | 0 | 0
2016-07-16 07:00 | 0 | 0 | 0
2016-07-16 08:00 | 0 | 0 | 0
2016-07-16 09:00 | 0 | 0 | 0
2016-07-16 10:00 | 0 | 0 | 0
2016-07-16 11:00 | 0 | 0 | 0
2016-07-16 12:00 | 0 | 0 | 0
2016-07-16 13:00 | 0 | 0 | 0
2016-07-16 14:00 | 0 | 0 | 0
2016-07-16 15:00 | 0 | 0 | 0
2016-07-16 16:00 | 0 | 0 | 0
2016-07-16 17:00 | 0 | 0 | 0
2016-07-16 18:00 | 0 | 0 | 0
2016-07-16 19:00 | 0 | 0 | 0
2016-07-16 20:00 | 0 | 0 | 0
2016-07-16 21:00 | 0 | 0 | 0
2016-07-16 22:00 | 0 | 0 | 0
2016-07-16 23:00 | 0 | 0 | 0
2016-07-17 | 0 | 0 | 0
2016-07-17 01:00 | 0 | 0 | 0
2016-07-17 02:00 | 0 | 0 | 0
2016-07-17 03:00 | 0 | 0 | 0
2016-07-17 04:00 | 0 | 0 | 0
2016-07-17 05:00 | 0 | 0 | 0
2016-07-17 06:00 | 0 | 0 | 0
2016-07-17 07:00 | 0 | 0 | 0
2016-07-17 08:00 | 0 | 0 | 0
2016-07-17 09:00 | 0 | 0 | 0
2016-07-17 10:00 | 0 | 0 | 0
2016-07-17 11:00 | 0 | 0 | 0
2016-07-17 12:00 | 0 | 0 | 0
2016-07-17 13:00 | 0 | 0 | 0
2016-07-17 14:00 | 0 | 0 | 0
2016-07-17 15:00 | 0 | 0 | 0
2016-07-17 16:00 | 0 | 0 | 0
2016-07-17 17:00 | 0 | 0 | 0
2016-07-17 18:00 | 0 | 0 | 0
2016-07-17 19:00 | 0 | 0 | 0
2016-07-17 20:00 | 0 | 0 | 0
2016-07-17 21:00 | 0 | 0 | 0
2016-07-17 22:00 | 0 | 0 | 0
2016-07-17 23:00 | 0 | 0 | 0
2016-07-18 | 0 | 0 | 0
2016-07-18 01:00 | 0 | 0 | 0
2016-07-18 02:00 | 0 | 0 | 0
2016-07-18 03:00 | 0 | 0 | 0
2016-07-18 04:00 | 0 | 0 | 0
2016-07-18 05:00 | 0 | 0 | 0
2016-07-18 06:00 | 0 | 0 | 0
2016-07-18 07:00 | 0 | 0 | 0
2016-07-18 08:00 | 0 | 0 | 0
2016-07-18 09:00 | 0 | 0 | 0
2016-07-18 10:00 | 0 | 0 | 0
2016-07-18 11:00 | 0 | 0 | 0
2016-07-18 12:00 | 0 | 0 | 0
2016-07-18 13:00 | 0 | 0 | 0
2016-07-18 14:00 | 0 | 0 | 0
2016-07-18 15:00 | 0 | 0 | 0
2016-07-18 16:00 | 0 | 0 | 0
2016-07-18 17:00 | 0 | 0 | 0
2016-07-18 18:00 | 0 | 0 | 0
2016-07-18 19:00 | 0 | 0 | 0
2016-07-18 20:00 | 0 | 0 | 0
2016-07-18 21:00 | 0 | 0 | 0
2016-07-18 22:00 | 0 | 0 | 0
2016-07-18 23:00 | 0 | 0 | 0
2016-07-19 | 0 | 0 | 0
2016-07-19 01:00 | 0 | 0 | 0
2016-07-19 02:00 | 0 | 0 | 0
2016-07-19 03:00 | 0 | 0 | 0
2016-07-19 04:00 | 0 | 0 | 0
2016-07-19 05:00 | 0 | 0 | 0
2016-07-19 06:00 | 0 | 0 | 0
2016-07-19 07:00 | 0 | 0 | 0
2016-07-19 08:00 | 0 | 0 | 0
2016-07-19 09:00 | 0 | 0 | 0
2016-07-19 10:00 | 0 | 0 | 0
2016-07-19 11:00 | 0 | 0 | 0
2016-07-19 12:00 | 0 | 0 | 0
2016-07-19 13:00 | 0 | 0 | 0
2016-07-19 14:00 | 0 | 0 | 0
2016-07-19 15:00 | 0 | 0 | 0
2016-07-19 16:00 | 0 | 0 | 0
2016-07-19 17:00 | 0 | 0 | 0
2016-07-19 18:00 | 0 | 0 | 0
2016-07-19 19:00 | 0 | 0 | 0
2016-07-19 20:00 | 0 | 0 | 0
2016-07-19 21:00 | 0 | 0 | 0
2016-07-19 22:00 | 0 | 0 | 0
2016-07-19 23:00 | 0 | 0 | 0
2016-07-20 | 0 | 0 | 0
2016-07-20 01:00 | 0 | 0 | 0
2016-07-20 02:00 | 0 | 0 | 0
2016-07-20 03:00 | 0 | 0 | 0
2016-07-20 04:00 | 0 | 0 | 0
2016-07-20 05:00 | 0 | 0 | 0
2016-07-20 06:00 | 0 | 0 | 0
2016-07-20 07:00 | 0 | 0 | 0
2016-07-20 08:00 | 0 | 0 | 0
2016-07-20 09:00 | 0 | 0 | 0
2016-07-20 10:00 | 0 | 0 | 0
2016-07-20 11:00 | 0 | 0 | 0
2016-07-20 12:00 | 0 | 0 | 0
2016-07-20 13:00 | 0 | 0 | 0
2016-07-20 14:00 | 0 | 0 | 0
2016-07-20 15:00 | 0 | 0 | 0
2016-07-20 16:00 | 0 | 0 | 0
2016-07-20 17:00 | 0 | 0 | 0
2016-07-20 18:00 | 0 | 0 | 0
2016-07-20 19:00 | 0 | 0 | 0
2016-07-20 20:00 | 0 | 0 | 0
2016-07-20 21:00 | 0 | 0 | 0
2016-07-20 22:00 | 0 | 0 | 0
2016-07-20 23:00 | 0 | 0 | 0
2016-07-21 | 0 | 0 | 0
2016-07-21 01:00 | 0 | 0 | 0
2016-07-21 02:00 | 0 | 0 | 0
2016-07-21 03:00 | 0 | 0 | 0
2016-07-21 04:00 | 0 | 0 | 0
2016-07-21 05:00 | 0 | 0 | 0
2016-07-21 06:00 | 0 | 0 | 0
2016-07-21 07:00 | 0 | 0 | 0
2016-07-21 08:00 | 0 | 0 | 0
2016-07-21 09:00 | 0 | 0 | 0
2016-07-21 10:00 | 0 | 0 | 0
2016-07-21 11:00 | 0 | 0 | 0
2016-07-21 12:00 | 0 | 0 | 0
2016-07-21 13:00 | 0 | 0 | 0
2016-07-21 14:00 | 0 | 0 | 0
2016-07-21 15:00 | 0 | 0 | 0
2016-07-21 16:00 | 0 | 0 | 0
2016-07-21 17:00 | 0 | 0 | 0
2016-07-21 18:00 | 0 | 0 | 0
2016-07-21 19:00 | 0 | 0 | 0
2016-07-21 20:00 | 0 | 0 | 0
2016-07-21 21:00 | 0 | 0 | 0
2016-07-21 22:00 | 0 | 0 | 0
2016-07-21 23:00 | 0 | 0 | 0
2016-07-22 | 0 | 0 | 0
2016-07-22 01:00 | 0 | 0 | 0
2016-07-22 02:00 | 0 | 0 | 0
2016-07-22 03:00 | 0 | 0 | 0
2016-07-22 04:00 | 0 | 0 | 0
2016-07-22 05:00 | 0 | 0 | 0
2016-07-22 06:00 | 0 | 0 | 0
2016-07-22 07:00 | 0 | 0 | 0
2016-07-22 08:00 | 0 | 0 | 0
2016-07-22 09:00 | 0 | 0 | 0
2016-07-22 10:00 | 0 | 0 | 0
2016-07-22 11:00 | 0 | 0 | 0
2016-07-22 12:00 | 0 | 0 | 0
2016-07-22 13:00 | 0 | 0 | 0
2016-07-22 14:00 | 0 | 0 | 0
2016-07-22 15:00 | 0 | 0 | 0
2016-07-22 16:00 | 0 | 0 | 0
2016-07-22 17:00 | 0 | 0 | 0
2016-07-22 18:00 | 0 | 0 | 0
2016-07-22 19:00 | 0 | 0 | 0
2016-07-22 20:00 | 0 | 0 | 0
2016-07-22 21:00 | 0 | 0 | 0
2016-07-22 22:00 | 0 | 0 | 0
2016-07-22 23:00 | 0 | 0 | 0
2016-07-23 | 0 | 0 | 0
2016-07-23 01:00 | 0 | 0 | 0
2016-07-23 02:00 | 0 | 0 | 0
2016-07-23 03:00 | 0 | 0 | 0
2016-07-23 04:00 | 0 | 0 | 0
2016-07-23 05:00 | 0 | 0 | 0
2016-07-23 06:00 | 0 | 0 | 0
2016-07-23 07:00 | 0 | 0 | 0
2016-07-23 08:00 | 0 | 0 | 0
2016-07-23 09:00 | 0 | 0 | 0
2016-07-23 10:00 | 0 | 0 | 0
2016-07-23 11:00 | 0 | 0 | 0
2016-07-23 12:00 | 0 | 0 | 0
2016-07-23 13:00 | 0 | 0 | 0
2016-07-23 14:00 | 0 | 0 | 0
2016-07-23 15:00 | 0 | 0 | 0
2016-07-23 16:00 | 0 | 0 | 0
2016-07-23 17:00 | 0 | 0 | 0
2016-07-23 18:00 | 0 | 0 | 0
2016-07-23 19:00 | 0 | 0 | 0
2016-07-23 20:00 | 0 | 0 | 0
2016-07-23 21:00 | 0 | 0 | 0
2016-07-23 22:00 | 0 | 0 | 0
2016-07-23 23:00 | 0 | 0 | 0
2016-07-24 | 0 | 0 | 0
2016-07-24 01:00 | 0 | 0 | 0
2016-07-24 02:00 | 0 | 0 | 0
2016-07-24 03:00 | 0 | 0 | 0
2016-07-24 04:00 | 0 | 0 | 0
2016-07-24 05:00 | 0 | 0 | 0
2016-07-24 06:00 | 0 | 0 | 0
2016-07-24 07:00 | 0 | 0 | 0
2016-07-24 08:00 | 0 | 0 | 0
2016-07-24 09:00 | 0 | 0 | 0
2016-07-24 10:00 | 0 | 0 | 0
2016-07-24 11:00 | 0 | 0 | 0
2016-07-24 12:00 | 0 | 0 | 0
2016-07-24 13:00 | 0 | 0 | 0
2016-07-24 14:00 | 0 | 0 | 0
2016-07-24 15:00 | 0 | 0 | 0
2016-07-24 16:00 | 0 | 0 | 0
2016-07-24 17:00 | 0 | 0 | 0
2016-07-24 18:00 | 0 | 0 | 0
2016-07-24 19:00 | 0 | 0 | 0
2016-07-24 20:00 | 0 | 0 | 0
2016-07-24 21:00 | 0 | 0 | 0
2016-07-24 22:00 | 0 | 0 | 0
2016-07-24 23:00 | 0 | 0 | 0
2016-07-25 | 0 | 0 | 0
2016-07-25 01:00 | 0 | 0 | 0
2016-07-25 02:00 | 0 | 0 | 0
2016-07-25 03:00 | 0 | 0 | 0
2016-07-25 04:00 | 0 | 0 | 0
2016-07-25 05:00 | 0 | 0 | 0
2016-07-25 06:00 | 0 | 0 | 0
2016-07-25 07:00 | 0 | 0 | 0
2016-07-25 08:00 | 0 | 0 | 0
2016-07-25 09:00 | 0 | 0 | 0
2016-07-25 10:00 | 0 | 0 | 0
2016-07-25 11:00 | 0 | 0 | 0
2016-07-25 12:00 | 0 | 0 | 0
2016-07-25 13:00 | 0 | 0 | 0
2016-07-25 14:00 | 0 | 0 | 0
2016-07-25 15:00 | 0 | 0 | 0
2016-07-25 16:00 | 0 | 0 | 0
2016-07-25 17:00 | 0 | 0 | 0
2016-07-25 18:00 | 0 | 0 | 0
2016-07-25 19:00 | 0 | 0 | 0
2016-07-25 20:00 | 0 | 0 | 0
2016-07-25 21:00 | 0 | 0 | 0
2016-07-25 22:00 | 0 | 0 | 0
2016-07-25 23:00 | 0 | 0 | 0
2016-07-26 | 0 | 0 | 0
2016-07-26 01:00 | 0 | 0 | 0
2016-07-26 02:00 | 0 | 0 | 0
2016-07-26 03:00 | 0 | 0 | 0
2016-07-26 04:00 | 0 | 0 | 0
2016-07-26 05:00 | 0 | 0 | 0
2016-07-26 06:00 | 0 | 0 | 0
2016-07-26 07:00 | 0 | 0 | 0
2016-07-26 08:00 | 0 | 0 | 0
2016-07-26 09:00 | 0 | 0 | 0
2016-07-26 10:00 | 0 | 0 | 0
2016-07-26 11:00 | 0 | 0 | 0
2016-07-26 12:00 | 0 | 0 | 0
2016-07-26 13:00 | 0 | 0 | 0
2016-07-26 14:00 | 0 | 0 | 0
2016-07-26 15:00 | 0 | 0 | 0
2016-07-26 16:00 | 0 | 0 | 0
2016-07-26 17:00 | 0 | 0 | 0
2016-07-26 18:00 | 0 | 0 | 0
2016-07-26 19:00 | 0 | 0 | 0
2016-07-26 20:00 | 0 | 0 | 0
2016-07-26 21:00 | 0 | 0 | 0
2016-07-26 22:00 | 0 | 0 | 0
2016-07-26 23:00 | 0 | 0 | 0
2016-07-27 | 0 | 0 | 0
2016-07-27 01:00 | 0 | 0 | 0
2016-07-27 02:00 | 0 | 0 | 0
2016-07-27 03:00 | 0 | 0 | 0
2016-07-27 04:00 | 0 | 0 | 0
2016-07-27 05:00 | 0 | 0 | 0
2016-07-27 06:00 | 0 | 0 | 0
2016-07-27 07:00 | 0 | 0 | 0
2016-07-27 08:00 | 0 | 0 | 0
2016-07-27 09:00 | 0 | 0 | 0
2016-07-27 10:00 | 0 | 0 | 0
2016-07-27 11:00 | 0 | 0 | 0
2016-07-27 12:00 | 0 | 0 | 0
2016-07-27 13:00 | 0 | 0 | 0
2016-07-27 14:00 | 0 | 0 | 0
2016-07-27 15:00 | 0 | 0 | 0
2016-07-27 16:00 | 0 | 0 | 0
2016-07-27 17:00 | 0 | 0 | 0
2016-07-27 18:00 | 0 | 0 | 0
2016-07-27 19:00 | 0 | 0 | 0
2016-07-27 20:00 | 0 | 0 | 0
2016-07-27 21:00 | 0 | 0 | 0
2016-07-27 22:00 | 0 | 0 | 0
2016-07-27 23:00 | 0 | 0 | 0
2016-07-28 | 0 | 0 | 0
2016-07-28 01:00 | 0 | 0 | 0
2016-07-28 02:00 | 0 | 0 | 0
2016-07-28 03:00 | 0 | 0 | 0
2016-07-28 04:00 | 0 | 0 | 0
2016-07-28 05:00 | 0 | 0 | 0
2016-07-28 06:00 | 0 | 0 | 0
2016-07-28 07:00 | 0 | 0 | 0
2016-07-28 08:00 | 0 | 0 | 0
2016-07-28 09:00 | 0 | 0 | 0
2016-07-28 10:00 | 0 | 0 | 0
2016-07-28 11:00 | 0 | 0 | 0
2016-07-28 12:00 | 0 | 0 | 0
2016-07-28 13:00 | 0 | 0 | 0
2016-07-28 14:00 | 0 | 0 | 0
2016-07-28 15:00 | 0 | 0 | 0
2016-07-28 16:00 | 0 | 0 | 0
2016-07-28 17:00 | 0 | 0 | 0
2016-07-28 18:00 | 0 | 0 | 0
2016-07-28 19:00 | 0 | 0 | 0
2016-07-28 20:00 | 0 | 0 | 0
2016-07-28 21:00 | 0 | 0 | 0
2016-07-28 22:00 | 0 | 0 | 0
2016-07-28 23:00 | 0 | 0 | 0
2016-07-29 | 0 | 0 | 0
2016-07-29 01:00 | 0 | 0 | 0
2016-07-29 02:00 | 0 | 0 | 0
2016-07-29 03:00 | 0 | 0 | 0
2016-07-29 04:00 | 0 | 0 | 0
2016-07-29 05:00 | 0 | 0 | 0
2016-07-29 06:00 | 0 | 0 | 0
2016-07-29 07:00 | 0 | 0 | 0
2016-07-29 08:00 | 0 | 0 | 0
2016-07-29 09:00 | 0 | 0 | 0
2016-07-29 10:00 | 0 | 0 | 0
2016-07-29 11:00 | 0 | 0 | 0
2016-07-29 12:00 | 0 | 0 | 0
2016-07-29 13:00 | 0 | 0 | 0
2016-07-29 14:00 | 0 | 0 | 0
2016-07-29 15:00 | 0 | 0 | 0
2016-07-29 16:00 | 0 | 0 | 0
2016-07-29 17:00 | 0 | 0 | 0
2016-07-29 18:00 | 0 | 0 | 0
2016-07-29 19:00 | 0 | 0 | 0
2016-07-29 20:00 | 0 | 0 | 0
2016-07-29 21:00 | 0 | 0 | 0
2016-07-29 22:00 | 0 | 0 | 0
2016-07-29 23:00 | 0 | 0 | 0
2016-07-30 | 0 | 0 | 0
2016-07-30 01:00 | 0 | 0 | 0
2016-07-30 02:00 | 0 | 0 | 0
2016-07-30 03:00 | 0 | 0 | 0
2016-07-30 04:00 | 0 | 0 | 0
2016-07-30 05:00 | 0 | 0 | 0
2016-07-30 06:00 | 0 | 0 | 0
2016-07-30 07:00 | 0 | 0 | 0
2016-07-30 08:00 | 0 | 0 | 0
2016-07-30 09:00 | 0 | 0 | 0
2016-07-30 10:00 | 0 | 0 | 0
2016-07-30 11:00 | 0 | 0 | 0
2016-07-30 12:00 | 0 | 0 | 0
2016-07-30 13:00 | 0 | 0 | 0
2016-07-30 14:00 | 0 | 0 | 0
2016-07-30 15:00 | 0 | 0 | 0
2016-07-30 16:00 | 0 | 0 | 0
2016-07-30 17:00 | 0 | 0 | 0
2016-07-30 18:00 | 0 | 0 | 0
2016-07-30 19:00 | 0 | 0 | 0
2016-07-30 20:00 | 0 | 0 | 0
2016-07-30 21:00 | 0 | 0 | 0
2016-07-30 22:00 | 0 | 0 | 0
2016-07-30 23:00 | 0 | 0 | 0
2016-07-31 | 0 | 0 | 0
2016-07-31 01:00 | 0 | 0 | 0
2016-07-31 02:00 | 0 | 0 | 0
2016-07-31 03:00 | 0 | 0 | 0
2016-07-31 04:00 | 0 | 0 | 0
2016-07-31 05:00 | 0 | 0 | 0
2016-07-31 06:00 | 0 | 0 | 0
2016-07-31 07:00 | 0 | 0 | 0
2016-07-31 08:00 | 0 | 0 | 0
2016-07-31 09:00 | 0 | 0 | 0
2016-07-31 10:00 | 0 | 0 | 0
2016-07-31 11:00 | 0 | 0 | 0
2016-07-31 12:00 | 0 | 0 | 0
2016-07-31 13:00 | 0 | 0 | 0
2016-07-31 14:00 | 0 | 0 | 0
2016-07-31 15:00 | 0 | 0 | 0
2016-07-31 16:00 | 0 | 0 | 0
2016-07-31 17:00 | 0 | 0 | 0
2016-07-31 18:00 | 0 | 0 | 0
2016-07-31 19:00 | 0 | 0 | 0
2016-07-31 20:00 | 0 | 0 | 0
2016-07-31 21:00 | 0 | 0 | 0
2016-07-31 22:00 | 0 | 0 | 0
2016-07-31 23:00 | 0 | 0 | 0
2016-08-01 | 0 | 0 | 0
2016-08-01 01:00 | 0 | 0 | 0
2016-08-01 02:00 | 0 | 0 | 0
2016-08-01 03:00 | 0 | 0 | 0
2016-08-01 04:00 | 0 | 0 | 0
2016-08-01 05:00 | 0 | 0 | 0
2016-08-01 06:00 | 0 | 0 | 0
2016-08-01 07:00 | 0 | 0 | 0
2016-08-01 08:00 | 0 | 0 | 0
2016-08-01 09:00 | 0 | 0 | 0
2016-08-01 10:00 | 0 | 0 | 0
2016-08-01 11:00 | 0 | 0 | 0
2016-08-01 12:00 | 0 | 0 | 0
2016-08-01 13:00 | 0 | 0 | 0
2016-08-01 14:00 | 0 | 0 | 0
2016-08-01 15:00 | 0 | 0 | 0
2016-08-01 16:00 | 0 | 0 | 0
2016-08-01 17:00 | 0 | 0 | 0
2016-08-01 18:00 | 0 | 0 | 0
2016-08-01 19:00 | 0 | 0 | 0
2016-08-01 20:00 | 0 | 0 | 0
2016-08-01 21:00 | 0 | 0 | 0
2016-08-01 22:00 | 0 | 0 | 0
2016-08-01 23:00 | 0 | 0 | 0
2016-08-02 | 0 | 0 | 0
2016-08-02 01:00 | 0 | 0 | 0
2016-08-02 02:00 | 0 | 0 | 0
2016-08-02 03:00 | 0 | 0 | 0
2016-08-02 04:00 | 0 | 0 | 0
2016-08-02 05:00 | 0 | 0 | 0
2016-08-02 06:00 | 0 | 0 | 0
2016-08-02 07:00 | 0 | 0 | 0
2016-08-02 08:00 | 0 | 0 | 0
2016-08-02 09:00 | 0 | 0 | 0
2016-08-02 10:00 | 0 | 0 | 0
2016-08-02 11:00 | 0 | 0 | 0
2016-08-02 12:00 | 0 | 0 | 0
2016-08-02 13:00 | 0 | 0 | 0
2016-08-02 14:00 | 0 | 0 | 0
2016-08-02 15:00 | 0 | 0 | 0
2016-08-02 16:00 | 0 | 0 | 0
2016-08-02 17:00 | 0 | 0 | 0
2016-08-02 18:00 | 0 | 0 | 0
2016-08-02 19:00 | 0 | 0 | 0
2016-08-02 20:00 | 0 | 0 | 0
2016-08-02 21:00 | 0 | 0 | 0
2016-08-02 22:00 | 0 | 0 | 0
2016-08-02 23:00 | 0 | 0 | 0
2016-08-03 | 0 | 0 | 0
2016-08-03 01:00 | 0 | 0 | 0
2016-08-03 02:00 | 0 | 0 | 0
2016-08-03 03:00 | 0 | 0 | 0
2016-08-03 04:00 | 0 | 0 | 0
2016-08-03 05:00 | 0 | 0 | 0
2016-08-03 06:00 | 0 | 0 | 0
2016-08-03 07:00 | 0 | 0 | 0
2016-08-03 08:00 | 0 | 0 | 0
2016-08-03 09:00 | 0 | 0 | 0
2016-08-03 10:00 | 0 | 0 | 0
2016-08-03 11:00 | 0 | 0 | 0
2016-08-03 12:00 | 0 | 0 | 0
2016-08-03 13:00 | 0 | 0 | 0
2016-08-03 14:00 | 0 | 0 | 0
2016-08-03 15:00 | 0 | 0 | 0
2016-08-03 16:00 | 0 | 0 | 0
2016-08-03 17:00 | 0 | 0 | 0
2016-08-03 18:00 | 0 | 0 | 0
2016-08-03 19:00 | 0 | 0 | 0
2016-08-03 20:00 | 0 | 0 | 0
2016-08-03 21:00 | 0 | 0 | 0
2016-08-03 22:00 | 0 | 0 | 0
2016-08-03 23:00 | 0 | 0 | 0
2016-08-04 | 0 | 0 | 0
2016-08-04 01:00 | 0 | 0 | 0
2016-08-04 02:00 | 0 | 0 | 0
2016-08-04 03:00 | 0 | 0 | 0
2016-08-04 04:00 | 0 | 0 | 0
2016-08-04 05:00 | 0 | 0 | 0
2016-08-04 06:00 | 0 | 0 | 0
2016-08-04 07:00 | 0 | 0 | 0
2016-08-04 08:00 | 0 | 0 | 0
2016-08-04 09:00 | 0 | 0 | 0
2016-08-04 10:00 | 0 | 0 | 0
2016-08-04 11:00 | 0 | 0 | 0
2016-08-04 12:00 | 0 | 0 | 0
2016-08-04 13:00 | 0 | 0 | 0
2016-08-04 14:00 | 0 | 0 | 0
2016-08-04 15:00 | 0 | 0 | 0
2016-08-04 16:00 | 0 | 0 | 0
2016-08-04 17:00 | 0 | 0 | 0
2016-08-04 18:00 | 0 | 0 | 0
2016-08-04 19:00 | 0 | 0 | 0
2016-08-04 20:00 | 0 | 0 | 0
2016-08-04 21:00 | 0 | 0 | 0
2016-08-04 22:00 | 0 | 0 | 0
2016-08-04 23:00 | 0 | 0 | 0
2016-08-05 | 0 | 0 | 0
2016-08-05 01:00 | 0 | 0 | 0
2016-08-05 02:00 | 0 | 0 | 0
2016-08-05 03:00 | 0 | 0 | 0
2016-08-05 04:00 | 0 | 0 | 0
2016-08-05 05:00 | 0 | 0 | 0
2016-08-05 06:00 | 0 | 0 | 0
2016-08-05 07:00 | 0 | 0 | 0
2016-08-05 08:00 | 0 | 0 | 0
2016-08-05 09:00 | 0 | 0 | 0
2016-08-05 10:00 | 0 | 0 | 0
2016-08-05 11:00 | 0 | 0 | 0
2016-08-05 12:00 | 0 | 0 | 0
2016-08-05 13:00 | 0 | 0 | 0
2016-08-05 14:00 | 0 | 0 | 0
2016-08-05 15:00 | 0 | 0 | 0
2016-08-05 16:00 | 0 | 0 | 0
2016-08-05 17:00 | 0 | 0 | 0
2016-08-05 18:00 | 0 | 0 | 0
2016-08-05 19:00 | 0 | 0 | 0
2016-08-05 20:00 | 0 | 0 | 0
2016-08-05 21:00 | 0 | 0 | 0
2016-08-05 22:00 | 0 | 0 | 0
2016-08-05 23:00 | 0 | 0 | 0
2016-08-06 | 0 | 0 | 0
2016-08-06 01:00 | 0 | 0 | 0
2016-08-06 02:00 | 0 | 0 | 0
2016-08-06 03:00 | 0 | 0 | 0
2016-08-06 04:00 | 0 | 0 | 0
2016-08-06 05:00 | 0 | 0 | 0
2016-08-06 06:00 | 0 | 0 | 0
2016-08-06 07:00 | 0 | 0 | 0
2016-08-06 08:00 | 0 | 0 | 0
2016-08-06 09:00 | 0 | 0 | 0
2016-08-06 10:00 | 0 | 0 | 0
2016-08-06 11:00 | 0 | 0 | 0
2016-08-06 12:00 | 0 | 0 | 0
2016-08-06 13:00 | 0 | 0 | 0
2016-08-06 14:00 | 0 | 0 | 0
2016-08-06 15:00 | 0 | 0 | 0
2016-08-06 16:00 | 0 | 0 | 0
2016-08-06 17:00 | 0 | 0 | 0
2016-08-06 18:00 | 0 | 0 | 0
2016-08-06 19:00 | 0 | 0 | 0
2016-08-06 20:00 | 0 | 0 | 0
2016-08-06 21:00 | 0 | 0 | 0
2016-08-06 22:00 | 0 | 0 | 0
2016-08-06 23:00 | 0 | 0 | 0
2016-08-07 | 0 | 0 | 0
2016-08-07 01:00 | 0 | 0 | 0
2016-08-07 02:00 | 0 | 0 | 0
2016-08-07 03:00 | 0 | 0 | 0
2016-08-07 04:00 | 0 | 0 | 0
2016-08-07 05:00 | 0 | 0 | 0
2016-08-07 06:00 | 0 | 0 | 0
2016-08-07 07:00 | 0 | 0 | 0
2016-08-07 08:00 | 0 | 0 | 0
2016-08-07 09:00 | 0 | 0 | 0
2016-08-07 10:00 | 0 | 0 | 0
2016-08-07 11:00 | 0 | 0 | 0
2016-08-07 12:00 | 0 | 0 | 0
2016-08-07 13:00 | 0 | 0 | 0
2016-08-07 14:00 | 0 | 0 | 0
2016-08-07 15:00 | 0 | 0 | 0
2016-08-07 16:00 | 0 | 0 | 0
2016-08-07 17:00 | 0 | 0 | 0
2016-08-07 18:00 | 0 | 0 | 0
2016-08-07 19:00 | 0 | 0 | 0
2016-08-07 20:00 | 0 | 0 | 0
2016-08-07 21:00 | 0 | 0 | 0
2016-08-07 22:00 | 0 | 0 | 0
2016-08-07 23:00 | 0 | 0 | 0
2016-08-08 | 0 | 0 | 0
2016-08-08 01:00 | 0 | 0 | 0
2016-08-08 02:00 | 0 | 0 | 0
2016-08-08 03:00 | 0 | 0 | 0
2016-08-08 04:00 | 0 | 0 | 0
2016-08-08 05:00 | 0 | 0 | 0
2016-08-08 06:00 | 0 | 0 | 0
2016-08-08 07:00 | 0 | 0 | 0
2016-08-08 08:00 | 0 | 0 | 0
2016-08-08 09:00 | 0 | 0 | 0
2016-08-08 10:00 | 0 | 0 | 0
2016-08-08 11:00 | 0 | 0 | 0
2016-08-08 12:00 | 0 | 0 | 0
2016-08-08 13:00 | 0 | 0 | 0
2016-08-08 14:00 | 0 | 0 | 0
2016-08-08 15:00 | 0 | 0 | 0
2016-08-08 16:00 | 0 | 0 | 0
2016-08-08 17:00 | 0 | 0 | 0
2016-08-08 18:00 | 0 | 0 | 0
2016-08-08 19:00 | 0 | 0 | 0
2016-08-08 20:00 | 0 | 0 | 0
2016-08-08 21:00 | 0 | 0 | 0
2016-08-08 22:00 | 0 | 0 | 0
2016-08-08 23:00 | 0 | 0 | 0
2016-08-09 | 0 | 0 | 0
2016-08-09 01:00 | 0 | 0 | 0
2016-08-09 02:00 | 0 | 0 | 0
2016-08-09 03:00 | 0 | 0 | 0
2016-08-09 04:00 | 0 | 0 | 0
2016-08-09 05:00 | 0 | 0 | 0
2016-08-09 06:00 | 0 | 0 | 0
2016-08-09 07:00 | 0 | 0 | 0
2016-08-09 08:00 | 0 | 0 | 0
2016-08-09 09:00 | 0 | 0 | 0
2016-08-09 10:00 | 0 | 0 | 0
2016-08-09 11:00 | 0 | 0 | 0
2016-08-09 12:00 | 0 | 0 | 0
2016-08-09 13:00 | 0 | 0 | 0
2016-08-09 14:00 | 0 | 0 | 0
2016-08-09 15:00 | 0 | 0 | 0
2016-08-09 16:00 | 0 | 0 | 0
2016-08-09 17:00 | 0 | 0 | 0
2016-08-09 18:00 | 0 | 0 | 0
2016-08-09 19:00 | 0 | 0 | 0
2016-08-09 20:00 | 0 | 0 | 0
2016-08-09 21:00 | 0 | 0 | 0
2016-08-09 22:00 | 0 | 0 | 0
2016-08-09 23:00 | 0 | 0 | 0
2016-08-10 | 0 | 0 | 0
2016-08-10 01:00 | 0 | 0 | 0
2016-08-10 02:00 | 0 | 0 | 0
2016-08-10 03:00 | 0 | 0 | 0
2016-08-10 04:00 | 0 | 0 | 0
2016-08-10 05:00 | 0 | 0 | 0
2016-08-10 06:00 | 0 | 0 | 0
2016-08-10 07:00 | 0 | 0 | 0
2016-08-10 08:00 | 0 | 0 | 0
2016-08-10 09:00 | 0 | 0 | 0
2016-08-10 10:00 | 0 | 0 | 0
2016-08-10 11:00 | 0 | 0 | 0
2016-08-10 12:00 | 0 | 0 | 0
2016-08-10 13:00 | 0 | 0 | 0
2016-08-10 14:00 | 0 | 0 | 0
2016-08-10 15:00 | 0 | 0 | 0
2016-08-10 16:00 | 0 | 0 | 0
2016-08-10 17:00 | 0 | 0 | 0
2016-08-10 18:00 | 0 | 0 | 0
2016-08-10 19:00 | 0 | 0 | 0
2016-08-10 20:00 | 0 | 0 | 0
2016-08-10 21:00 | 0 | 0 | 0
2016-08-10 22:00 | 0 | 0 | 0
2016-08-10 23:00 | 0 | 0 | 0
2016-08-11 | 0 | 0 | 0
2016-08-11 01:00 | 0 | 0 | 0
2016-08-11 02:00 | 0 | 0 | 0
2016-08-11 03:00 | 0 | 0 | 0
2016-08-11 04:00 | 0 | 0 | 0
2016-08-11 05:00 | 0 | 0 | 0
2016-08-11 06:00 | 0 | 0 | 0
2016-08-11 07:00 | 0 | 0 | 0
2016-08-11 08:00 | 0 | 0 | 0
2016-08-11 09:00 | 0 | 0 | 0
2016-08-11 10:00 | 0 | 0 | 0
2016-08-11 11:00 | 0 | 0 | 0
2016-08-11 12:00 | 0 | 0 | 0
2016-08-11 13:00 | 0 | 0 | 0
2016-08-11 14:00 | 0 | 0 | 0
2016-08-11 15:00 | 0 | 0 | 0
2016-08-11 16:00 | 0 | 0 | 0
2016-08-11 17:00 | 0 | 0 | 0
2016-08-11 18:00 | 0 | 0 | 0
2016-08-11 19:00 | 0 | 0 | 0
2016-08-11 20:00 | 0 | 0 | 0
2016-08-11 21:00 | 0 | 0 | 0
2016-08-11 22:00 | 0 | 0 | 0
2016-08-11 23:00 | 0 | 0 | 0
2016-08-12 | 0 | 0 | 0
2016-08-12 01:00 | 0 | 0 | 0
2016-08-12 02:00 | 0 | 0 | 0
2016-08-12 03:00 | 0 | 0 | 0
2016-08-12 04:00 | 0 | 0 | 0
2016-08-12 05:00 | 0 | 0 | 0
2016-08-12 06:00 | 0 | 0 | 0
2016-08-12 07:00 | 0 | 0 | 0
2016-08-12 08:00 | 0 | 0 | 0
2016-08-12 09:00 | 0 | 0 | 0
2016-08-12 10:00 | 0 | 0 | 0
2016-08-12 11:00 | 0 | 0 | 0
2016-08-12 12:00 | 0 | 0 | 0
2016-08-12 13:00 | 0 | 0 | 0
2016-08-12 14:00 | 0 | 0 | 0
2016-08-12 15:00 | 0 | 0 | 0
2016-08-12 16:00 | 0 | 0 | 0
2016-08-12 17:00 | 0 | 0 | 0
2016-08-12 18:00 | 0 | 0 | 0
2016-08-12 19:00 | 0 | 0 | 0
2016-08-12 20:00 | 0 | 0 | 0
2016-08-12 21:00 | 0 | 0 | 0
2016-08-12 22:00 | 0 | 0 | 0
2016-08-12 23:00 | 0 | 0 | 0
2016-08-13 | 0 | 0 | 0
2016-08-13 01:00 | 0 | 0 | 0
2016-08-13 02:00 | 0 | 0 | 0
2016-08-13 03:00 | 0 | 0 | 0
2016-08-13 04:00 | 0 | 0 | 0
2016-08-13 05:00 | 0 | 0 | 0
2016-08-13 06:00 | 0 | 0 | 0
2016-08-13 07:00 | 0 | 0 | 0
2016-08-13 08:00 | 0 | 0 | 0
2016-08-13 09:00 | 0 | 0 | 0
2016-08-13 10:00 | 0 | 0 | 0
2016-08-13 11:00 | 0 | 0 | 0
2016-08-13 12:00 | 0 | 0 | 0
2016-08-13 13:00 | 0 | 0 | 0
2016-08-13 14:00 | 0 | 0 | 0
2016-08-13 15:00 | 0 | 0 | 0
2016-08-13 16:00 | 0 | 0 | 0
2016-08-13 17:00 | 0 | 0 | 0
2016-08-13 18:00 | 0 | 0 | 0
2016-08-13 19:00 | 0 | 0 | 0
2016-08-13 20:00 | 0 | 0 | 0
2016-08-13 21:00 | 0 | 0 | 0
2016-08-13 22:00 | 0 | 0 | 0
2016-08-13 23:00 | 0 | 0 | 0
2016-08-14 | 0 | 0 | 0
2016-08-14 01:00 | 0 | 0 | 0
2016-08-14 02:00 | 0 | 0 | 0
2016-08-14 03:00 | 0 | 0 | 0
2016-08-14 04:00 | 0 | 0 | 0
2016-08-14 05:00 | 0 | 0 | 0
2016-08-14 06:00 | 0 | 0 | 0
2016-08-14 07:00 | 0 | 0 | 0
2016-08-14 08:00 | 0 | 0 | 0
2016-08-14 09:00 | 0 | 0 | 0
2016-08-14 10:00 | 0 | 0 | 0
2016-08-14 11:00 | 0 | 0 | 0
2016-08-14 12:00 | 0 | 0 | 0
2016-08-14 13:00 | 0 | 0 | 0
2016-08-14 14:00 | 0 | 0 | 0
2016-08-14 15:00 | 0 | 0 | 0
2016-08-14 16:00 | 0 | 0 | 0
2016-08-14 17:00 | 0 | 0 | 0
2016-08-14 18:00 | 0 | 0 | 0
2016-08-14 19:00 | 0 | 0 | 0
2016-08-14 20:00 | 0 | 0 | 0
2016-08-14 21:00 | 0 | 0 | 0
2016-08-14 22:00 | 0 | 0 | 0
2016-08-14 23:00 | 0 | 0 | 0
2016-08-15 | 0 | 0 | 0
2016-08-15 01:00 | 0 | 0 | 0
2016-08-15 02:00 | 0 | 0 | 0
2016-08-15 03:00 | 0 | 0 | 0
2016-08-15 04:00 | 0 | 0 | 0
2016-08-15 05:00 | 0 | 0 | 0
2016-08-15 06:00 | 0 | 0 | 0
2016-08-15 07:00 | 0 | 0 | 0
2016-08-15 08:00 | 0 | 0 | 0
2016-08-15 09:00 | 0 | 0 | 0
2016-08-15 10:00 | 0 | 0 | 0
2016-08-15 11:00 | 0 | 0 | 0
2016-08-15 12:00 | 0 | 0 | 0
2016-08-15 13:00 | 0 | 0 | 0
2016-08-15 14:00 | 0 | 0 | 0
2016-08-15 15:00 | 0 | 0 | 0
2016-08-15 16:00 | 0 | 0 | 0
2016-08-15 17:00 | 0 | 0 | 0
2016-08-15 18:00 | 0 | 0 | 0
2016-08-15 19:00 | 0 | 0 | 0
2016-08-15 20:00 | 0 | 0 | 0
2016-08-15 21:00 | 0 | 0 | 0
2016-08-15 22:00 | 0 | 0 | 0
2016-08-15 23:00 | 0 | 0 | 0
2016-08-16 | 0 | 0 | 0
2016-08-16 01:00 | 0 | 0 | 0
2016-08-16 02:00 | 0 | 0 | 0
2016-08-16 03:00 | 0 | 0 | 0
2016-08-16 04:00 | 0 | 0 | 0
2016-08-16 05:00 | 0 | 0 | 0
2016-08-16 06:00 | 0 | 0 | 0
2016-08-16 07:00 | 0 | 0 | 0
2016-08-16 08:00 | 0 | 0 | 0
2016-08-16 09:00 | 0 | 0 | 0
2016-08-16 10:00 | 0 | 0 | 0
2016-08-16 11:00 | 0 | 0 | 0
2016-08-16 12:00 | 0 | 0 | 0
2016-08-16 13:00 | 0 | 0 | 0
2016-08-16 14:00 | 0 | 0 | 0
2016-08-16 15:00 | 0 | 0 | 0
2016-08-16 16:00 | 0 | 0 | 0
2016-08-16 17:00 | 0 | 0 | 0
2016-08-16 18:00 | 0 | 0 | 0
2016-08-16 19:00 | 0 | 0 | 0
2016-08-16 20:00 | 0 | 0 | 0
2016-08-16 21:00 | 0 | 0 | 0
2016-08-16 22:00 | 0 | 0 | 0
2016-08-16 23:00 | 0 | 0 | 0
2016-08-17 | 0 | 0 | 0
2016-08-17 01:00 | 0 | 0 | 0
2016-08-17 02:00 | 0 | 0 | 0
2016-08-17 03:00 | 0 | 0 | 0
2016-08-17 04:00 | 0 | 0 | 0
2016-08-17 05:00 | 0 | 0 | 0
2016-08-17 06:00 | 0 | 0 | 0
2016-08-17 07:00 | 0 | 0 | 0
2016-08-17 08:00 | 0 | 0 | 0
2016-08-17 09:00 | 0 | 0 | 0
2016-08-17 10:00 | 0 | 0 | 0
2016-08-17 11:00 | 0 | 0 | 0
2016-08-17 12:00 | 0 | 0 | 0
2016-08-17 13:00 | 0 | 0 | 0
2016-08-17 14:00 | 0 | 0 | 0
2016-08-17 15:00 | 0 | 0 | 0
2016-08-17 16:00 | 0 | 0 | 0
2016-08-17 17:00 | 0 | 0 | 0
2016-08-17 18:00 | 0 | 0 | 0
2016-08-17 19:00 | 0 | 0 | 0
2016-08-17 20:00 | 0 | 0 | 0
2016-08-17 21:00 | 0 | 0 | 0
2016-08-17 22:00 | 0 | 0 | 0
2016-08-17 23:00 | 0 | 0 | 0
2016-08-18 | 0 | 0 | 0
2016-08-18 01:00 | 0 | 0 | 0
2016-08-18 02:00 | 0 | 0 | 0
2016-08-18 03:00 | 0 | 0 | 0
2016-08-18 04:00 | 0 | 0 | 0
2016-08-18 05:00 | 0 | 0 | 0
2016-08-18 06:00 | 0 | 0 | 0
2016-08-18 07:00 | 0 | 0 | 0
2016-08-18 08:00 | 0 | 0 | 0
2016-08-18 09:00 | 0 | 0 | 0
2016-08-18 10:00 | 0 | 0 | 0
2016-08-18 11:00 | 0 | 0 | 0
2016-08-18 12:00 | 0 | 0 | 0
2016-08-18 13:00 | 0 | 0 | 0
2016-08-18 14:00 | 0 | 0 | 0
2016-08-18 15:00 | 0 | 0 | 0
2016-08-18 16:00 | 0 | 0 | 0
2016-08-18 17:00 | 0 | 0 | 0
2016-08-18 18:00 | 0 | 0 | 0
2016-08-18 19:00 | 0 | 0 | 0
2016-08-18 20:00 | 0 | 0 | 0
2016-08-18 21:00 | 0 | 0 | 0
2016-08-18 22:00 | 0 | 0 | 0
2016-08-18 23:00 | 0 | 0 | 0
2016-08-19 | 0 | 0 | 0
2016-08-19 01:00 | 0 | 0 | 0
2016-08-19 02:00 | 0 | 0 | 0
2016-08-19 03:00 | 0 | 0 | 0
2016-08-19 04:00 | 0 | 0 | 0
2016-08-19 05:00 | 0 | 0 | 0
2016-08-19 06:00 | 0 | 0 | 0
2016-08-19 07:00 | 0 | 0 | 0
2016-08-19 08:00 | 0 | 0 | 0
2016-08-19 09:00 | 0 | 0 | 0
2016-08-19 10:00 | 0 | 0 | 0
2016-08-19 11:00 | 0 | 0 | 0
2016-08-19 12:00 | 0 | 0 | 0
2016-08-19 13:00 | 0 | 0 | 0
2016-08-19 14:00 | 0 | 0 | 0
2016-08-19 15:00 | 0 | 0 | 0
2016-08-19 16:00 | 0 | 0 | 0
2016-08-19 17:00 | 0 | 0 | 0
2016-08-19 18:00 | 0 | 0 | 0
2016-08-19 19:00 | 0 | 0 | 0
2016-08-19 20:00 | 0 | 0 | 0
2016-08-19 21:00 | 0 | 0 | 0
2016-08-19 22:00 | 0 | 0 | 0
2016-08-19 23:00 | 0 | 0 | 0
2016-08-20 | 0 | 0 | 0
2016-08-20 01:00 | 0 | 0 | 0
2016-08-20 02:00 | 0 | 0 | 0
2016-08-20 03:00 | 0 | 0 | 0
2016-08-20 04:00 | 0 | 0 | 0
2016-08-20 05:00 | 0 | 0 | 0
2016-08-20 06:00 | 0 | 0 | 0
2016-08-20 07:00 | 0 | 0 | 0
2016-08-20 08:00 | 0 | 0 | 0
2016-08-20 09:00 | 0 | 0 | 0
2016-08-20 10:00 | 0 | 0 | 0
2016-08-20 11:00 | 0 | 0 | 0
2016-08-20 12:00 | 0 | 0 | 0
2016-08-20 13:00 | 0 | 0 | 0
2016-08-20 14:00 | 0 | 0 | 0
2016-08-20 15:00 | 0 | 0 | 0
2016-08-20 16:00 | 0 | 0 | 0
2016-08-20 17:00 | 0 | 0 | 0
2016-08-20 18:00 | 0 | 0 | 0
2016-08-20 19:00 | 0 | 0 | 0
2016-08-20 20:00 | 0 | 0 | 0
2016-08-20 21:00 | 0 | 0 | 0
2016-08-20 22:00 | 0 | 0 | 0
2016-08-20 23:00 | 0 | 0 | 0
2016-08-21 | 0 | 0 | 0
2016-08-21 01:00 | 0 | 0 | 0
2016-08-21 02:00 | 0 | 0 | 0
2016-08-21 03:00 | 0 | 0 | 0
2016-08-21 04:00 | 0 | 0 | 0
2016-08-21 05:00 | 0 | 0 | 0
2016-08-21 06:00 | 0 | 0 | 0
2016-08-21 07:00 | 0 | 0 | 0
2016-08-21 08:00 | 0 | 0 | 0
2016-08-21 09:00 | 0 | 0 | 0
2016-08-21 10:00 | 0 | 0 | 0
2016-08-21 11:00 | 0 | 0 | 0
2016-08-21 12:00 | 0 | 0 | 0
2016-08-21 13:00 | 0 | 0 | 0
2016-08-21 14:00 | 0 | 0 | 0
2016-08-21 15:00 | 0 | 0 | 0
2016-08-21 16:00 | 0 | 0 | 0
2016-08-21 17:00 | 0 | 0 | 0
2016-08-21 18:00 | 0 | 0 | 0
2016-08-21 19:00 | 0 | 0 | 0
2016-08-21 20:00 | 0 | 0 | 0
2016-08-21 21:00 | 0 | 0 | 0
2016-08-21 22:00 | 0 | 0 | 0
2016-08-21 23:00 | 0 | 0 | 0
2016-08-22 | 0 | 0 | 0
2016-08-22 01:00 | 0 | 0 | 0
2016-08-22 02:00 | 0 | 0 | 0
2016-08-22 03:00 | 0 | 0 | 0
2016-08-22 04:00 | 0 | 0 | 0
2016-08-22 05:00 | 0 | 0 | 0
2016-08-22 06:00 | 0 | 0 | 0
2016-08-22 07:00 | 0 | 0 | 0
2016-08-22 08:00 | 0 | 0 | 0
2016-08-22 09:00 | 0 | 0 | 0
2016-08-22 10:00 | 0 | 0 | 0
2016-08-22 11:00 | 0 | 0 | 0
2016-08-22 12:00 | 0 | 0 | 0
2016-08-22 13:00 | 0 | 0 | 0
2016-08-22 14:00 | 0 | 0 | 0
2016-08-22 15:00 | 0 | 0 | 0
2016-08-22 16:00 | 0 | 0 | 0
2016-08-22 17:00 | 0 | 0 | 0
2016-08-22 18:00 | 0 | 0 | 0
2016-08-22 19:00 | 0 | 0 | 0
2016-08-22 20:00 | 0 | 0 | 0
2016-08-22 21:00 | 0 | 0 | 0
2016-08-22 22:00 | 0 | 0 | 0
2016-08-22 23:00 | 0 | 0 | 0
2016-08-23 | 0 | 0 | 0
2016-08-23 01:00 | 0 | 0 | 0
2016-08-23 02:00 | 0 | 0 | 0
2016-08-23 03:00 | 0 | 0 | 0
2016-08-23 04:00 | 0 | 0 | 0
2016-08-23 05:00 | 0 | 0 | 0
2016-08-23 06:00 | 0 | 0 | 0
2016-08-23 07:00 | 0 | 0 | 0
2016-08-23 08:00 | 0 | 0 | 0
2016-08-23 09:00 | 0 | 0 | 0
2016-08-23 10:00 | 0 | 0 | 0
2016-08-23 11:00 | 0 | 0 | 0
2016-08-23 12:00 | 0 | 0 | 0
2016-08-23 13:00 | 0 | 0 | 0
2016-08-23 14:00 | 0 | 0 | 0
2016-08-23 15:00 | 0 | 0 | 0
2016-08-23 16:00 | 0 | 0 | 0
2016-08-23 17:00 | 0 | 0 | 0
2016-08-23 18:00 | 0 | 0 | 0
2016-08-23 19:00 | 0 | 0 | 0
2016-08-23 20:00 | 0 | 0 | 0
2016-08-23 21:00 | 0 | 0 | 0
2016-08-23 22:00 | 0 | 0 | 0
2016-08-23 23:00 | 0 | 0 | 0
2016-08-24 | 0 | 0 | 0
2016-08-24 01:00 | 0 | 0 | 0
2016-08-24 02:00 | 0 | 0 | 0
2016-08-24 03:00 | 0 | 0 | 0
2016-08-24 04:00 | 0 | 0 | 0
2016-08-24 05:00 | 0 | 0 | 0
2016-08-24 06:00 | 0 | 0 | 0
2016-08-24 07:00 | 0 | 0 | 0
2016-08-24 08:00 | 0 | 0 | 0
2016-08-24 09:00 | 0 | 0 | 0
2016-08-24 10:00 | 0 | 0 | 0
2016-08-24 11:00 | 0 | 0 | 0
2016-08-24 12:00 | 0 | 0 | 0
2016-08-24 13:00 | 0 | 0 | 0
2016-08-24 14:00 | 0 | 0 | 0
2016-08-24 15:00 | 0 | 0 | 0
2016-08-24 16:00 | 0 | 0 | 0
2016-08-24 17:00 | 0 | 0 | 0
2016-08-24 18:00 | 0 | 0 | 0
2016-08-24 19:00 | 0 | 0 | 0
2016-08-24 20:00 | 0 | 0 | 0
2016-08-24 21:00 | 0 | 0 | 0
2016-08-24 22:00 | 0 | 0 | 0
2016-08-24 23:00 | 0 | 0 | 0
2016-08-25 | 0 | 0 | 0
2016-08-25 01:00 | 0 | 0 | 0
2016-08-25 02:00 | 0 | 0 | 0
2016-08-25 03:00 | 0 | 0 | 0
2016-08-25 04:00 | 0 | 0 | 0
2016-08-25 05:00 | 0 | 0 | 0
2016-08-25 06:00 | 0 | 0 | 0
2016-08-25 07:00 | 0 | 0 | 0
2016-08-25 08:00 | 0 | 0 | 0
2016-08-25 09:00 | 0 | 0 | 0
2016-08-25 10:00 | 0 | 0 | 0
2016-08-25 11:00 | 0 | 0 | 0
2016-08-25 12:00 | 0 | 0 | 0
2016-08-25 13:00 | 0 | 0 | 0
2016-08-25 14:00 | 0 | 0 | 0
2016-08-25 15:00 | 0 | 0 | 0
2016-08-25 16:00 | 0 | 0 | 0
2016-08-25 17:00 | 0 | 0 | 0
2016-08-25 18:00 | 0 | 0 | 0
2016-08-25 19:00 | 0 | 0 | 0
2016-08-25 20:00 | 0 | 0 | 0
2016-08-25 21:00 | 0 | 0 | 0
2016-08-25 22:00 | 0 | 0 | 0
2016-08-25 23:00 | 0 | 0 | 0
2016-08-26 | 0 | 0 | 0
2016-08-26 01:00 | 0 | 0 | 0
2016-08-26 02:00 | 0 | 0 | 0
2016-08-26 03:00 | 0 | 0 | 0
2016-08-26 04:00 | 0 | 0 | 0
2016-08-26 05:00 | 0 | 0 | 0
2016-08-26 06:00 | 0 | 0 | 0
2016-08-26 07:00 | 0 | 0 | 0
2016-08-26 08:00 | 0 | 0 | 0
2016-08-26 09:00 | 0 | 0 | 0
2016-08-26 10:00 | 0 | 0 | 0
2016-08-26 11:00 | 0 | 0 | 0
2016-08-26 12:00 | 0 | 0 | 0
2016-08-26 13:00 | 0 | 0 | 0
2016-08-26 14:00 | 0 | 0 | 0
2016-08-26 15:00 | 0 | 0 | 0
2016-08-26 16:00 | 0 | 0 | 0
2016-08-26 17:00 | 0 | 0 | 0
2016-08-26 18:00 | 0 | 0 | 0
2016-08-26 19:00 | 0 | 0 | 0
2016-08-26 20:00 | 0 | 0 | 0
2016-08-26 21:00 | 0 | 0 | 0
2016-08-26 22:00 | 0 | 0 | 0
2016-08-26 23:00 | 0 | 0 | 0
2016-08-27 | 0 | 0 | 0
2016-08-27 01:00 | 0 | 0 | 0
2016-08-27 02:00 | 0 | 0 | 0
2016-08-27 03:00 | 0 | 0 | 0
2016-08-27 04:00 | 0 | 0 | 0
2016-08-27 05:00 | 0 | 0 | 0
2016-08-27 06:00 | 0 | 0 | 0
2016-08-27 07:00 | 0 | 0 | 0
2016-08-27 08:00 | 0 | 0 | 0
2016-08-27 09:00 | 0 | 0 | 0
2016-08-27 10:00 | 0 | 0 | 0
2016-08-27 11:00 | 0 | 0 | 0
2016-08-27 12:00 | 0 | 0 | 0
2016-08-27 13:00 | 0 | 0 | 0
2016-08-27 14:00 | 0 | 0 | 0
2016-08-27 15:00 | 0 | 0 | 0
2016-08-27 16:00 | 0 | 0 | 0
2016-08-27 17:00 | 0 | 0 | 0
2016-08-27 18:00 | 0 | 0 | 0
2016-08-27 19:00 | 0 | 0 | 0
2016-08-27 20:00 | 0 | 0 | 0
2016-08-27 21:00 | 0 | 0 | 0
2016-08-27 22:00 | 0 | 0 | 0
2016-08-27 23:00 | 0 | 0 | 0
2016-08-28 | 0 | 0 | 0
2016-08-28 01:00 | 0 | 0 | 0
2016-08-28 02:00 | 0 | 0 | 0
2016-08-28 03:00 | 0 | 0 | 0
2016-08-28 04:00 | 0 | 0 | 0
2016-08-28 05:00 | 0 | 0 | 0
2016-08-28 06:00 | 0 | 0 | 0
2016-08-28 07:00 | 0 | 0 | 0
2016-08-28 08:00 | 0 | 0 | 0
2016-08-28 09:00 | 0 | 0 | 0
2016-08-28 10:00 | 0 | 0 | 0
2016-08-28 11:00 | 0 | 0 | 0
2016-08-28 12:00 | 0 | 0 | 0
2016-08-28 13:00 | 0 | 0 | 0
2016-08-28 14:00 | 0 | 0 | 0
2016-08-28 15:00 | 0 | 0 | 0
2016-08-28 16:00 | 0 | 0 | 0
2016-08-28 17:00 | 0 | 0 | 0
2016-08-28 18:00 | 0 | 0 | 0
2016-08-28 19:00 | 0 | 0 | 0
2016-08-28 20:00 | 0 | 0 | 0
2016-08-28 21:00 | 0 | 0 | 0
2016-08-28 22:00 | 0 | 0 | 0
2016-08-28 23:00 | 0 | 0 | 0
2016-08-29 | 0 | 0 | 0
2016-08-29 01:00 | 0 | 0 | 0
2016-08-29 02:00 | 0 | 0 | 0
2016-08-29 03:00 | 0 | 0 | 0
2016-08-29 04:00 | 0 | 0 | 0
2016-08-29 05:00 | 0 | 0 | 0
2016-08-29 06:00 | 0 | 0 | 0
2016-08-29 07:00 | 0 | 0 | 0
2016-08-29 08:00 | 0 | 0 | 0
2016-08-29 09:00 | 0 | 0 | 0
2016-08-29 10:00 | 0 | 0 | 0
2016-08-29 11:00 | 0 | 0 | 0
2016-08-29 12:00 | 0 | 0 | 0
2016-08-29 13:00 | 0 | 0 | 0
2016-08-29 14:00 | 0 | 0 | 0
2016-08-29 15:00 | 0 | 0 | 0
2016-08-29 16:00 | 0 | 0 | 0
2016-08-29 17:00 | 0 | 0 | 0
2016-08-29 18:00 | 0 | 0 | 0
2016-08-29 19:00 | 0 | 0 | 0
2016-08-29 20:00 | 0 | 0 | 0
2016-08-29 21:00 | 0 | 0 | 0
2016-08-29 22:00 | 0 | 0 | 0
2016-08-29 23:00 | 0 | 0 | 0
2016-08-30 | 0 | 0 | 0
2016-08-30 01:00 | 0 | 0 | 0
2016-08-30 02:00 | 0 | 0 | 0
2016-08-30 03:00 | 0 | 0 | 0
2016-08-30 04:00 | 0 | 0 | 0
2016-08-30 05:00 | 0 | 0 | 0
2016-08-30 06:00 | 0 | 0 | 0
2016-08-30 07:00 | 0 | 0 | 0
2016-08-30 08:00 | 0 | 0 | 0
2016-08-30 09:00 | 0 | 0 | 0
2016-08-30 10:00 | 0 | 0 | 0
2016-08-30 11:00 | 0 | 0 | 0
2016-08-30 12:00 | 0 | 0 | 0
2016-08-30 13:00 | 0 | 0 | 0
2016-08-30 14:00 | 0 | 0 | 0
2016-08-30 15:00 | 0 | 0 | 0
2016-08-30 16:00 | 0 | 0 | 0
2016-08-30 17:00 | 0 | 0 | 0
2016-08-30 18:00 | 0 | 0 | 0
2016-08-30 19:00 | 0 | 0 | 0
2016-08-30 20:00 | 0 | 0 | 0
2016-08-30 21:00 | 0 | 0 | 0
2016-08-30 22:00 | 0 | 0 | 0
2016-08-30 23:00 | 0 | 0 | 0
2016-08-31 | 0 | 0 | 0
2016-08-31 01:00 | 0 | 0 | 0
2016-08-31 02:00 | 0 | 0 | 0
2016-08-31 03:00 | 0 | 0 | 0
2016-08-31 04:00 | 0 | 0 | 0
2016-08-31 05:00 | 0 | 0 | 0
2016-08-31 06:00 | 0 | 0 | 0
2016-08-31 07:00 | 0 | 0 | 0
2016-08-31 08:00 | 0 | 0 | 0
2016-08-31 09:00 | 0 | 0 | 0
2016-08-31 10:00 | 0 | 0 | 0
2016-08-31 11:00 | 0 | 0 | 0
2016-08-31 12:00 | 0 | 0 | 0
2016-08-31 13:00 | 0 | 0 | 0
2016-08-31 14:00 | 0 | 0 | 0
2016-08-31 15:00 | 0 | 0 | 0
2016-08-31 16:00 | 0 | 0 | 0
2016-08-31 17:00 | 0 | 0 | 0
2016-08-31 18:00 | 0 | 0 | 0
2016-08-31 19:00 | 0 | 0 | 0
2016-08-31 20:00 | 0 | 0 | 0
2016-08-31 21:00 | 0 | 0 | 0
2016-08-31 22:00 | 0 | 0 | 0
2016-08-31 23:00 | 0 | 0 | 0
2016-09-01 | 0 | 0 | 0
2016-09-01 01:00 | 0 | 0 | 0
2016-09-01 02:00 | 0 | 0 | 0
2016-09-01 03:00 | 0 | 0 | 0
2016-09-01 04:00 | 0 | 0 | 0
2016-09-01 05:00 | 0 | 0 | 0
2016-09-01 06:00 | 0 | 0 | 0
2016-09-01 07:00 | 0 | 0 | 0
2016-09-01 08:00 | 0 | 0 | 0
2016-09-01 09:00 | 0 | 0 | 0
2016-09-01 10:00 | 0 | 0 | 0
2016-09-01 11:00 | 0 | 0 | 0
2016-09-01 12:00 | 0 | 0 | 0
2016-09-01 13:00 | 0 | 0 | 0
2016-09-01 14:00 | 0 | 0 | 0
2016-09-01 15:00 | 0 | 0 | 0
2016-09-01 16:00 | 0 | 0 | 0
2016-09-01 17:00 | 0 | 0 | 0
2016-09-01 18:00 | 0 | 0 | 0
2016-09-01 19:00 | 0 | 0 | 0
2016-09-01 20:00 | 0 | 0 | 0
2016-09-01 21:00 | 0 | 0 | 0
2016-09-01 22:00 | 0 | 0 | 0
2016-09-01 23:00 | 0 | 0 | 0
2016-09-02 | 0 | 0 | 0
2016-09-02 01:00 | 0 | 0 | 0
2016-09-02 02:00 | 0 | 0 | 0
2016-09-02 03:00 | 0 | 0 | 0
2016-09-02 04:00 | 0 | 0 | 0
2016-09-02 05:00 | 0 | 0 | 0
2016-09-02 06:00 | 0 | 0 | 0
2016-09-02 07:00 | 0 | 0 | 0
2016-09-02 08:00 | 0 | 0 | 0
2016-09-02 09:00 | 0 | 0 | 0
2016-09-02 10:00 | 0 | 0 | 0
2016-09-02 11:00 | 0 | 0 | 0
2016-09-02 12:00 | 0 | 0 | 0
2016-09-02 13:00 | 0 | 0 | 0
2016-09-02 14:00 | 0 | 0 | 0
2016-09-02 15:00 | 0 | 0 | 0
2016-09-02 16:00 | 0 | 0 | 0
2016-09-02 17:00 | 0 | 0 | 0
2016-09-02 18:00 | 0 | 0 | 0
2016-09-02 19:00 | 0 | 0 | 0
2016-09-02 20:00 | 0 | 0 | 0
2016-09-02 21:00 | 0 | 0 | 0
2016-09-02 22:00 | 0 | 0 | 0
2016-09-02 23:00 | 0 | 0 | 0
2016-09-03 | 0 | 0 | 0
2016-09-03 01:00 | 0 | 0 | 0
2016-09-03 02:00 | 0 | 0 | 0
2016-09-03 03:00 | 0 | 0 | 0
2016-09-03 04:00 | 0 | 0 | 0
2016-09-03 05:00 | 0 | 0 | 0
2016-09-03 06:00 | 0 | 0 | 0
2016-09-03 07:00 | 0 | 0 | 0
2016-09-03 08:00 | 0 | 0 | 0
2016-09-03 09:00 | 0 | 0 | 0
2016-09-03 10:00 | 0 | 0 | 0
2016-09-03 11:00 | 0 | 0 | 0
2016-09-03 12:00 | 0 | 0 | 0
2016-09-03 13:00 | 0 | 0 | 0
2016-09-03 14:00 | 0 | 0 | 0
2016-09-03 15:00 | 0 | 0 | 0
2016-09-03 16:00 | 0 | 0 | 0
2016-09-03 17:00 | 0 | 0 | 0
2016-09-03 18:00 | 0 | 0 | 0
2016-09-03 19:00 | 0 | 0 | 0
2016-09-03 20:00 | 0 | 0 | 0
2016-09-03 21:00 | 0 | 0 | 0
2016-09-03 22:00 | 0 | 0 | 0
2016-09-03 23:00 | 0 | 0 | 0
2016-09-04 | 0 | 0 | 0
2016-09-04 01:00 | 0 | 0 | 0
2016-09-04 02:00 | 0 | 0 | 0
2016-09-04 03:00 | 0 | 0 | 0
2016-09-04 04:00 | 0 | 0 | 0
2016-09-04 05:00 | 0 | 0 | 0
2016-09-04 06:00 | 0 | 0 | 0
2016-09-04 07:00 | 0 | 0 | 0
2016-09-04 08:00 | 0 | 0 | 0
2016-09-04 09:00 | 0 | 0 | 0
2016-09-04 10:00 | 0 | 0 | 0
2016-09-04 11:00 | 0 | 0 | 0
2016-09-04 12:00 | 0 | 0 | 0
2016-09-04 13:00 | 0 | 0 | 0
2016-09-04 14:00 | 0 | 0 | 0
2016-09-04 15:00 | 0 | 0 | 0
2016-09-04 16:00 | 0 | 0 | 0
2016-09-04 17:00 | 0 | 0 | 0
2016-09-04 18:00 | 0 | 0 | 0
2016-09-04 19:00 | 0 | 0 | 0
2016-09-04 20:00 | 0 | 0 | 0
2016-09-04 21:00 | 0 | 0 | 0
2016-09-04 22:00 | 0 | 0 | 0
2016-09-04 23:00 | 0 | 0 | 0
2016-09-05 | 0 | 0 | 0
2016-09-05 01:00 | 0 | 0 | 0
2016-09-05 02:00 | 0 | 0 | 0
2016-09-05 03:00 | 0 | 0 | 0
2016-09-05 04:00 | 0 | 0 | 0
2016-09-05 05:00 | 0 | 0 | 0
2016-09-05 06:00 | 0 | 0 | 0
2016-09-05 07:00 | 0 | 0 | 0
2016-09-05 08:00 | 0 | 0 | 0
2016-09-05 09:00 | 0 | 0 | 0
2016-09-05 10:00 | 0 | 0 | 0
2016-09-05 11:00 | 0 | 0 | 0
2016-09-05 12:00 | 0 | 0 | 0
2016-09-05 13:00 | 0 | 0 | 0
2016-09-05 14:00 | 0 | 0 | 0
2016-09-05 15:00 | 0 | 0 | 0
2016-09-05 16:00 | 0 | 0 | 0
2016-09-05 17:00 | 0 | 0 | 0
2016-09-05 18:00 | 0 | 0 | 0
2016-09-05 19:00 | 0 | 0 | 0
2016-09-05 20:00 | 0 | 0 | 0
2016-09-05 21:00 | 0 | 0 | 0
2016-09-05 22:00 | 0 | 0 | 0
2016-09-05 23:00 | 0 | 0 | 0
2016-09-06 | 0 | 0 | 0
2016-09-06 01:00 | 0 | 0 | 0
2016-09-06 02:00 | 0 | 0 | 0
2016-09-06 03:00 | 0 | 0 | 0
2016-09-06 04:00 | 0 | 0 | 0
2016-09-06 05:00 | 0 | 0 | 0
2016-09-06 06:00 | 0 | 0 | 0
2016-09-06 07:00 | 0 | 0 | 0
2016-09-06 08:00 | 0 | 0 | 0
2016-09-06 09:00 | 0 | 0 | 0
2016-09-06 10:00 | 0 | 0 | 0
2016-09-06 11:00 | 0 | 0 | 0
2016-09-06 12:00 | 0 | 0 | 0
2016-09-06 13:00 | 0 | 0 | 0
2016-09-06 14:00 | 0 | 0 | 0
2016-09-06 15:00 | 0 | 0 | 0
2016-09-06 16:00 | 0 | 0 | 0
2016-09-06 17:00 | 0 | 0 | 0
2016-09-06 18:00 | 0 | 0 | 0
2016-09-06 19:00 | 0 | 0 | 0
2016-09-06 20:00 | 0 | 0 | 0
2016-09-06 21:00 | 0 | 0 | 0
2016-09-06 22:00 | 0 | 0 | 0
2016-09-06 23:00 | 0 | 0 | 0
2016-09-07 | 0 | 0 | 0
2016-09-07 01:00 | 0 | 0 | 0
2016-09-07 02:00 | 0 | 0 | 0
2016-09-07 03:00 | 0 | 0 | 0
2016-09-07 04:00 | 0 | 0 | 0
2016-09-07 05:00 | 0 | 0 | 0
2016-09-07 06:00 | 0 | 0 | 0
2016-09-07 07:00 | 0 | 0 | 0
2016-09-07 08:00 | 0 | 0 | 0
2016-09-07 09:00 | 0 | 0 | 0
2016-09-07 10:00 | 0 | 0 | 0
2016-09-07 11:00 | 0 | 0 | 0
2016-09-07 12:00 | 0 | 0 | 0
2016-09-07 13:00 | 0 | 0 | 0
2016-09-07 14:00 | 0 | 0 | 0
2016-09-07 15:00 | 0 | 0 | 0
2016-09-07 16:00 | 0 | 0 | 0
2016-09-07 17:00 | 0 | 0 | 0
2016-09-07 18:00 | 0 | 0 | 0
2016-09-07 19:00 | 0 | 0 | 0
2016-09-07 20:00 | 0 | 0 | 0
2016-09-07 21:00 | 0 | 0 | 0
2016-09-07 22:00 | 0 | 0 | 0
2016-09-07 23:00 | 0 | 0 | 0
2016-09-08 | 0 | 0 | 0
2016-09-08 01:00 | 0 | 0 | 0
2016-09-08 02:00 | 0 | 0 | 0
2016-09-08 03:00 | 0 | 0 | 0
2016-09-08 04:00 | 0 | 0 | 0
2016-09-08 05:00 | 0 | 0 | 0
2016-09-08 06:00 | 0 | 0 | 0
2016-09-08 07:00 | 0 | 0 | 0
2016-09-08 08:00 | 0 | 0 | 0
2016-09-08 09:00 | 0 | 0 | 0
2016-09-08 10:00 | 0 | 0 | 0
2016-09-08 11:00 | 0 | 0 | 0
2016-09-08 12:00 | 0 | 0 | 0
2016-09-08 13:00 | 0 | 0 | 0
2016-09-08 14:00 | 0 | 0 | 0
2016-09-08 15:00 | 0 | 0 | 0
2016-09-08 16:00 | 0 | 0 | 0
2016-09-08 17:00 | 0 | 0 | 0
2016-09-08 18:00 | 0 | 0 | 0
2016-09-08 19:00 | 0 | 0 | 0
2016-09-08 20:00 | 0 | 0 | 0
2016-09-08 21:00 | 0 | 0 | 0
2016-09-08 22:00 | 0 | 0 | 0
2016-09-08 23:00 | 0 | 0 | 0
2016-09-09 | 0 | 0 | 0
2016-09-09 01:00 | 0 | 0 | 0
2016-09-09 02:00 | 0 | 0 | 0
2016-09-09 03:00 | 0 | 0 | 0
2016-09-09 04:00 | 0 | 0 | 0
2016-09-09 05:00 | 0 | 0 | 0
2016-09-09 06:00 | 0 | 0 | 0
2016-09-09 07:00 | 0 | 0 | 0
2016-09-09 08:00 | 0 | 0 | 0
2016-09-09 09:00 | 0 | 0 | 0
2016-09-09 10:00 | 0 | 0 | 0
2016-09-09 11:00 | 0 | 0 | 0
2016-09-09 12:00 | 0 | 0 | 0
2016-09-09 13:00 | 0 | 0 | 0
2016-09-09 14:00 | 0 | 0 | 0
2016-09-09 15:00 | 0 | 0 | 0
2016-09-09 16:00 | 0 | 0 | 0
2016-09-09 17:00 | 0 | 0 | 0
2016-09-09 18:00 | 0 | 0 | 0
2016-09-09 19:00 | 0 | 0 | 0
2016-09-09 20:00 | 0 | 0 | 0
2016-09-09 21:00 | 0 | 0 | 0
2016-09-09 22:00 | 0 | 0 | 0
2016-09-09 23:00 | 0 | 0 | 0
2016-09-10 | 0 | 0 | 0
2016-09-10 01:00 | 0 | 0 | 0
2016-09-10 02:00 | 0 | 0 | 0
2016-09-10 03:00 | 0 | 0 | 0
2016-09-10 04:00 | 0 | 0 | 0
2016-09-10 05:00 | 0 | 0 | 0
2016-09-10 06:00 | 0 | 0 | 0
2016-09-10 07:00 | 0 | 0 | 0
2016-09-10 08:00 | 0 | 0 | 0
2016-09-10 09:00 | 0 | 0 | 0
2016-09-10 10:00 | 0 | 0 | 0
2016-09-10 11:00 | 0 | 0 | 0
2016-09-10 12:00 | 0 | 0 | 0
2016-09-10 13:00 | 0 | 0 | 0
2016-09-10 14:00 | 0 | 0 | 0
2016-09-10 15:00 | 0 | 0 | 0
2016-09-10 16:00 | 0 | 0 | 0
2016-09-10 17:00 | 0 | 0 | 0
2016-09-10 18:00 | 0 | 0 | 0
2016-09-10 19:00 | 0 | 0 | 0
2016-09-10 20:00 | 0 | 0 | 0
2016-09-10 21:00 | 0 | 0 | 0
2016-09-10 22:00 | 0 | 0 | 0
2016-09-10 23:00 | 0 | 0 | 0
2016-09-11 | 0 | 0 | 0
2016-09-11 01:00 | 0 | 0 | 0
2016-09-11 02:00 | 0 | 0 | 0
2016-09-11 03:00 | 0 | 0 | 0
2016-09-11 04:00 | 0 | 0 | 0
2016-09-11 05:00 | 0 | 0 | 0
2016-09-11 06:00 | 0 | 0 | 0
2016-09-11 07:00 | 0 | 0 | 0
2016-09-11 08:00 | 0 | 0 | 0
2016-09-11 09:00 | 0 | 0 | 0
2016-09-11 10:00 | 0 | 0 | 0
2016-09-11 11:00 | 0 | 0 | 0
2016-09-11 12:00 | 0 | 0 | 0
2016-09-11 13:00 | 0 | 0 | 0
2016-09-11 14:00 | 0 | 0 | 0
2016-09-11 15:00 | 0 | 0 | 0
2016-09-11 16:00 | 0 | 0 | 0
2016-09-11 17:00 | 0 | 0 | 0
2016-09-11 18:00 | 0 | 0 | 0
2016-09-11 19:00 | 0 | 0 | 0
2016-09-11 20:00 | 0 | 0 | 0
2016-09-11 21:00 | 0 | 0 | 0
2016-09-11 22:00 | 0 | 0 | 0
2016-09-11 23:00 | 0 | 0 | 0
2016-09-12 | 0 | 0 | 0
2016-09-12 01:00 | 0 | 0 | 0
2016-09-12 02:00 | 0 | 0 | 0
2016-09-12 03:00 | 0 | 0 | 0
2016-09-12 04:00 | 0 | 0 | 0
2016-09-12 05:00 | 0 | 0 | 0
2016-09-12 06:00 | 0 | 0 | 0
2016-09-12 07:00 | 0 | 0 | 0
2016-09-12 08:00 | 0 | 0 | 0
2016-09-12 09:00 | 0 | 0 | 0
2016-09-12 10:00 | 0 | 0 | 0
2016-09-12 11:00 | 0 | 0 | 0
2016-09-12 12:00 | 0 | 0 | 0
2016-09-12 13:00 | 0 | 0 | 0
2016-09-12 14:00 | 0 | 0 | 0
2016-09-12 15:00 | 0 | 0 | 0
2016-09-12 16:00 | 0 | 0 | 0
2016-09-12 17:00 | 0 | 0 | 0
2016-09-12 18:00 | 0 | 0 | 0
2016-09-12 19:00 | 0 | 0 | 0
2016-09-12 20:00 | 0 | 0 | 0
2016-09-12 21:00 | 0 | 0 | 0
2016-09-12 22:00 | 0 | 0 | 0
2016-09-12 23:00 | 0 | 0 | 0
2016-09-13 | 0 | 0 | 0
2016-09-13 01:00 | 0 | 0 | 0
2016-09-13 02:00 | 0 | 0 | 0
2016-09-13 03:00 | 0 | 0 | 0
2016-09-13 04:00 | 0 | 0 | 0
2016-09-13 05:00 | 0 | 0 | 0
2016-09-13 06:00 | 0 | 0 | 0
2016-09-13 07:00 | 0 | 0 | 0
2016-09-13 08:00 | 0 | 0 | 0
2016-09-13 09:00 | 0 | 0 | 0
2016-09-13 10:00 | 0 | 0 | 0
2016-09-13 11:00 | 0 | 0 | 0
2016-09-13 12:00 | 0 | 0 | 0
2016-09-13 13:00 | 0 | 0 | 0
2016-09-13 14:00 | 0 | 0 | 0
2016-09-13 15:00 | 0 | 0 | 0
2016-09-13 16:00 | 0 | 0 | 0
2016-09-13 17:00 | 0 | 0 | 0
2016-09-13 18:00 | 0 | 0 | 0
2016-09-13 19:00 | 0 | 0 | 0
2016-09-13 20:00 | 0 | 0 | 0
2016-09-13 21:00 | 0 | 0 | 0
2016-09-13 22:00 | 0 | 0 | 0
2016-09-13 23:00 | 0 | 0 | 0
2016-09-14 | 0 | 0 | 0
2016-09-14 01:00 | 0 | 0 | 0
2016-09-14 02:00 | 0 | 0 | 0
2016-09-14 03:00 | 0 | 0 | 0
2016-09-14 04:00 | 0 | 0 | 0
2016-09-14 05:00 | 0 | 0 | 0
2016-09-14 06:00 | 0 | 0 | 0
2016-09-14 07:00 | 0 | 0 | 0
2016-09-14 08:00 | 0 | 0 | 0
2016-09-14 09:00 | 0 | 0 | 0
2016-09-14 10:00 | 0 | 0 | 0
2016-09-14 11:00 | 0 | 0 | 0
2016-09-14 12:00 | 0 | 0 | 0
2016-09-14 13:00 | 0 | 0 | 0
2016-09-14 14:00 | 0 | 0 | 0
2016-09-14 15:00 | 0 | 0 | 0
2016-09-14 16:00 | 0 | 0 | 0
2016-09-14 17:00 | 0 | 0 | 0
2016-09-14 18:00 | 0 | 0 | 0
2016-09-14 19:00 | 0 | 0 | 0
2016-09-14 20:00 | 0 | 0 | 0
2016-09-14 21:00 | 0 | 0 | 0
2016-09-14 22:00 | 0 | 0 | 0
2016-09-14 23:00 | 0 | 0 | 0
2016-09-15 | 0 | 0 | 0
2016-09-15 01:00 | 0 | 0 | 0
2016-09-15 02:00 | 0 | 0 | 0
2016-09-15 03:00 | 0 | 0 | 0
2016-09-15 04:00 | 0 | 0 | 0
2016-09-15 05:00 | 0 | 0 | 0
2016-09-15 06:00 | 0 | 0 | 0
2016-09-15 07:00 | 0 | 0 | 0
2016-09-15 08:00 | 0 | 0 | 0
2016-09-15 09:00 | 0 | 0 | 0
2016-09-15 10:00 | 0 | 0 | 0
2016-09-15 11:00 | 0 | 0 | 0
2016-09-15 12:00 | 0 | 0 | 0
2016-09-15 13:00 | 0 | 0 | 0
2016-09-15 14:00 | 0 | 0 | 0
2016-09-15 15:00 | 0 | 0 | 0
2016-09-15 16:00 | 0 | 0 | 0
2016-09-15 17:00 | 0 | 0 | 0
2016-09-15 18:00 | 0 | 0 | 0
2016-09-15 19:00 | 0 | 0 | 0
2016-09-15 20:00 | 0 | 0 | 0
2016-09-15 21:00 | 0 | 0 | 0
2016-09-15 22:00 | 0 | 0 | 0
2016-09-15 23:00 | 0 | 0 | 0
2016-09-16 | 0 | 0 | 0
2016-09-16 01:00 | 0 | 0 | 0
2016-09-16 02:00 | 0 | 0 | 0
2016-09-16 03:00 | 0 | 0 | 0
2016-09-16 04:00 | 0 | 0 | 0
2016-09-16 05:00 | 0 | 0 | 0
2016-09-16 06:00 | 0 | 0 | 0
2016-09-16 07:00 | 0 | 0 | 0
2016-09-16 08:00 | 0 | 0 | 0
2016-09-16 09:00 | 0 | 0 | 0
2016-09-16 10:00 | 0 | 0 | 0
2016-09-16 11:00 | 0 | 0 | 0
2016-09-16 12:00 | 0 | 0 | 0
2016-09-16 13:00 | 0 | 0 | 0
2016-09-16 14:00 | 0 | 0 | 0
2016-09-16 15:00 | 0 | 0 | 0
2016-09-16 16:00 | 0 | 0 | 0
2016-09-16 17:00 | 0 | 0 | 0
2016-09-16 18:00 | 0 | 0 | 0
2016-09-16 19:00 | 0 | 0 | 0
2016-09-16 20:00 | 0 | 0 | 0
2016-09-16 21:00 | 0 | 0 | 0
2016-09-16 22:00 | 0 | 0 | 0
2016-09-16 23:00 | 0 | 0 | 0
2016-09-17 | 0 | 0 | 0
2016-09-17 01:00 | 0 | 0 | 0
2016-09-17 02:00 | 0 | 0 | 0
2016-09-17 03:00 | 0 | 0 | 0
2016-09-17 04:00 | 0 | 0 | 0
2016-09-17 05:00 | 0 | 0 | 0
2016-09-17 06:00 | 0 | 0 | 0
2016-09-17 07:00 | 0 | 0 | 0
2016-09-17 08:00 | 0 | 0 | 0
2016-09-17 09:00 | 0 | 0 | 0
2016-09-17 10:00 | 0 | 0 | 0
2016-09-17 11:00 | 0 | 0 | 0
2016-09-17 12:00 | 0 | 0 | 0
2016-09-17 13:00 | 0 | 0 | 0
2016-09-17 14:00 | 0 | 0 | 0
2016-09-17 15:00 | 0 | 0 | 0
2016-09-17 16:00 | 0 | 0 | 0
2016-09-17 17:00 | 0 | 0 | 0
2016-09-17 18:00 | 0 | 0 | 0
2016-09-17 19:00 | 0 | 0 | 0
2016-09-17 20:00 | 0 | 0 | 0
2016-09-17 21:00 | 0 | 0 | 0
2016-09-17 22:00 | 0 | 0 | 0
2016-09-17 23:00 | 0 | 0 | 0
2016-09-18 | 0 | 0 | 0
2016-09-18 01:00 | 0 | 0 | 0
2016-09-18 02:00 | 0 | 0 | 0
2016-09-18 03:00 | 0 | 0 | 0
2016-09-18 04:00 | 0 | 0 | 0
2016-09-18 05:00 | 0 | 0 | 0
2016-09-18 06:00 | 0 | 0 | 0
2016-09-18 07:00 | 0 | 0 | 0
2016-09-18 08:00 | 0 | 0 | 0
2016-09-18 09:00 | 0 | 0 | 0
2016-09-18 10:00 | 0 | 0 | 0
2016-09-18 11:00 | 0 | 0 | 0
2016-09-18 12:00 | 0 | 0 | 0
2016-09-18 13:00 | 0 | 0 | 0
2016-09-18 14:00 | 0 | 0 | 0
2016-09-18 15:00 | 0 | 0 | 0
2016-09-18 16:00 | 0 | 0 | 0
2016-09-18 17:00 | 0 | 0 | 0
2016-09-18 18:00 | 0 | 0 | 0
2016-09-18 19:00 | 0 | 0 | 0
2016-09-18 20:00 | 0 | 0 | 0
2016-09-18 21:00 | 0 | 0 | 0
2016-09-18 22:00 | 0 | 0 | 0
2016-09-18 23:00 | 0 | 0 | 0
2016-09-19 | 0 | 0 | 0
2016-09-19 01:00 | 0 | 0 | 0
2016-09-19 02:00 | 0 | 0 | 0
2016-09-19 03:00 | 0 | 0 | 0
2016-09-19 04:00 | 0 | 0 | 0
2016-09-19 05:00 | 0 | 0 | 0
2016-09-19 06:00 | 0 | 0 | 0
2016-09-19 07:00 | 0 | 0 | 0
2016-09-19 08:00 | 0 | 0 | 0
2016-09-19 09:00 | 0 | 0 | 0
2016-09-19 10:00 | 0 | 0 | 0
2016-09-19 11:00 | 0 | 0 | 0
2016-09-19 12:00 | 0 | 0 | 0
2016-09-19 13:00 | 0 | 0 | 0
2016-09-19 14:00 | 0 | 0 | 0
2016-09-19 15:00 | 0 | 0 | 0
2016-09-19 16:00 | 0 | 0 | 0
2016-09-19 17:00 | 0 | 0 | 0
2016-09-19 18:00 | 0 | 0 | 0
2016-09-19 19:00 | 0 | 0 | 0
2016-09-19 20:00 | 0 | 0 | 0
2016-09-19 21:00 | 0 | 0 | 0
2016-09-19 22:00 | 0 | 0 | 0
2016-09-19 23:00 | 0 | 0 | 0
2016-09-20 | 0 | 0 | 0
2016-09-20 01:00 | 0 | 0 | 0
2016-09-20 02:00 | 0 | 0 | 0
2016-09-20 03:00 | 0 | 0 | 0
2016-09-20 04:00 | 0 | 0 | 0
2016-09-20 05:00 | 0 | 0 | 0
2016-09-20 06:00 | 0 | 0 | 0
2016-09-20 07:00 | 0 | 0 | 0
2016-09-20 08:00 | 0 | 0 | 0
2016-09-20 09:00 | 0 | 0 | 0
2016-09-20 10:00 | 0 | 0 | 0
2016-09-20 11:00 | 0 | 0 | 0
2016-09-20 12:00 | 0 | 0 | 0
2016-09-20 13:00 | 0 | 0 | 0
2016-09-20 14:00 | 0 | 0 | 0
2016-09-20 15:00 | 0 | 0 | 0
2016-09-20 16:00 | 0 | 0 | 0
2016-09-20 17:00 | 0 | 0 | 0
2016-09-20 18:00 | 0 | 0 | 0
2016-09-20 19:00 | 0 | 0 | 0
2016-09-20 20:00 | 0 | 0 | 0
2016-09-20 21:00 | 0 | 0 | 0
2016-09-20 22:00 | 0 | 0 | 0
2016-09-20 23:00 | 0 | 0 | 0
2016-09-21 | 0 | 0 | 0
2016-09-21 01:00 | 0 | 0 | 0
2016-09-21 02:00 | 0 | 0 | 0
2016-09-21 03:00 | 0 | 0 | 0
2016-09-21 04:00 | 0 | 0 | 0
2016-09-21 05:00 | 0 | 0 | 0
2016-09-21 06:00 | 0 | 0 | 0
2016-09-21 07:00 | 0 | 0 | 0
2016-09-21 08:00 | 0 | 0 | 0
2016-09-21 09:00 | 0 | 0 | 0
2016-09-21 10:00 | 0 | 0 | 0
2016-09-21 11:00 | 0 | 0 | 0
2016-09-21 12:00 | 0 | 0 | 0
2016-09-21 13:00 | 0 | 0 | 0
2016-09-21 14:00 | 0 | 0 | 0
2016-09-21 15:00 | 0 | 0 | 0
2016-09-21 16:00 | 0 | 0 | 0
2016-09-21 17:00 | 0 | 0 | 0
2016-09-21 18:00 | 0 | 0 | 0
2016-09-21 19:00 | 0 | 0 | 0
2016-09-21 20:00 | 0 | 0 | 0
2016-09-21 21:00 | 0 | 0 | 0
2016-09-21 22:00 | 0 | 0 | 0
2016-09-21 23:00 | 0 | 0 | 0
2016-09-22 | 0 | 0 | 0
2016-09-22 01:00 | 0 | 0 | 0
2016-09-22 02:00 | 0 | 0 | 0
2016-09-22 03:00 | 0 | 0 | 0
2016-09-22 04:00 | 0 | 0 | 0
2016-09-22 05:00 | 0 | 0 | 0
2016-09-22 06:00 | 0 | 0 | 0
2016-09-22 07:00 | 0 | 0 | 0
2016-09-22 08:00 | 0 | 0 | 0
2016-09-22 09:00 | 0 | 0 | 0
2016-09-22 10:00 | 0 | 0 | 0
2016-09-22 11:00 | 0 | 0 | 0
2016-09-22 12:00 | 0 | 0 | 0
2016-09-22 13:00 | 0 | 0 | 0
2016-09-22 14:00 | 0 | 0 | 0
2016-09-22 15:00 | 0 | 0 | 0
2016-09-22 16:00 | 0 | 0 | 0
2016-09-22 17:00 | 0 | 0 | 0
2016-09-22 18:00 | 0 | 0 | 0
2016-09-22 19:00 | 0 | 0 | 0
2016-09-22 20:00 | 0 | 0 | 0
2016-09-22 21:00 | 0 | 0 | 0
2016-09-22 22:00 | 0 | 0 | 0
2016-09-22 23:00 | 0 | 0 | 0
2016-09-23 | 0 | 0 | 0
2016-09-23 01:00 | 0 | 0 | 0
2016-09-23 02:00 | 0 | 0 | 0
2016-09-23 03:00 | 0 | 0 | 0
2016-09-23 04:00 | 0 | 0 | 0
2016-09-23 05:00 | 0 | 0 | 0
2016-09-23 06:00 | 0 | 0 | 0
2016-09-23 07:00 | 0 | 0 | 0
2016-09-23 08:00 | 0 | 0 | 0
2016-09-23 09:00 | 0 | 0 | 0
2016-09-23 10:00 | 0 | 0 | 0
2016-09-23 11:00 | 0 | 0 | 0
2016-09-23 12:00 | 0 | 0 | 0
2016-09-23 13:00 | 0 | 0 | 0
2016-09-23 14:00 | 0 | 0 | 0
2016-09-23 15:00 | 0 | 0 | 0
2016-09-23 16:00 | 0 | 0 | 0
2016-09-23 17:00 | 0 | 0 | 0
2016-09-23 18:00 | 0 | 0 | 0
2016-09-23 19:00 | 0 | 0 | 0
2016-09-23 20:00 | 0 | 0 | 0
2016-09-23 21:00 | 0 | 0 | 0
2016-09-23 22:00 | 0 | 0 | 0
2016-09-23 23:00 | 0 | 0 | 0
2016-09-24 | 0 | 0 | 0
2016-09-24 01:00 | 0 | 0 | 0
2016-09-24 02:00 | 0 | 0 | 0
2016-09-24 03:00 | 0 | 0 | 0
2016-09-24 04:00 | 0 | 0 | 0
2016-09-24 05:00 | 0 | 0 | 0
2016-09-24 06:00 | 0 | 0 | 0
2016-09-24 07:00 | 0 | 0 | 0
2016-09-24 08:00 | 0 | 0 | 0
2016-09-24 09:00 | 0 | 0 | 0
2016-09-24 10:00 | 0 | 0 | 0
2016-09-24 11:00 | 0 | 0 | 0
2016-09-24 12:00 | 0 | 0 | 0
2016-09-24 13:00 | 0 | 0 | 0
2016-09-24 14:00 | 0 | 0 | 0
2016-09-24 15:00 | 0 | 0 | 0
2016-09-24 16:00 | 0 | 0 | 0
2016-09-24 17:00 | 0 | 0 | 0
2016-09-24 18:00 | 0 | 0 | 0
2016-09-24 19:00 | 0 | 0 | 0
2016-09-24 20:00 | 0 | 0 | 0
2016-09-24 21:00 | 0 | 0 | 0
2016-09-24 22:00 | 0 | 0 | 0
2016-09-24 23:00 | 0 | 0 | 0
2016-09-25 | 0 | 0 | 0
2016-09-25 01:00 | 0 | 0 | 0
2016-09-25 02:00 | 0 | 0 | 0
2016-09-25 03:00 | 0 | 0 | 0
2016-09-25 04:00 | 0 | 0 | 0
2016-09-25 05:00 | 0 | 0 | 0
2016-09-25 06:00 | 0 | 0 | 0
2016-09-25 07:00 | 0 | 0 | 0
2016-09-25 08:00 | 0 | 0 | 0
2016-09-25 09:00 | 0 | 0 | 0
2016-09-25 10:00 | 0 | 0 | 0
2016-09-25 11:00 | 0 | 0 | 0
2016-09-25 12:00 | 0 | 0 | 0
2016-09-25 13:00 | 0 | 0 | 0
2016-09-25 14:00 | 0 | 0 | 0
2016-09-25 15:00 | 0 | 0 | 0
2016-09-25 16:00 | 0 | 0 | 0
2016-09-25 17:00 | 0 | 0 | 0
2016-09-25 18:00 | 0 | 0 | 0
2016-09-25 19:00 | 0 | 0 | 0
2016-09-25 20:00 | 0 | 0 | 0
2016-09-25 21:00 | 0 | 0 | 0
2016-09-25 22:00 | 0 | 0 | 0
2016-09-25 23:00 | 0 | 0 | 0
2016-09-26 | 0 | 0 | 0
2016-09-26 01:00 | 0 | 0 | 0
2016-09-26 02:00 | 0 | 0 | 0
2016-09-26 03:00 | 0 | 0 | 0
2016-09-26 04:00 | 0 | 0 | 0
2016-09-26 05:00 | 0 | 0 | 0
2016-09-26 06:00 | 0 | 0 | 0
2016-09-26 07:00 | 0 | 0 | 0
2016-09-26 08:00 | 0 | 0 | 0
2016-09-26 09:00 | 0 | 0 | 0
2016-09-26 10:00 | 0 | 0 | 0
2016-09-26 11:00 | 0 | 0 | 0
2016-09-26 12:00 | 0 | 0 | 0
2016-09-26 13:00 | 0 | 0 | 0
2016-09-26 14:00 | 0 | 0 | 0
2016-09-26 15:00 | 0 | 0 | 0
2016-09-26 16:00 | 0 | 0 | 0
2016-09-26 17:00 | 0 | 0 | 0
2016-09-26 18:00 | 0 | 0 | 0
2016-09-26 19:00 | 0 | 0 | 0
2016-09-26 20:00 | 0 | 0 | 0
2016-09-26 21:00 | 0 | 0 | 0
2016-09-26 22:00 | 0 | 0 | 0
2016-09-26 23:00 | 0 | 0 | 0
2016-09-27 | 0 | 0 | 0
2016-09-27 01:00 | 0 | 0 | 0
2016-09-27 02:00 | 0 | 0 | 0
2016-09-27 03:00 | 0 | 0 | 0
2016-09-27 04:00 | 0 | 0 | 0
2016-09-27 05:00 | 0 | 0 | 0
2016-09-27 06:00 | 0 | 0 | 0
2016-09-27 07:00 | 0 | 0 | 0
2016-09-27 08:00 | 0 | 0 | 0
2016-09-27 09:00 | 0 | 0 | 0
2016-09-27 10:00 | 0 | 0 | 0
2016-09-27 11:00 | 0 | 0 | 0
2016-09-27 12:00 | 0 | 0 | 0
2016-09-27 13:00 | 0 | 0 | 0
2016-09-27 14:00 | 0 | 0 | 0
2016-09-27 15:00 | 0 | 0 | 0
2016-09-27 16:00 | 0 | 0 | 0
2016-09-27 17:00 | 0 | 0 | 0
2016-09-27 18:00 | 0 | 0 | 0
2016-09-27 19:00 | 0 | 0 | 0
2016-09-27 20:00 | 0 | 0 | 0
2016-09-27 21:00 | 0 | 0 | 0
2016-09-27 22:00 | 0 | 0 | 0
2016-09-27 23:00 | 0 | 0 | 0
2016-09-28 | 0 | 0 | 0
2016-09-28 01:00 | 0 | 0 | 0
2016-09-28 02:00 | 0 | 0 | 0
2016-09-28 03:00 | 0 | 0 | 0
2016-09-28 04:00 | 0 | 0 | 0
2016-09-28 05:00 | 0 | 0 | 0
2016-09-28 06:00 | 0 | 0 | 0
2016-09-28 07:00 | 0 | 0 | 0
2016-09-28 08:00 | 0 | 0 | 0
2016-09-28 09:00 | 0 | 0 | 0
2016-09-28 10:00 | 0 | 0 | 0
2016-09-28 11:00 | 0 | 0 | 0
2016-09-28 12:00 | 0 | 0 | 0
2016-09-28 13:00 | 0 | 0 | 0
2016-09-28 14:00 | 0 | 0 | 0
2016-09-28 15:00 | 0 | 0 | 0
2016-09-28 16:00 | 0 | 0 | 0
2016-09-28 17:00 | 0 | 0 | 0
2016-09-28 18:00 | 0 | 0 | 0
2016-09-28 19:00 | 0 | 0 | 0
2016-09-28 20:00 | 0 | 0 | 0
2016-09-28 21:00 | 0 | 0 | 0
2016-09-28 22:00 | 0 | 0 | 0
2016-09-28 23:00 | 0 | 0 | 0
2016-09-29 | 0 | 0 | 0
2016-09-29 01:00 | 0 | 0 | 0
2016-09-29 02:00 | 0 | 0 | 0
2016-09-29 03:00 | 0 | 0 | 0
2016-09-29 04:00 | 0 | 0 | 0
2016-09-29 05:00 | 0 | 0 | 0
2016-09-29 06:00 | 0 | 0 | 0
2016-09-29 07:00 | 0 | 0 | 0
2016-09-29 08:00 | 0 | 0 | 0
2016-09-29 09:00 | 0 | 0 | 0
2016-09-29 10:00 | 0 | 0 | 0
2016-09-29 11:00 | 0 | 0 | 0
2016-09-29 12:00 | 0 | 0 | 0
2016-09-29 13:00 | 0 | 0 | 0
2016-09-29 14:00 | 0 | 0 | 0
2016-09-29 15:00 | 0 | 0 | 0
2016-09-29 16:00 | 0 | 0 | 0
2016-09-29 17:00 | 0 | 0 | 0
2016-09-29 18:00 | 0 | 0 | 0
2016-09-29 19:00 | 0 | 0 | 0
2016-09-29 20:00 | 0 | 0 | 0
2016-09-29 21:00 | 0 | 0 | 0
2016-09-29 22:00 | 0 | 0 | 0
2016-09-29 23:00 | 0 | 0 | 0
2016-09-30 | 0 | 0 | 0
2016-09-30 01:00 | 0 | 0 | 0
2016-09-30 02:00 | 0 | 0 | 0
2016-09-30 03:00 | 0 | 0 | 0
2016-09-30 04:00 | 0 | 0 | 0
2016-09-30 05:00 | 0 | 0 | 0
2016-09-30 06:00 | 0 | 0 | 0
2016-09-30 07:00 | 0 | 0 | 0
2016-09-30 08:00 | 0 | 0 | 0
2016-09-30 09:00 | 0 | 0 | 0
2016-09-30 10:00 | 0 | 0 | 0
2016-09-30 11:00 | 0 | 0 | 0
2016-09-30 12:00 | 0 | 0 | 0
2016-09-30 13:00 | 0 | 0 | 0
2016-09-30 14:00 | 0 | 0 | 0
2016-09-30 15:00 | 0 | 0 | 0
2016-09-30 16:00 | 0 | 0 | 0
2016-09-30 17:00 | 0 | 0 | 0
2016-09-30 18:00 | 0 | 0 | 0
2016-09-30 19:00 | 0 | 0 | 0
2016-09-30 20:00 | 0 | 0 | 0
2016-09-30 21:00 | 0 | 0 | 0
2016-09-30 22:00 | 0 | 0 | 0
2016-09-30 23:00 | 0 | 0 | 0
2016-10-01 | 0 | 0 | 0
2016-10-01 01:00 | 0 | 0 | 0
2016-10-01 02:00 | 0 | 0 | 0
2016-10-01 03:00 | 0 | 0 | 0
2016-10-01 04:00 | 0 | 0 | 0
2016-10-01 05:00 | 0 | 0 | 0
2016-10-01 06:00 | 0 | 0 | 0
2016-10-01 07:00 | 0 | 0 | 0
2016-10-01 08:00 | 0 | 0 | 0
2016-10-01 09:00 | 0 | 0 | 0
2016-10-01 10:00 | 0 | 0 | 0
2016-10-01 11:00 | 0 | 0 | 0
2016-10-01 12:00 | 0 | 0 | 0
2016-10-01 13:00 | 0 | 0 | 0
2016-10-01 14:00 | 0 | 0 | 0
2016-10-01 15:00 | 0 | 0 | 0
2016-10-01 16:00 | 0 | 0 | 0
2016-10-01 17:00 | 0 | 0 | 0
2016-10-01 18:00 | 0 | 0 | 0
2016-10-01 19:00 | 0 | 0 | 0
2016-10-01 20:00 | 0 | 0 | 0
2016-10-01 21:00 | 0 | 0 | 0
2016-10-01 22:00 | 0 | 0 | 0
2016-10-01 23:00 | 0 | 0 | 0
2016-10-02 | 0 | 0 | 0
2016-10-02 01:00 | 0 | 0 | 0
2016-10-02 02:00 | 0 | 0 | 0
2016-10-02 03:00 | 0 | 0 | 0
2016-10-02 04:00 | 0 | 0 | 0
2016-10-02 05:00 | 0 | 0 | 0
2016-10-02 06:00 | 0 | 0 | 0
2016-10-02 07:00 | 0 | 0 | 0
2016-10-02 08:00 | 0 | 0 | 0
2016-10-02 09:00 | 0 | 0 | 0
2016-10-02 10:00 | 0 | 0 | 0
2016-10-02 11:00 | 0 | 0 | 0
2016-10-02 12:00 | 0 | 0 | 0
2016-10-02 13:00 | 0 | 0 | 0
2016-10-02 14:00 | 0 | 0 | 0
2016-10-02 15:00 | 0 | 0 | 0
2016-10-02 16:00 | 0 | 0 | 0
2016-10-02 17:00 | 0 | 0 | 0
2016-10-02 18:00 | 0 | 0 | 0
2016-10-02 19:00 | 0 | 0 | 0
2016-10-02 20:00 | 0 | 0 | 0
2016-10-02 21:00 | 0 | 0 | 0
2016-10-02 22:00 | 0 | 0 | 0
2016-10-02 23:00 | 0 | 0 | 0
2016-10-03 | 0 | 0 | 0
2016-10-03 01:00 | 0 | 0 | 0
2016-10-03 02:00 | 0 | 0 | 0
2016-10-03 03:00 | 0 | 0 | 0
2016-10-03 04:00 | 0 | 0 | 0
2016-10-03 05:00 | 0 | 0 | 0
2016-10-03 06:00 | 0 | 0 | 0
2016-10-03 07:00 | 0 | 0 | 0
2016-10-03 08:00 | 0 | 0 | 0
2016-10-03 09:00 | 0 | 0 | 0
2016-10-03 10:00 | 0 | 0 | 0
2016-10-03 11:00 | 0 | 0 | 0
2016-10-03 12:00 | 0 | 0 | 0
2016-10-03 13:00 | 0 | 0 | 0
2016-10-03 14:00 | 0 | 0 | 0
2016-10-03 15:00 | 0 | 0 | 0
2016-10-03 16:00 | 0 | 0 | 0
2016-10-03 17:00 | 0 | 0 | 0
2016-10-03 18:00 | 0 | 0 | 0
2016-10-03 19:00 | 0 | 0 | 0
2016-10-03 20:00 | 0 | 0 | 0
2016-10-03 21:00 | 0 | 0 | 0
2016-10-03 22:00 | 0 | 0 | 0
2016-10-03 23:00 | 0 | 0 | 0
2016-10-04 | 0 | 0 | 0
2016-10-04 01:00 | 0 | 0 | 0
2016-10-04 02:00 | 0 | 0 | 0
2016-10-04 03:00 | 0 | 0 | 0
2016-10-04 04:00 | 0 | 0 | 0
2016-10-04 05:00 | 0 | 0 | 0
2016-10-04 06:00 | 0 | 0 | 0
2016-10-04 07:00 | 0 | 0 | 0
2016-10-04 08:00 | 0 | 0 | 0
2016-10-04 09:00 | 0 | 0 | 0
2016-10-04 10:00 | 0 | 0 | 0
2016-10-04 11:00 | 0 | 0 | 0
2016-10-04 12:00 | 0 | 0 | 0
2016-10-04 13:00 | 0 | 0 | 0
2016-10-04 14:00 | 0 | 0 | 0
2016-10-04 15:00 | 0 | 0 | 0
2016-10-04 16:00 | 0 | 0 | 0
2016-10-04 17:00 | 0 | 0 | 0
2016-10-04 18:00 | 0 | 0 | 0
2016-10-04 19:00 | 0 | 0 | 0
2016-10-04 20:00 | 0 | 0 | 0
2016-10-04 21:00 | 0 | 0 | 0
2016-10-04 22:00 | 0 | 0 | 0
2016-10-04 23:00 | 0 | 0 | 0
2016-10-05 | 0 | 0 | 0
2016-10-05 01:00 | 0 | 0 | 0
2016-10-05 02:00 | 0 | 0 | 0
2016-10-05 03:00 | 0 | 0 | 0
2016-10-05 04:00 | 0 | 0 | 0
2016-10-05 05:00 | 0 | 0 | 0
2016-10-05 06:00 | 0 | 0 | 0
2016-10-05 07:00 | 0 | 0 | 0
2016-10-05 08:00 | 0 | 0 | 0
2016-10-05 09:00 | 0 | 0 | 0
2016-10-05 10:00 | 0 | 0 | 0
2016-10-05 11:00 | 0 | 0 | 0
2016-10-05 12:00 | 0 | 0 | 0
2016-10-05 13:00 | 0 | 0 | 0
2016-10-05 14:00 | 0 | 0 | 0
2016-10-05 15:00 | 0 | 0 | 0
2016-10-05 16:00 | 0 | 0 | 0
2016-10-05 17:00 | 0 | 0 | 0
2016-10-05 18:00 | 0 | 0 | 0
2016-10-05 19:00 | 0 | 0 | 0
2016-10-05 20:00 | 0 | 0 | 0
2016-10-05 21:00 | 0 | 0 | 0
2016-10-05 22:00 | 0 | 0 | 0
2016-10-05 23:00 | 0 | 0 | 0
2016-10-06 | 0 | 0 | 0
2016-10-06 01:00 | 0 | 0 | 0
2016-10-06 02:00 | 0 | 0 | 0
2016-10-06 03:00 | 0 | 0 | 0
2016-10-06 04:00 | 0 | 0 | 0
2016-10-06 05:00 | 0 | 0 | 0
2016-10-06 06:00 | 0 | 0 | 0
2016-10-06 07:00 | 0 | 0 | 0
2016-10-06 08:00 | 0 | 0 | 0
2016-10-06 09:00 | 0 | 0 | 0
2016-10-06 10:00 | 0 | 0 | 0
2016-10-06 11:00 | 0 | 0 | 0
2016-10-06 12:00 | 0 | 0 | 0
2016-10-06 13:00 | 0 | 0 | 0
2016-10-06 14:00 | 0 | 0 | 0
2016-10-06 15:00 | 0 | 0 | 0
2016-10-06 16:00 | 0 | 0 | 0
2016-10-06 17:00 | 0 | 0 | 0
2016-10-06 18:00 | 0 | 0 | 0
2016-10-06 19:00 | 0 | 0 | 0
2016-10-06 20:00 | 0 | 0 | 0
2016-10-06 21:00 | 0 | 0 | 0
2016-10-06 22:00 | 0 | 0 | 0
2016-10-06 23:00 | 0 | 0 | 0
2016-10-07 | 0 | 0 | 0
2016-10-07 01:00 | 0 | 0 | 0
2016-10-07 02:00 | 0 | 0 | 0
2016-10-07 03:00 | 0 | 0 | 0
2016-10-07 04:00 | 0 | 0 | 0
2016-10-07 05:00 | 0 | 0 | 0
2016-10-07 06:00 | 0 | 0 | 0
2016-10-07 07:00 | 0 | 0 | 0
2016-10-07 08:00 | 0 | 0 | 0
2016-10-07 09:00 | 0 | 0 | 0
2016-10-07 10:00 | 0 | 0 | 0
2016-10-07 11:00 | 0 | 0 | 0
2016-10-07 12:00 | 0 | 0 | 0
2016-10-07 13:00 | 0 | 0 | 0
2016-10-07 14:00 | 0 | 0 | 0
2016-10-07 15:00 | 0 | 0 | 0
2016-10-07 16:00 | 0 | 0 | 0
2016-10-07 17:00 | 0 | 0 | 0
2016-10-07 18:00 | 0 | 0 | 0
2016-10-07 19:00 | 0 | 0 | 0
2016-10-07 20:00 | 0 | 0 | 0
2016-10-07 21:00 | 0 | 0 | 0
2016-10-07 22:00 | 0 | 0 | 0
2016-10-07 23:00 | 0 | 0 | 0
2016-10-08 | 0 | 0 | 0
2016-10-08 01:00 | 0 | 0 | 0
2016-10-08 02:00 | 0 | 0 | 0
2016-10-08 03:00 | 0 | 0 | 0
2016-10-08 04:00 | 0 | 0 | 0
2016-10-08 05:00 | 0 | 0 | 0
2016-10-08 06:00 | 0 | 0 | 0
2016-10-08 07:00 | 0 | 0 | 0
2016-10-08 08:00 | 0 | 0 | 0
2016-10-08 09:00 | 0 | 0 | 0
2016-10-08 10:00 | 0 | 0 | 0
2016-10-08 11:00 | 0 | 0 | 0
2016-10-08 12:00 | 0 | 0 | 0
2016-10-08 13:00 | 0 | 0 | 0
2016-10-08 14:00 | 0 | 0 | 0
2016-10-08 15:00 | 0 | 0 | 0
2016-10-08 16:00 | 0 | 0 | 0
2016-10-08 17:00 | 0 | 0 | 0
2016-10-08 18:00 | 0 | 0 | 0
2016-10-08 19:00 | 0 | 0 | 0
2016-10-08 20:00 | 0 | 0 | 0
2016-10-08 21:00 | 0 | 0 | 0
2016-10-08 22:00 | 0 | 0 | 0
2016-10-08 23:00 | 0 | 0 | 0
2016-10-09 | 0 | 0 | 0
2016-10-09 01:00 | 0 | 0 | 0
2016-10-09 02:00 | 0 | 0 | 0
2016-10-09 03:00 | 0 | 0 | 0
2016-10-09 04:00 | 0 | 0 | 0
2016-10-09 05:00 | 0 | 0 | 0
2016-10-09 06:00 | 0 | 0 | 0
2016-10-09 07:00 | 0 | 0 | 0
2016-10-09 08:00 | 0 | 0 | 0
2016-10-09 09:00 | 0 | 0 | 0
2016-10-09 10:00 | 0 | 0 | 0
2016-10-09 11:00 | 0 | 0 | 0
2016-10-09 12:00 | 0 | 0 | 0
2016-10-09 13:00 | 0 | 0 | 0
2016-10-09 14:00 | 0 | 0 | 0
2016-10-09 15:00 | 0 | 0 | 0
2016-10-09 16:00 | 0 | 0 | 0
2016-10-09 17:00 | 0 | 0 | 0
2016-10-09 18:00 | 0 | 0 | 0
2016-10-09 19:00 | 0 | 0 | 0
2016-10-09 20:00 | 0 | 0 | 0
2016-10-09 21:00 | 0 | 0 | 0
2016-10-09 22:00 | 0 | 0 | 0
2016-10-09 23:00 | 0 | 0 | 0
2016-10-10 | 0 | 0 | 0
2016-10-10 01:00 | 0 | 0 | 0
2016-10-10 02:00 | 0 | 0 | 0
2016-10-10 03:00 | 0 | 0 | 0
2016-10-10 04:00 | 0 | 0 | 0
2016-10-10 05:00 | 0 | 0 | 0
2016-10-10 06:00 | 0 | 0 | 0
2016-10-10 07:00 | 0 | 0 | 0
2016-10-10 08:00 | 0 | 0 | 0
2016-10-10 09:00 | 0 | 0 | 0
2016-10-10 10:00 | 0 | 0 | 0
2016-10-10 11:00 | 0 | 0 | 0
2016-10-10 12:00 | 0 | 0 | 0
2016-10-10 13:00 | 0 | 0 | 0
2016-10-10 14:00 | 0 | 0 | 0
2016-10-10 15:00 | 0 | 0 | 0
2016-10-10 16:00 | 0 | 0 | 0
2016-10-10 17:00 | 0 | 0 | 0
2016-10-10 18:00 | 0 | 0 | 0
2016-10-10 19:00 | 0 | 0 | 0
2016-10-10 20:00 | 0 | 0 | 0
2016-10-10 21:00 | 0 | 0 | 0
2016-10-10 22:00 | 0 | 0 | 0
2016-10-10 23:00 | 0 | 0 | 0
2016-10-11 | 0 | 0 | 0
2016-10-11 01:00 | 0 | 0 | 0
2016-10-11 02:00 | 0 | 0 | 0
2016-10-11 03:00 | 0 | 0 | 0
2016-10-11 04:00 | 0 | 0 | 0
2016-10-11 05:00 | 0 | 0 | 0
2016-10-11 06:00 | 0 | 0 | 0
2016-10-11 07:00 | 0 | 0 | 0
2016-10-11 08:00 | 0 | 0 | 0
2016-10-11 09:00 | 0 | 0 | 0
2016-10-11 10:00 | 0 | 0 | 0
2016-10-11 11:00 | 0 | 0 | 0
2016-10-11 12:00 | 0 | 0 | 0
2016-10-11 13:00 | 0 | 0 | 0
2016-10-11 14:00 | 0 | 0 | 0
2016-10-11 15:00 | 0 | 0 | 0
2016-10-11 16:00 | 0 | 0 | 0
2016-10-11 17:00 | 0 | 0 | 0
2016-10-11 18:00 | 0 | 0 | 0
2016-10-11 19:00 | 0 | 0 | 0
2016-10-11 20:00 | 0 | 0 | 0
2016-10-11 21:00 | 0 | 0 | 0
2016-10-11 22:00 | 0 | 0 | 0
2016-10-11 23:00 | 0 | 0 | 0
2016-10-12 | 0 | 0 | 0
2016-10-12 01:00 | 0 | 0 | 0
2016-10-12 02:00 | 0 | 0 | 0
2016-10-12 03:00 | 0 | 0 | 0
2016-10-12 04:00 | 0 | 0 | 0
2016-10-12 05:00 | 0 | 0 | 0
2016-10-12 06:00 | 0 | 0 | 0
2016-10-12 07:00 | 0 | 0 | 0
2016-10-12 08:00 | 0 | 0 | 0
2016-10-12 09:00 | 0 | 0 | 0
2016-10-12 10:00 | 0 | 0 | 0
2016-10-12 11:00 | 0 | 0 | 0
2016-10-12 12:00 | 0 | 0 | 0
2016-10-12 13:00 | 0 | 0 | 0
2016-10-12 14:00 | 0 | 0 | 0
2016-10-12 15:00 | 0 | 0 | 0
2016-10-12 16:00 | 0 | 0 | 0
2016-10-12 17:00 | 0 | 0 | 0
2016-10-12 18:00 | 0 | 0 | 0
2016-10-12 19:00 | 0 | 0 | 0
2016-10-12 20:00 | 0 | 0 | 0
2016-10-12 21:00 | 0 | 0 | 0
2016-10-12 22:00 | 0 | 0 | 0
2016-10-12 23:00 | 0 | 0 | 0
2016-10-13 | 0 | 0 | 0
2016-10-13 01:00 | 0 | 0 | 0
2016-10-13 02:00 | 0 | 0 | 0
2016-10-13 03:00 | 0 | 0 | 0
2016-10-13 04:00 | 0 | 0 | 0
2016-10-13 05:00 | 0 | 0 | 0
2016-10-13 06:00 | 0 | 0 | 0
2016-10-13 07:00 | 0 | 0 | 0
2016-10-13 08:00 | 0 | 0 | 0
2016-10-13 09:00 | 0 | 0 | 0
2016-10-13 10:00 | 0 | 0 | 0
2016-10-13 11:00 | 0 | 0 | 0
2016-10-13 12:00 | 0 | 0 | 0
2016-10-13 13:00 | 0 | 0 | 0
2016-10-13 14:00 | 0 | 0 | 0
2016-10-13 15:00 | 0 | 0 | 0
2016-10-13 16:00 | 0 | 0 | 0
2016-10-13 17:00 | 0 | 0 | 0
2016-10-13 18:00 | 0 | 0 | 0
2016-10-13 19:00 | 0 | 0 | 0
2016-10-13 20:00 | 0 | 0 | 0
2016-10-13 21:00 | 0 | 0 | 0
2016-10-13 22:00 | 0 | 0 | 0
2016-10-13 23:00 | 0 | 0 | 0
2016-10-14 | 0 | 0 | 0
2016-10-14 01:00 | 0 | 0 | 0
2016-10-14 02:00 | 0 | 0 | 0
2016-10-14 03:00 | 0 | 0 | 0
2016-10-14 04:00 | 0 | 0 | 0
2016-10-14 05:00 | 0 | 0 | 0
2016-10-14 06:00 | 0 | 0 | 0
2016-10-14 07:00 | 0 | 0 | 0
2016-10-14 08:00 | 0 | 0 | 0
2016-10-14 09:00 | 0 | 0 | 0
2016-10-14 10:00 | 0 | 0 | 0
2016-10-14 11:00 | 0 | 0 | 0
2016-10-14 12:00 | 0 | 0 | 0
2016-10-14 13:00 | 0 | 0 | 0
2016-10-14 14:00 | 0 | 0 | 0
2016-10-14 15:00 | 0 | 0 | 0
2016-10-14 16:00 | 0 | 0 | 0
2016-10-14 17:00 | 0 | 0 | 0
2016-10-14 18:00 | 0 | 0 | 0
2016-10-14 19:00 | 0 | 0 | 0
2016-10-14 20:00 | 0 | 0 | 0
2016-10-14 21:00 | 0 | 0 | 0
2016-10-14 22:00 | 0 | 0 | 0
2016-10-14 23:00 | 0 | 0 | 0
2016-10-15 | 0 | 0 | 0
2016-10-15 01:00 | 0 | 0 | 0
2016-10-15 02:00 | 0 | 0 | 0
2016-10-15 03:00 | 0 | 0 | 0
2016-10-15 04:00 | 0 | 0 | 0
2016-10-15 05:00 | 0 | 0 | 0
2016-10-15 06:00 | 0 | 0 | 0
2016-10-15 07:00 | 0 | 0 | 0
2016-10-15 08:00 | 0 | 0 | 0
2016-10-15 09:00 | 0 | 0 | 0
2016-10-15 10:00 | 0 | 0 | 0
2016-10-15 11:00 | 0 | 0 | 0
2016-10-15 12:00 | 0 | 0 | 0
2016-10-15 13:00 | 0 | 0 | 0
2016-10-15 14:00 | 0 | 0 | 0
2016-10-15 15:00 | 0 | 0 | 0
2016-10-15 16:00 | 0 | 0 | 0
2016-10-15 17:00 | 0 | 0 | 0
2016-10-15 18:00 | 0 | 0 | 0
2016-10-15 19:00 | 0 | 0 | 0
2016-10-15 20:00 | 0 | 0 | 0
2016-10-15 21:00 | 0 | 0 | 0
2016-10-15 22:00 | 0 | 0 | 0
2016-10-15 23:00 | 0 | 0 | 0
2016-10-16 | 0 | 0 | 0
2016-10-16 01:00 | 0 | 0 | 0
2016-10-16 02:00 | 0 | 0 | 0
2016-10-16 03:00 | 0 | 0 | 0
2016-10-16 04:00 | 0 | 0 | 0
2016-10-16 05:00 | 0 | 0 | 0
2016-10-16 06:00 | 0 | 0 | 0
2016-10-16 07:00 | 0 | 0 | 0
2016-10-16 08:00 | 0 | 0 | 0
2016-10-16 09:00 | 0 | 0 | 0
2016-10-16 10:00 | 0 | 0 | 0
2016-10-16 11:00 | 0 | 0 | 0
2016-10-16 12:00 | 0 | 0 | 0
2016-10-16 13:00 | 0 | 0 | 0
2016-10-16 14:00 | 0 | 0 | 0
2016-10-16 15:00 | 0 | 0 | 0
2016-10-16 16:00 | 0 | 0 | 0
2016-10-16 17:00 | 0 | 0 | 0
2016-10-16 18:00 | 0 | 0 | 0
2016-10-16 19:00 | 0 | 0 | 0
2016-10-16 20:00 | 0 | 0 | 0
2016-10-16 21:00 | 0 | 0 | 0
2016-10-16 22:00 | 0 | 0 | 0
2016-10-16 23:00 | 0 | 0 | 0
2016-10-17 | 0 | 0 | 0
2016-10-17 01:00 | 0 | 0 | 0
2016-10-17 02:00 | 0 | 0 | 0
2016-10-17 03:00 | 0 | 0 | 0
2016-10-17 04:00 | 0 | 0 | 0
2016-10-17 05:00 | 0 | 0 | 0
2016-10-17 06:00 | 0 | 0 | 0
2016-10-17 07:00 | 0 | 0 | 0
2016-10-17 08:00 | 0 | 0 | 0
2016-10-17 09:00 | 0 | 0 | 0
2016-10-17 10:00 | 0 | 0 | 0
2016-10-17 11:00 | 0 | 0 | 0
2016-10-17 12:00 | 0 | 0 | 0
2016-10-17 13:00 | 0 | 0 | 0
2016-10-17 14:00 | 0 | 0 | 0
2016-10-17 15:00 | 0 | 0 | 0
2016-10-17 16:00 | 0 | 0 | 0
2016-10-17 17:00 | 0 | 0 | 0
2016-10-17 18:00 | 0 | 0 | 0
2016-10-17 19:00 | 0 | 0 | 0
2016-10-17 20:00 | 0 | 0 | 0
2016-10-17 21:00 | 0 | 0 | 0
2016-10-17 22:00 | 0 | 0 | 0
2016-10-17 23:00 | 0 | 0 | 0
2016-10-18 | 0 | 0 | 0
2016-10-18 01:00 | 0 | 0 | 0
2016-10-18 02:00 | 0 | 0 | 0
2016-10-18 03:00 | 0 | 0 | 0
2016-10-18 04:00 | 0 | 0 | 0
2016-10-18 05:00 | 0 | 0 | 0
2016-10-18 06:00 | 0 | 0 | 0
2016-10-18 07:00 | 0 | 0 | 0
2016-10-18 08:00 | 0 | 0 | 0
2016-10-18 09:00 | 0 | 0 | 0
2016-10-18 10:00 | 0 | 0 | 0
2016-10-18 11:00 | 0 | 0 | 0
2016-10-18 12:00 | 0 | 0 | 0
2016-10-18 13:00 | 0 | 0 | 0
2016-10-18 14:00 | 0 | 0 | 0
2016-10-18 15:00 | 0 | 0 | 0
2016-10-18 16:00 | 0 | 0 | 0
2016-10-18 17:00 | 0 | 0 | 0
2016-10-18 18:00 | 0 | 0 | 0
2016-10-18 19:00 | 0 | 0 | 0
2016-10-18 20:00 | 0 | 0 | 0
2016-10-18 21:00 | 0 | 0 | 0
2016-10-18 22:00 | 0 | 0 | 0
2016-10-18 23:00 | 0 | 0 | 0
2016-10-19 | 0 | 0 | 0
2016-10-19 01:00 | 0 | 0 | 0
2016-10-19 02:00 | 0 | 0 | 0
2016-10-19 03:00 | 0 | 0 | 0
2016-10-19 04:00 | 0 | 0 | 0
2016-10-19 05:00 | 0 | 0 | 0
2016-10-19 06:00 | 0 | 0 | 0
2016-10-19 07:00 | 0 | 0 | 0
2016-10-19 08:00 | 0 | 0 | 0
2016-10-19 09:00 | 0 | 0 | 0
2016-10-19 10:00 | 0 | 0 | 0
2016-10-19 11:00 | 0 | 0 | 0
2016-10-19 12:00 | 0 | 0 | 0
2016-10-19 13:00 | 0 | 0 | 0
2016-10-19 14:00 | 0 | 0 | 0
2016-10-19 15:00 | 0 | 0 | 0
2016-10-19 16:00 | 0 | 0 | 0
2016-10-19 17:00 | 0 | 0 | 0
2016-10-19 18:00 | 0 | 0 | 0
2016-10-19 19:00 | 0 | 0 | 0
2016-10-19 20:00 | 0 | 0 | 0
2016-10-19 21:00 | 0 | 0 | 0
2016-10-19 22:00 | 0 | 0 | 0
2016-10-19 23:00 | 0 | 0 | 0
2016-10-20 | 0 | 0 | 0
2016-10-20 01:00 | 0 | 0 | 0
2016-10-20 02:00 | 0 | 0 | 0
2016-10-20 03:00 | 0 | 0 | 0
2016-10-20 04:00 | 0 | 0 | 0
2016-10-20 05:00 | 0 | 0 | 0
2016-10-20 06:00 | 0 | 0 | 0
2016-10-20 07:00 | 0 | 0 | 0
2016-10-20 08:00 | 0 | 0 | 0
2016-10-20 09:00 | 0 | 0 | 0
2016-10-20 10:00 | 0 | 0 | 0
2016-10-20 11:00 | 0 | 0 | 0
2016-10-20 12:00 | 0 | 0 | 0
2016-10-20 13:00 | 0 | 0 | 0
2016-10-20 14:00 | 0 | 0 | 0
2016-10-20 15:00 | 0 | 0 | 0
2016-10-20 16:00 | 0 | 0 | 0
2016-10-20 17:00 | 0 | 0 | 0
2016-10-20 18:00 | 0 | 0 | 0
2016-10-20 19:00 | 0 | 0 | 0
2016-10-20 20:00 | 0 | 0 | 0
2016-10-20 21:00 | 0 | 0 | 0
2016-10-20 22:00 | 0 | 0 | 0
2016-10-20 23:00 | 0 | 0 | 0
2016-10-21 | 0 | 0 | 0
2016-10-21 01:00 | 0 | 0 | 0
2016-10-21 02:00 | 0 | 0 | 0
2016-10-21 03:00 | 0 | 0 | 0
2016-10-21 04:00 | 0 | 0 | 0
2016-10-21 05:00 | 0 | 0 | 0
2016-10-21 06:00 | 0 | 0 | 0
2016-10-21 07:00 | 0 | 0 | 0
2016-10-21 08:00 | 0 | 0 | 0
2016-10-21 09:00 | 0 | 0 | 0
2016-10-21 10:00 | 0 | 0 | 0
2016-10-21 11:00 | 0 | 0 | 0
2016-10-21 12:00 | 0 | 0 | 0
2016-10-21 13:00 | 0 | 0 | 0
2016-10-21 14:00 | 0 | 0 | 0
2016-10-21 15:00 | 0 | 0 | 0
2016-10-21 16:00 | 0 | 0 | 0
2016-10-21 17:00 | 0 | 0 | 0
2016-10-21 18:00 | 0 | 0 | 0
2016-10-21 19:00 | 0 | 0 | 0
2016-10-21 20:00 | 0 | 0 | 0
2016-10-21 21:00 | 0 | 0 | 0
2016-10-21 22:00 | 0 | 0 | 0
2016-10-21 23:00 | 0 | 0 | 0
2016-10-22 | 0 | 0 | 0
2016-10-22 01:00 | 0 | 0 | 0
2016-10-22 02:00 | 0 | 0 | 0
2016-10-22 03:00 | 0 | 0 | 0
2016-10-22 04:00 | 0 | 0 | 0
2016-10-22 05:00 | 0 | 0 | 0
2016-10-22 06:00 | 0 | 0 | 0
2016-10-22 07:00 | 0 | 0 | 0
2016-10-22 08:00 | 0 | 0 | 0
2016-10-22 09:00 | 0 | 0 | 0
2016-10-22 10:00 | 0 | 0 | 0
2016-10-22 11:00 | 0 | 0 | 0
2016-10-22 12:00 | 0 | 0 | 0
2016-10-22 13:00 | 0 | 0 | 0
2016-10-22 14:00 | 0 | 0 | 0
2016-10-22 15:00 | 0 | 0 | 0
2016-10-22 16:00 | 0 | 0 | 0
2016-10-22 17:00 | 0 | 0 | 0
2016-10-22 18:00 | 0 | 0 | 0
2016-10-22 19:00 | 0 | 0 | 0
2016-10-22 20:00 | 0 | 0 | 0
2016-10-22 21:00 | 0 | 0 | 0
2016-10-22 22:00 | 0 | 0 | 0
2016-10-22 23:00 | 0 | 0 | 0
2016-10-23 | 0 | 0 | 0
2016-10-23 01:00 | 0 | 0 | 0
2016-10-23 02:00 | 0 | 0 | 0
2016-10-23 03:00 | 0 | 0 | 0
2016-10-23 04:00 | 0 | 0 | 0
2016-10-23 05:00 | 0 | 0 | 0
2016-10-23 06:00 | 0 | 0 | 0
2016-10-23 07:00 | 0 | 0 | 0
2016-10-23 08:00 | 0 | 0 | 0
2016-10-23 09:00 | 0 | 0 | 0
2016-10-23 10:00 | 0 | 0 | 0
2016-10-23 11:00 | 0 | 0 | 0
2016-10-23 12:00 | 0 | 0 | 0
2016-10-23 13:00 | 0 | 0 | 0
2016-10-23 14:00 | 0 | 0 | 0
2016-10-23 15:00 | 0 | 0 | 0
2016-10-23 16:00 | 0 | 0 | 0
2016-10-23 17:00 | 0 | 0 | 0
2016-10-23 18:00 | 0 | 0 | 0
2016-10-23 19:00 | 0 | 0 | 0
2016-10-23 20:00 | 0 | 0 | 0
2016-10-23 21:00 | 0 | 0 | 0
2016-10-23 22:00 | 0 | 0 | 0
2016-10-23 23:00 | 0 | 0 | 0
2016-10-24 | 0 | 0 | 0
2016-10-24 01:00 | 0 | 0 | 0
2016-10-24 02:00 | 0 | 0 | 0
2016-10-24 03:00 | 0 | 0 | 0
2016-10-24 04:00 | 0 | 0 | 0
2016-10-24 05:00 | 0 | 0 | 0
2016-10-24 06:00 | 0 | 0 | 0
2016-10-24 07:00 | 0 | 0 | 0
2016-10-24 08:00 | 0 | 0 | 0
2016-10-24 09:00 | 0 | 0 | 0
2016-10-24 10:00 | 0 | 0 | 0
2016-10-24 11:00 | 0 | 0 | 0
2016-10-24 12:00 | 0 | 0 | 0
2016-10-24 13:00 | 0 | 0 | 0
2016-10-24 14:00 | 0 | 0 | 0
2016-10-24 15:00 | 0 | 0 | 0
2016-10-24 16:00 | 0 | 0 | 0
2016-10-24 17:00 | 0 | 0 | 0
2016-10-24 18:00 | 0 | 0 | 0
2016-10-24 19:00 | 0 | 0 | 0
2016-10-24 20:00 | 0 | 0 | 0
2016-10-24 21:00 | 0 | 0 | 0
2016-10-24 22:00 | 0 | 0 | 0
2016-10-24 23:00 | 0 | 0 | 0
2016-10-25 | 0 | 0 | 0
2016-10-25 01:00 | 0 | 0 | 0
2016-10-25 02:00 | 0 | 0 | 0
2016-10-25 03:00 | 0 | 0 | 0
2016-10-25 04:00 | 0 | 0 | 0
2016-10-25 05:00 | 0 | 0 | 0
2016-10-25 06:00 | 0 | 0 | 0
2016-10-25 07:00 | 0 | 0 | 0
2016-10-25 08:00 | 0 | 0 | 0
2016-10-25 09:00 | 0 | 0 | 0
2016-10-25 10:00 | 0 | 0 | 0
2016-10-25 11:00 | 0 | 0 | 0
2016-10-25 12:00 | 0 | 0 | 0
2016-10-25 13:00 | 0 | 0 | 0
2016-10-25 14:00 | 0 | 0 | 0
2016-10-25 15:00 | 0 | 0 | 0
2016-10-25 16:00 | 0 | 0 | 0
2016-10-25 17:00 | 0 | 0 | 0
2016-10-25 18:00 | 0 | 0 | 0
2016-10-25 19:00 | 0 | 0 | 0
2016-10-25 20:00 | 0 | 0 | 0
2016-10-25 21:00 | 0 | 0 | 0
2016-10-25 22:00 | 0 | 0 | 0
2016-10-25 23:00 | 0 | 0 | 0
2016-10-26 | 0 | 0 | 0
2016-10-26 01:00 | 0 | 0 | 0
2016-10-26 02:00 | 0 | 0 | 0
2016-10-26 03:00 | 0 | 0 | 0
2016-10-26 04:00 | 0 | 0 | 0
2016-10-26 05:00 | 0 | 0 | 0
2016-10-26 06:00 | 0 | 0 | 0
2016-10-26 07:00 | 0 | 0 | 0
2016-10-26 08:00 | 0 | 0 | 0
2016-10-26 09:00 | 0 | 0 | 0
2016-10-26 10:00 | 0 | 0 | 0
2016-10-26 11:00 | 0 | 0 | 0
2016-10-26 12:00 | 0 | 0 | 0
2016-10-26 13:00 | 0 | 0 | 0
2016-10-26 14:00 | 0 | 0 | 0
2016-10-26 15:00 | 0 | 0 | 0
2016-10-26 16:00 | 0 | 0 | 0
2016-10-26 17:00 | 0 | 0 | 0
2016-10-26 18:00 | 0 | 0 | 0
2016-10-26 19:00 | 0 | 0 | 0
2016-10-26 20:00 | 0 | 0 | 0
2016-10-26 21:00 | 0 | 0 | 0
2016-10-26 22:00 | 0 | 0 | 0
2016-10-26 23:00 | 0 | 0 | 0
2016-10-27 | 0 | 0 | 0
2016-10-27 01:00 | 0 | 0 | 0
2016-10-27 02:00 | 0 | 0 | 0
2016-10-27 03:00 | 0 | 0 | 0
2016-10-27 04:00 | 0 | 0 | 0
2016-10-27 05:00 | 0 | 0 | 0
2016-10-27 06:00 | 0 | 0 | 0
2016-10-27 07:00 | 0 | 0 | 0
2016-10-27 08:00 | 0 | 0 | 0
2016-10-27 09:00 | 0 | 0 | 0
2016-10-27 10:00 | 0 | 0 | 0
2016-10-27 11:00 | 0 | 0 | 0
2016-10-27 12:00 | 0 | 0 | 0
2016-10-27 13:00 | 0 | 0 | 0
2016-10-27 14:00 | 0 | 0 | 0
2016-10-27 15:00 | 0 | 0 | 0
2016-10-27 16:00 | 0 | 0 | 0
2016-10-27 17:00 | 0 | 0 | 0
2016-10-27 18:00 | 0 | 0 | 0
2016-10-27 19:00 | 0 | 0 | 0
2016-10-27 20:00 | 0 | 0 | 0
2016-10-27 21:00 | 0 | 0 | 0
2016-10-27 22:00 | 0 | 0 | 0
2016-10-27 23:00 | 0 | 0 | 0
2016-10-28 | 0 | 0 | 0
2016-10-28 01:00 | 0 | 0 | 0
2016-10-28 02:00 | 0 | 0 | 0
2016-10-28 03:00 | 0 | 0 | 0
2016-10-28 04:00 | 0 | 0 | 0
2016-10-28 05:00 | 0 | 0 | 0
2016-10-28 06:00 | 0 | 0 | 0
2016-10-28 07:00 | 0 | 0 | 0
2016-10-28 08:00 | 0 | 0 | 0
2016-10-28 09:00 | 0 | 0 | 0
2016-10-28 10:00 | 0 | 0 | 0
2016-10-28 11:00 | 0 | 0 | 0
2016-10-28 12:00 | 0 | 0 | 0
2016-10-28 13:00 | 0 | 0 | 0
2016-10-28 14:00 | 0 | 0 | 0
2016-10-28 15:00 | 0 | 0 | 0
2016-10-28 16:00 | 0 | 0 | 0
2016-10-28 17:00 | 0 | 0 | 0
2016-10-28 18:00 | 0 | 0 | 0
2016-10-28 19:00 | 0 | 0 | 0
2016-10-28 20:00 | 0 | 0 | 0
2016-10-28 21:00 | 0 | 0 | 0
2016-10-28 22:00 | 0 | 0 | 0
2016-10-28 23:00 | 0 | 0 | 0
2016-10-29 | 0 | 0 | 0
2016-10-29 01:00 | 0 | 0 | 0
2016-10-29 02:00 | 0 | 0 | 0
2016-10-29 03:00 | 0 | 0 | 0
2016-10-29 04:00 | 0 | 0 | 0
2016-10-29 05:00 | 0 | 0 | 0
2016-10-29 06:00 | 0 | 0 | 0
2016-10-29 07:00 | 0 | 0 | 0
2016-10-29 08:00 | 0 | 0 | 0
2016-10-29 09:00 | 0 | 0 | 0
2016-10-29 10:00 | 0 | 0 | 0
2016-10-29 11:00 | 0 | 0 | 0
2016-10-29 12:00 | 0 | 0 | 0
2016-10-29 13:00 | 0 | 0 | 0
2016-10-29 14:00 | 0 | 0 | 0
2016-10-29 15:00 | 0 | 0 | 0
2016-10-29 16:00 | 0 | 0 | 0
2016-10-29 17:00 | 0 | 0 | 0
2016-10-29 18:00 | 0 | 0 | 0
2016-10-29 19:00 | 0 | 0 | 0
2016-10-29 20:00 | 0 | 0 | 0
2016-10-29 21:00 | 0 | 0 | 0
2016-10-29 22:00 | 0 | 0 | 0
2016-10-29 23:00 | 0 | 0 | 0
2016-10-30 | 0 | 0 | 0
2016-10-30 01:00 | 0 | 0 | 0
2016-10-30 02:00 | 0 | 0 | 0
2016-10-30 03:00 | 0 | 0 | 0
2016-10-30 04:00 | 0 | 0 | 0
2016-10-30 05:00 | 0 | 0 | 0
2016-10-30 06:00 | 0 | 0 | 0
2016-10-30 07:00 | 0 | 0 | 0
2016-10-30 08:00 | 0 | 0 | 0
2016-10-30 09:00 | 0 | 0 | 0
2016-10-30 10:00 | 0 | 0 | 0
2016-10-30 11:00 | 0 | 0 | 0
2016-10-30 12:00 | 0 | 0 | 0
2016-10-30 13:00 | 0 | 0 | 0
2016-10-30 14:00 | 0 | 0 | 0
2016-10-30 15:00 | 0 | 0 | 0
2016-10-30 16:00 | 0 | 0 | 0
2016-10-30 17:00 | 0 | 0 | 0
2016-10-30 18:00 | 0 | 0 | 0
2016-10-30 19:00 | 0 | 0 | 0
2016-10-30 20:00 | 0 | 0 | 0
2016-10-30 21:00 | 0 | 0 | 0
2016-10-30 22:00 | 0 | 0 | 0
2016-10-30 23:00 | 0 | 0 | 0
2016-10-31 | 0 | 0 | 0
2016-10-31 01:00 | 0 | 0 | 0
2016-10-31 02:00 | 0 | 0 | 0
2016-10-31 03:00 | 0 | 0 | 0
2016-10-31 04:00 | 0 | 0 | 0
2016-10-31 05:00 | 0 | 0 | 0
2016-10-31 06:00 | 0 | 0 | 0
2016-10-31 07:00 | 0 | 0 | 0
2016-10-31 08:00 | 0 | 0 | 0
2016-10-31 09:00 | 0 | 0 | 0
2016-10-31 10:00 | 0 | 0 | 0
2016-10-31 11:00 | 0 | 0 | 0
2016-10-31 12:00 | 0 | 0 | 0
2016-10-31 13:00 | 0 | 0 | 0
2016-10-31 14:00 | 0 | 0 | 0
2016-10-31 15:00 | 0 | 0 | 0
2016-10-31 16:00 | 0 | 0 | 0
2016-10-31 17:00 | 0 | 0 | 0
2016-10-31 18:00 | 0 | 0 | 0
2016-10-31 19:00 | 0 | 0 | 0
2016-10-31 20:00 | 0 | 0 | 0
2016-10-31 21:00 | 0 | 0 | 0
2016-10-31 22:00 | 0 | 0 | 0
2016-10-31 23:00 | 0 | 0 | 0
2016-11-01 | 0 | 0 | 0
2016-11-01 01:00 | 0 | 0 | 0
2016-11-01 02:00 | 0 | 0 | 0
2016-11-01 03:00 | 0 | 0 | 0
2016-11-01 04:00 | 0 | 0 | 0
2016-11-01 05:00 | 0 | 0 | 0
2016-11-01 06:00 | 0 | 0 | 0
2016-11-01 07:00 | 0 | 0 | 0
2016-11-01 08:00 | 0 | 0 | 0
2016-11-01 09:00 | 0 | 0 | 0
2016-11-01 10:00 | 0 | 0 | 0
2016-11-01 11:00 | 0 | 0 | 0
2016-11-01 12:00 | 0 | 0 | 0
2016-11-01 13:00 | 0 | 0 | 0
2016-11-01 14:00 | 0 | 0 | 0
2016-11-01 15:00 | 0 | 0 | 0
2016-11-01 16:00 | 0 | 0 | 0
2016-11-01 17:00 | 0 | 0 | 0
2016-11-01 18:00 | 0 | 0 | 0
2016-11-01 19:00 | 0 | 0 | 0
2016-11-01 20:00 | 0 | 0 | 0
2016-11-01 21:00 | 0 | 0 | 0
2016-11-01 22:00 | 0 | 0 | 0
2016-11-01 23:00 | 0 | 0 | 0
2016-11-02 | 0 | 0 | 0
2016-11-02 01:00 | 0 | 0 | 0
2016-11-02 02:00 | 0 | 0 | 0
2016-11-02 03:00 | 0 | 0 | 0
2016-11-02 04:00 | 0 | 0 | 0
2016-11-02 05:00 | 0 | 0 | 0
2016-11-02 06:00 | 0 | 0 | 0
2016-11-02 07:00 | 0 | 0 | 0
2016-11-02 08:00 | 0 | 0 | 0
2016-11-02 09:00 | 0 | 0 | 0
2016-11-02 10:00 | 0 | 0 | 0
2016-11-02 11:00 | 0 | 0 | 0
2016-11-02 12:00 | 0 | 0 | 0
2016-11-02 13:00 | 0 | 0 | 0
2016-11-02 14:00 | 0 | 0 | 0
2016-11-02 15:00 | 0 | 0 | 0
2016-11-02 16:00 | 0 | 0 | 0
2016-11-02 17:00 | 0 | 0 | 0
2016-11-02 18:00 | 0 | 0 | 0
2016-11-02 19:00 | 0 | 0 | 0
2016-11-02 20:00 | 0 | 0 | 0
2016-11-02 21:00 | 0 | 0 | 0
2016-11-02 22:00 | 0 | 0 | 0
2016-11-02 23:00 | 0 | 0 | 0
2016-11-03 | 0 | 0 | 0
2016-11-03 01:00 | 0 | 0 | 0
2016-11-03 02:00 | 0 | 0 | 0
2016-11-03 03:00 | 0 | 0 | 0
2016-11-03 04:00 | 0 | 0 | 0
2016-11-03 05:00 | 0 | 0 | 0
2016-11-03 06:00 | 0 | 0 | 0
2016-11-03 07:00 | 0 | 0 | 0
2016-11-03 08:00 | 0 | 0 | 0
2016-11-03 09:00 | 0 | 0 | 0
2016-11-03 10:00 | 0 | 0 | 0
2016-11-03 11:00 | 0 | 0 | 0
2016-11-03 12:00 | 0 | 0 | 0
2016-11-03 13:00 | 0 | 0 | 0
2016-11-03 14:00 | 0 | 0 | 0
2016-11-03 15:00 | 0 | 0 | 0
2016-11-03 16:00 | 0 | 0 | 0
2016-11-03 17:00 | 0 | 0 | 0
2016-11-03 18:00 | 0 | 0 | 0
2016-11-03 19:00 | 0 | 0 | 0
2016-11-03 20:00 | 0 | 0 | 0
2016-11-03 21:00 | 0 | 0 | 0
2016-11-03 22:00 | 0 | 0 | 0
2016-11-03 23:00 | 0 | 0 | 0
2016-11-04 | 0 | 0 | 0
2016-11-04 01:00 | 0 | 0 | 0
2016-11-04 02:00 | 0 | 0 | 0
2016-11-04 03:00 | 0 | 0 | 0
2016-11-04 04:00 | 0 | 0 | 0
2016-11-04 05:00 | 0 | 0 | 0
2016-11-04 06:00 | 0 | 0 | 0
2016-11-04 07:00 | 0 | 0 | 0
2016-11-04 08:00 | 0 | 0 | 0
2016-11-04 09:00 | 0 | 0 | 0
2016-11-04 10:00 | 0 | 0 | 0
2016-11-04 11:00 | 0 | 0 | 0
2016-11-04 12:00 | 0 | 0 | 0
2016-11-04 13:00 | 0 | 0 | 0
2016-11-04 14:00 | 0 | 0 | 0
2016-11-04 15:00 | 0 | 0 | 0
2016-11-04 16:00 | 0 | 0 | 0
2016-11-04 17:00 | 0 | 0 | 0
2016-11-04 18:00 | 0 | 0 | 0
2016-11-04 19:00 | 0 | 0 | 0
2016-11-04 20:00 | 0 | 0 | 0
2016-11-04 21:00 | 0 | 0 | 0
2016-11-04 22:00 | 0 | 0 | 0
2016-11-04 23:00 | 0 | 0 | 0
2016-11-05 | 0 | 0 | 0
2016-11-05 01:00 | 0 | 0 | 0
2016-11-05 02:00 | 0 | 0 | 0
2016-11-05 03:00 | 0 | 0 | 0
2016-11-05 04:00 | 0 | 0 | 0
2016-11-05 05:00 | 0 | 0 | 0
2016-11-05 06:00 | 0 | 0 | 0
2016-11-05 07:00 | 0 | 0 | 0
2016-11-05 08:00 | 0 | 0 | 0
2016-11-05 09:00 | 0 | 0 | 0
2016-11-05 10:00 | 0 | 0 | 0
2016-11-05 11:00 | 0 | 0 | 0
2016-11-05 12:00 | 0 | 0 | 0
2016-11-05 13:00 | 0 | 0 | 0
2016-11-05 14:00 | 0 | 0 | 0
2016-11-05 15:00 | 0 | 0 | 0
2016-11-05 16:00 | 0 | 0 | 0
2016-11-05 17:00 | 0 | 0 | 0
2016-11-05 18:00 | 0 | 0 | 0
2016-11-05 19:00 | 0 | 0 | 0
2016-11-05 20:00 | 0 | 0 | 0
2016-11-05 21:00 | 0 | 0 | 0
2016-11-05 22:00 | 0 | 0 | 0
2016-11-05 23:00 | 0 | 0 | 0
2016-11-06 | 0 | 0 | 0
2016-11-06 01:00 | 0 | 0 | 0
2016-11-06 02:00 | 0 | 0 | 0
2016-11-06 03:00 | 0 | 0 | 0
2016-11-06 04:00 | 0 | 0 | 0
2016-11-06 05:00 | 0 | 0 | 0
2016-11-06 06:00 | 0 | 0 | 0
2016-11-06 07:00 | 0 | 0 | 0
2016-11-06 08:00 | 0 | 0 | 0
2016-11-06 09:00 | 0 | 0 | 0
2016-11-06 10:00 | 0 | 0 | 0
2016-11-06 11:00 | 0 | 0 | 0
2016-11-06 12:00 | 0 | 0 | 0
2016-11-06 13:00 | 0 | 0 | 0
2016-11-06 14:00 | 0 | 0 | 0
2016-11-06 15:00 | 0 | 0 | 0
2016-11-06 16:00 | 0 | 0 | 0
2016-11-06 17:00 | 0 | 0 | 0
2016-11-06 18:00 | 0 | 0 | 0
2016-11-06 19:00 | 0 | 0 | 0
2016-11-06 20:00 | 0 | 0 | 0
2016-11-06 21:00 | 0 | 0 | 0
2016-11-06 22:00 | 0 | 0 | 0
2016-11-06 23:00 | 0 | 0 | 0
2016-11-07 | 0 | 0 | 0
2016-11-07 01:00 | 0 | 0 | 0
2016-11-07 02:00 | 0 | 0 | 0
2016-11-07 03:00 | 0 | 0 | 0
2016-11-07 04:00 | 0 | 0 | 0
2016-11-07 05:00 | 0 | 0 | 0
2016-11-07 06:00 | 0 | 0 | 0
2016-11-07 07:00 | 0 | 0 | 0
2016-11-07 08:00 | 0 | 0 | 0
2016-11-07 09:00 | 0 | 0 | 0
2016-11-07 10:00 | 0 | 0 | 0
2016-11-07 11:00 | 0 | 0 | 0
2016-11-07 12:00 | 0 | 0 | 0
2016-11-07 13:00 | 0 | 0 | 0
2016-11-07 14:00 | 0 | 0 | 0
2016-11-07 15:00 | 0 | 0 | 0
2016-11-07 16:00 | 0 | 0 | 0
2016-11-07 17:00 | 0 | 0 | 0
2016-11-07 18:00 | 0 | 0 | 0
2016-11-07 19:00 | 0 | 0 | 0
2016-11-07 20:00 | 0 | 0 | 0
2016-11-07 21:00 | 0 | 0 | 0
2016-11-07 22:00 | 0 | 0 | 0
2016-11-07 23:00 | 0 | 0 | 0
2016-11-08 | 0 | 0 | 0
2016-11-08 01:00 | 0 | 0 | 0
2016-11-08 02:00 | 0 | 0 | 0
2016-11-08 03:00 | 0 | 0 | 0
2016-11-08 04:00 | 0 | 0 | 0
2016-11-08 05:00 | 0 | 0 | 0
2016-11-08 06:00 | 0 | 0 | 0
2016-11-08 07:00 | 0 | 0 | 0
2016-11-08 08:00 | 0 | 0 | 0
2016-11-08 09:00 | 0 | 0 | 0
2016-11-08 10:00 | 0 | 0 | 0
2016-11-08 11:00 | 0 | 0 | 0
2016-11-08 12:00 | 0 | 0 | 0
2016-11-08 13:00 | 0 | 0 | 0
2016-11-08 14:00 | 0 | 0 | 0
2016-11-08 15:00 | 0 | 0 | 0
2016-11-08 16:00 | 0 | 0 | 0
2016-11-08 17:00 | 0 | 0 | 0
2016-11-08 18:00 | 0 | 0 | 0
2016-11-08 19:00 | 0 | 0 | 0
2016-11-08 20:00 | 0 | 0 | 0
2016-11-08 21:00 | 0 | 0 | 0
2016-11-08 22:00 | 0 | 0 | 0
2016-11-08 23:00 | 0 | 0 | 0
2016-11-09 | 0 | 0 | 0
2016-11-09 01:00 | 0 | 0 | 0
2016-11-09 02:00 | 0 | 0 | 0
2016-11-09 03:00 | 0 | 0 | 0
2016-11-09 04:00 | 0 | 0 | 0
2016-11-09 05:00 | 0 | 0 | 0
2016-11-09 06:00 | 0 | 0 | 0
2016-11-09 07:00 | 0 | 0 | 0
2016-11-09 08:00 | 0 | 0 | 0
2016-11-09 09:00 | 0 | 0 | 0
2016-11-09 10:00 | 0 | 0 | 0
2016-11-09 11:00 | 0 | 0 | 0
2016-11-09 12:00 | 0 | 0 | 0
2016-11-09 13:00 | 0 | 0 | 0
2016-11-09 14:00 | 0 | 0 | 0
2016-11-09 15:00 | 0 | 0 | 0
2016-11-09 16:00 | 0 | 0 | 0
2016-11-09 17:00 | 0 | 0 | 0
2016-11-09 18:00 | 0 | 0 | 0
2016-11-09 19:00 | 0 | 0 | 0
2016-11-09 20:00 | 0 | 0 | 0
2016-11-09 21:00 | 0 | 0 | 0
2016-11-09 22:00 | 0 | 0 | 0
2016-11-09 23:00 | 0 | 0 | 0
2016-11-10 | 0 | 0 | 0
2016-11-10 01:00 | 0 | 0 | 0
2016-11-10 02:00 | 0 | 0 | 0
2016-11-10 03:00 | 0 | 0 | 0
2016-11-10 04:00 | 0 | 0 | 0
2016-11-10 05:00 | 0 | 0 | 0
2016-11-10 06:00 | 0 | 0 | 0
2016-11-10 07:00 | 0 | 0 | 0
2016-11-10 08:00 | 0 | 0 | 0
2016-11-10 09:00 | 0 | 0 | 0
2016-11-10 10:00 | 0 | 0 | 0
2016-11-10 11:00 | 0 | 0 | 0
2016-11-10 12:00 | 0 | 0 | 0
2016-11-10 13:00 | 0 | 0 | 0
2016-11-10 14:00 | 0 | 0 | 0
2016-11-10 15:00 | 0 | 0 | 0
2016-11-10 16:00 | 0 | 0 | 0
2016-11-10 17:00 | 0 | 0 | 0
2016-11-10 18:00 | 0 | 0 | 0
2016-11-10 19:00 | 0 | 0 | 0
2016-11-10 20:00 | 0 | 0 | 0
2016-11-10 21:00 | 0 | 0 | 0
2016-11-10 22:00 | 0 | 0 | 0
2016-11-10 23:00 | 0 | 0 | 0
2016-11-11 | 0 | 0 | 0
2016-11-11 01:00 | 0 | 0 | 0
2016-11-11 02:00 | 0 | 0 | 0
2016-11-11 03:00 | 0 | 0 | 0
2016-11-11 04:00 | 0 | 0 | 0
2016-11-11 05:00 | 0 | 0 | 0
2016-11-11 06:00 | 0 | 0 | 0
2016-11-11 07:00 | 0 | 0 | 0
2016-11-11 08:00 | 0 | 0 | 0
2016-11-11 09:00 | 0 | 0 | 0
2016-11-11 10:00 | 0 | 0 | 0
2016-11-11 11:00 | 0 | 0 | 0
2016-11-11 12:00 | 0 | 0 | 0
2016-11-11 13:00 | 0 | 0 | 0
2016-11-11 14:00 | 0 | 0 | 0
2016-11-11 15:00 | 0 | 0 | 0
2016-11-11 16:00 | 0 | 0 | 0
2016-11-11 17:00 | 0 | 0 | 0
2016-11-11 18:00 | 0 | 0 | 0
2016-11-11 19:00 | 0 | 0 | 0
2016-11-11 20:00 | 0 | 0 | 0
2016-11-11 21:00 | 0 | 0 | 0
2016-11-11 22:00 | 0 | 0 | 0
2016-11-11 23:00 | 0 | 0 | 0
2016-11-12 | 0 | 0 | 0
2016-11-12 01:00 | 0 | 0 | 0
2016-11-12 02:00 | 0 | 0 | 0
2016-11-12 03:00 | 0 | 0 | 0
2016-11-12 04:00 | 0 | 0 | 0
2016-11-12 05:00 | 0 | 0 | 0
2016-11-12 06:00 | 0 | 0 | 0
2016-11-12 07:00 | 0 | 0 | 0
2016-11-12 08:00 | 0 | 0 | 0
2016-11-12 09:00 | 0 | 0 | 0
2016-11-12 10:00 | 0 | 0 | 0
2016-11-12 11:00 | 0 | 0 | 0
2016-11-12 12:00 | 0 | 0 | 0
2016-11-12 13:00 | 0 | 0 | 0
2016-11-12 14:00 | 0 | 0 | 0
2016-11-12 15:00 | 0 | 0 | 0
2016-11-12 16:00 | 0 | 0 | 0
2016-11-12 17:00 | 0 | 0 | 0
2016-11-12 18:00 | 0 | 0 | 0
2016-11-12 19:00 | 0 | 0 | 0
2016-11-12 20:00 | 0 | 0 | 0
2016-11-12 21:00 | 0 | 0 | 0
2016-11-12 22:00 | 0 | 0 | 0
2016-11-12 23:00 | 0 | 0 | 0
2016-11-13 | 0 | 0 | 0
2016-11-13 01:00 | 0 | 0 | 0
2016-11-13 02:00 | 0 | 0 | 0
2016-11-13 03:00 | 0 | 0 | 0
2016-11-13 04:00 | 0 | 0 | 0
2016-11-13 05:00 | 0 | 0 | 0
2016-11-13 06:00 | 0 | 0 | 0
2016-11-13 07:00 | 0 | 0 | 0
2016-11-13 08:00 | 0 | 0 | 0
2016-11-13 09:00 | 0 | 0 | 0
2016-11-13 10:00 | 0 | 0 | 0
2016-11-13 11:00 | 0 | 0 | 0
2016-11-13 12:00 | 0 | 0 | 0
2016-11-13 13:00 | 0 | 0 | 0
2016-11-13 14:00 | 0 | 0 | 0
2016-11-13 15:00 | 0 | 0 | 0
2016-11-13 16:00 | 0 | 0 | 0
2016-11-13 17:00 | 0 | 0 | 0
2016-11-13 18:00 | 0 | 0 | 0
2016-11-13 19:00 | 0 | 0 | 0
2016-11-13 20:00 | 0 | 0 | 0
2016-11-13 21:00 | 0 | 0 | 0
2016-11-13 22:00 | 0 | 0 | 0
2016-11-13 23:00 | 0 | 0 | 0
2016-11-14 | 0 | 0 | 0
2016-11-14 01:00 | 0 | 0 | 0
2016-11-14 02:00 | 0 | 0 | 0
2016-11-14 03:00 | 0 | 0 | 0
2016-11-14 04:00 | 0 | 0 | 0
2016-11-14 05:00 | 0 | 0 | 0
2016-11-14 06:00 | 0 | 0 | 0
2016-11-14 07:00 | 0 | 0 | 0
2016-11-14 08:00 | 0 | 0 | 0
2016-11-14 09:00 | 0 | 0 | 0
2016-11-14 10:00 | 0 | 0 | 0
2016-11-14 11:00 | 0 | 0 | 0
2016-11-14 12:00 | 0 | 0 | 0
2016-11-14 13:00 | 0 | 0 | 0
2016-11-14 14:00 | 0 | 0 | 0
2016-11-14 15:00 | 0 | 0 | 0
2016-11-14 16:00 | 0 | 0 | 0
2016-11-14 17:00 | 0 | 0 | 0
2016-11-14 18:00 | 0 | 0 | 0
2016-11-14 19:00 | 0 | 0 | 0
2016-11-14 20:00 | 0 | 0 | 0
2016-11-14 21:00 | 0 | 0 | 0
2016-11-14 22:00 | 0 | 0 | 0
2016-11-14 23:00 | 0 | 0 | 0
2016-11-15 | 0 | 0 | 0
2016-11-15 01:00 | 0 | 0 | 0
2016-11-15 02:00 | 0 | 0 | 0
2016-11-15 03:00 | 0 | 0 | 0
2016-11-15 04:00 | 0 | 0 | 0
2016-11-15 05:00 | 0 | 0 | 0
2016-11-15 06:00 | 0 | 0 | 0
2016-11-15 07:00 | 0 | 0 | 0
2016-11-15 08:00 | 0 | 0 | 0
2016-11-15 09:00 | 0 | 0 | 0
2016-11-15 10:00 | 0 | 0 | 0
2016-11-15 11:00 | 0 | 0 | 0
2016-11-15 12:00 | 0 | 0 | 0
2016-11-15 13:00 | 0 | 0 | 0
2016-11-15 14:00 | 0 | 0 | 0
2016-11-15 15:00 | 0 | 0 | 0
2016-11-15 16:00 | 0 | 0 | 0
2016-11-15 17:00 | 0 | 0 | 0
2016-11-15 18:00 | 0 | 0 | 0
2016-11-15 19:00 | 0 | 0 | 0
2016-11-15 20:00 | 0 | 0 | 0
2016-11-15 21:00 | 0 | 0 | 0
2016-11-15 22:00 | 0 | 0 | 0
2016-11-15 23:00 | 0 | 0 | 0
2016-11-16 | 0 | 0 | 0
2016-11-16 01:00 | 0 | 0 | 0
2016-11-16 02:00 | 0 | 0 | 0
2016-11-16 03:00 | 0 | 0 | 0
2016-11-16 04:00 | 0 | 0 | 0
2016-11-16 05:00 | 0 | 0 | 0
2016-11-16 06:00 | 0 | 0 | 0
2016-11-16 07:00 | 0 | 0 | 0
2016-11-16 08:00 | 0 | 0 | 0
2016-11-16 09:00 | 0 | 0 | 0
2016-11-16 10:00 | 0 | 0 | 0
2016-11-16 11:00 | 0 | 0 | 0
2016-11-16 12:00 | 0 | 0 | 0
2016-11-16 13:00 | 0 | 0 | 0
2016-11-16 14:00 | 0 | 0 | 0
2016-11-16 15:00 | 0 | 0 | 0
2016-11-16 16:00 | 0 | 0 | 0
2016-11-16 17:00 | 0 | 0 | 0
2016-11-16 18:00 | 0 | 0 | 0
2016-11-16 19:00 | 0 | 0 | 0
2016-11-16 20:00 | 0 | 0 | 0
2016-11-16 21:00 | 0 | 0 | 0
2016-11-16 22:00 | 0 | 0 | 0
2016-11-16 23:00 | 0 | 0 | 0
2016-11-17 | 0 | 0 | 0
2016-11-17 01:00 | 0 | 0 | 0
2016-11-17 02:00 | 0 | 0 | 0
2016-11-17 03:00 | 0 | 0 | 0
2016-11-17 04:00 | 0 | 0 | 0
2016-11-17 05:00 | 0 | 0 | 0
2016-11-17 06:00 | 0 | 0 | 0
2016-11-17 07:00 | 0 | 0 | 0
2016-11-17 08:00 | 0 | 0 | 0
2016-11-17 09:00 | 0 | 0 | 0
2016-11-17 10:00 | 0 | 0 | 0
2016-11-17 11:00 | 0 | 0 | 0
2016-11-17 12:00 | 0 | 0 | 0
2016-11-17 13:00 | 0 | 0 | 0
2016-11-17 14:00 | 0 | 0 | 0
2016-11-17 15:00 | 0 | 0 | 0
2016-11-17 16:00 | 0 | 0 | 0
2016-11-17 17:00 | 0 | 0 | 0
2016-11-17 18:00 | 0 | 0 | 0
2016-11-17 19:00 | 0 | 0 | 0
2016-11-17 20:00 | 0 | 0 | 0
2016-11-17 21:00 | 0 | 0 | 0
2016-11-17 22:00 | 0 | 0 | 0
2016-11-17 23:00 | 0 | 0 | 0
2016-11-18 | 0 | 0 | 0
2016-11-18 01:00 | 0 | 0 | 0
2016-11-18 02:00 | 0 | 0 | 0
2016-11-18 03:00 | 0 | 0 | 0
2016-11-18 04:00 | 0 | 0 | 0
2016-11-18 05:00 | 0 | 0 | 0
2016-11-18 06:00 | 0 | 0 | 0
2016-11-18 07:00 | 0 | 0 | 0
2016-11-18 08:00 | 0 | 0 | 0
2016-11-18 09:00 | 0 | 0 | 0
2016-11-18 10:00 | 0 | 0 | 0
2016-11-18 11:00 | 0 | 0 | 0
2016-11-18 12:00 | 0 | 0 | 0
2016-11-18 13:00 | 0 | 0 | 0
2016-11-18 14:00 | 0 | 0 | 0
2016-11-18 15:00 | 0 | 0 | 0
2016-11-18 16:00 | 0 | 0 | 0
2016-11-18 17:00 | 0 | 0 | 0
2016-11-18 18:00 | 0 | 0 | 0
2016-11-18 19:00 | 0 | 0 | 0
2016-11-18 20:00 | 0 | 0 | 0
2016-11-18 21:00 | 0 | 0 | 0
2016-11-18 22:00 | 0 | 0 | 0
2016-11-18 23:00 | 0 | 0 | 0
2016-11-19 | 0 | 0 | 0
2016-11-19 01:00 | 0 | 0 | 0
2016-11-19 02:00 | 0 | 0 | 0
2016-11-19 03:00 | 0 | 0 | 0
2016-11-19 04:00 | 0 | 0 | 0
2016-11-19 05:00 | 0 | 0 | 0
2016-11-19 06:00 | 0 | 0 | 0
2016-11-19 07:00 | 0 | 0 | 0
2016-11-19 08:00 | 0 | 0 | 0
2016-11-19 09:00 | 0 | 0 | 0
2016-11-19 10:00 | 0 | 0 | 0
2016-11-19 11:00 | 0 | 0 | 0
2016-11-19 12:00 | 0 | 0 | 0
2016-11-19 13:00 | 0 | 0 | 0
2016-11-19 14:00 | 0 | 0 | 0
2016-11-19 15:00 | 0 | 0 | 0
2016-11-19 16:00 | 0 | 0 | 0
2016-11-19 17:00 | 0 | 0 | 0
2016-11-19 18:00 | 0 | 0 | 0
2016-11-19 19:00 | 0 | 0 | 0
2016-11-19 20:00 | 0 | 0 | 0
2016-11-19 21:00 | 0 | 0 | 0
2016-11-19 22:00 | 0 | 0 | 0
2016-11-19 23:00 | 0 | 0 | 0
2016-11-20 | 0 | 0 | 0
2016-11-20 01:00 | 0 | 0 | 0
2016-11-20 02:00 | 0 | 0 | 0
2016-11-20 03:00 | 0 | 0 | 0
2016-11-20 04:00 | 0 | 0 | 0
2016-11-20 05:00 | 0 | 0 | 0
2016-11-20 06:00 | 0 | 0 | 0
2016-11-20 07:00 | 0 | 0 | 0
2016-11-20 08:00 | 0 | 0 | 0
2016-11-20 09:00 | 0 | 0 | 0
2016-11-20 10:00 | 0 | 0 | 0
2016-11-20 11:00 | 0 | 0 | 0
2016-11-20 12:00 | 0 | 0 | 0
2016-11-20 13:00 | 0 | 0 | 0
2016-11-20 14:00 | 0 | 0 | 0
2016-11-20 15:00 | 0 | 0 | 0
2016-11-20 16:00 | 0 | 0 | 0
2016-11-20 17:00 | 0 | 0 | 0
2016-11-20 18:00 | 0 | 0 | 0
2016-11-20 19:00 | 0 | 0 | 0
2016-11-20 20:00 | 0 | 0 | 0
2016-11-20 21:00 | 0 | 0 | 0
2016-11-20 22:00 | 0 | 0 | 0
2016-11-20 23:00 | 0 | 0 | 0
2016-11-21 | 0 | 0 | 0
2016-11-21 01:00 | 0 | 0 | 0
2016-11-21 02:00 | 0 | 0 | 0
2016-11-21 03:00 | 0 | 0 | 0
2016-11-21 04:00 | 0 | 0 | 0
2016-11-21 05:00 | 0 | 0 | 0
2016-11-21 06:00 | 0 | 0 | 0
2016-11-21 07:00 | 0 | 0 | 0
2016-11-21 08:00 | 0 | 0 | 0
2016-11-21 09:00 | 0 | 0 | 0
2016-11-21 10:00 | 0 | 0 | 0
2016-11-21 11:00 | 0 | 0 | 0
2016-11-21 12:00 | 0 | 0 | 0
2016-11-21 13:00 | 0 | 0 | 0
2016-11-21 14:00 | 0 | 0 | 0
2016-11-21 15:00 | 0 | 0 | 0
2016-11-21 16:00 | 0 | 0 | 0
2016-11-21 17:00 | 0 | 0 | 0
2016-11-21 18:00 | 0 | 0 | 0
2016-11-21 19:00 | 0 | 0 | 0
2016-11-21 20:00 | 0 | 0 | 0
2016-11-21 21:00 | 0 | 0 | 0
2016-11-21 22:00 | 0 | 0 | 0
2016-11-21 23:00 | 0 | 0 | 0
2016-11-22 | 0 | 0 | 0
2016-11-22 01:00 | 0 | 0 | 0
2016-11-22 02:00 | 0 | 0 | 0
2016-11-22 03:00 | 0 | 0 | 0
2016-11-22 04:00 | 0 | 0 | 0
2016-11-22 05:00 | 0 | 0 | 0
2016-11-22 06:00 | 0 | 0 | 0
2016-11-22 07:00 | 0 | 0 | 0
2016-11-22 08:00 | 0 | 0 | 0
2016-11-22 09:00 | 0 | 0 | 0
2016-11-22 10:00 | 0 | 0 | 0
2016-11-22 11:00 | 0 | 0 | 0
2016-11-22 12:00 | 0 | 0 | 0
2016-11-22 13:00 | 0 | 0 | 0
2016-11-22 14:00 | 0 | 0 | 0
2016-11-22 15:00 | 0 | 0 | 0
2016-11-22 16:00 | 0 | 0 | 0
2016-11-22 17:00 | 0 | 0 | 0
2016-11-22 18:00 | 0 | 0 | 0
2016-11-22 19:00 | 0 | 0 | 0
2016-11-22 20:00 | 0 | 0 | 0
2016-11-22 21:00 | 0 | 0 | 0
2016-11-22 22:00 | 0 | 0 | 0
2016-11-22 23:00 | 0 | 0 | 0
2016-11-23 | 0 | 0 | 0
2016-11-23 01:00 | 0 | 0 | 0
2016-11-23 02:00 | 0 | 0 | 0
2016-11-23 03:00 | 0 | 0 | 0
2016-11-23 04:00 | 0 | 0 | 0
2016-11-23 05:00 | 0 | 0 | 0
2016-11-23 06:00 | 0 | 0 | 0
2016-11-23 07:00 | 0 | 0 | 0
2016-11-23 08:00 | 0 | 0 | 0
2016-11-23 09:00 | 0 | 0 | 0
2016-11-23 10:00 | 0 | 0 | 0
2016-11-23 11:00 | 0 | 0 | 0
2016-11-23 12:00 | 0 | 0 | 0
2016-11-23 13:00 | 0 | 0 | 0
2016-11-23 14:00 | 0 | 0 | 0
2016-11-23 15:00 | 0 | 0 | 0
2016-11-23 16:00 | 0 | 0 | 0
2016-11-23 17:00 | 0 | 0 | 0
2016-11-23 18:00 | 0 | 0 | 0
2016-11-23 19:00 | 0 | 0 | 0
2016-11-23 20:00 | 0 | 0 | 0
2016-11-23 21:00 | 0 | 0 | 0
2016-11-23 22:00 | 0 | 0 | 0
2016-11-23 23:00 | 0 | 0 | 0
2016-11-24 | 0 | 0 | 0
2016-11-24 01:00 | 0 | 0 | 0
2016-11-24 02:00 | 0 | 0 | 0
2016-11-24 03:00 | 0 | 0 | 0
2016-11-24 04:00 | 0 | 0 | 0
2016-11-24 05:00 | 0 | 0 | 0
2016-11-24 06:00 | 0 | 0 | 0
2016-11-24 07:00 | 0 | 0 | 0
2016-11-24 08:00 | 0 | 0 | 0
2016-11-24 09:00 | 0 | 0 | 0
2016-11-24 10:00 | 0 | 0 | 0
2016-11-24 11:00 | 0 | 0 | 0
2016-11-24 12:00 | 0 | 0 | 0
2016-11-24 13:00 | 0 | 0 | 0
2016-11-24 14:00 | 0 | 0 | 0
2016-11-24 15:00 | 0 | 0 | 0
2016-11-24 16:00 | 0 | 0 | 0
2016-11-24 17:00 | 0 | 0 | 0
2016-11-24 18:00 | 0 | 0 | 0
2016-11-24 19:00 | 0 | 0 | 0
2016-11-24 20:00 | 0 | 0 | 0
2016-11-24 21:00 | 0 | 0 | 0
2016-11-24 22:00 | 0 | 0 | 0
2016-11-24 23:00 | 0 | 0 | 0
2016-11-25 | 0 | 0 | 0
2016-11-25 01:00 | 0 | 0 | 0
2016-11-25 02:00 | 0 | 0 | 0
2016-11-25 03:00 | 0 | 0 | 0
2016-11-25 04:00 | 0 | 0 | 0
2016-11-25 05:00 | 0 | 0 | 0
2016-11-25 06:00 | 0 | 0 | 0
2016-11-25 07:00 | 0 | 0 | 0
2016-11-25 08:00 | 0 | 0 | 0
2016-11-25 09:00 | 0 | 0 | 0
2016-11-25 10:00 | 0 | 0 | 0
2016-11-25 11:00 | 0 | 0 | 0
2016-11-25 12:00 | 0 | 0 | 0
2016-11-25 13:00 | 0 | 0 | 0
2016-11-25 14:00 | 0 | 0 | 0
2016-11-25 15:00 | 0 | 0 | 0
2016-11-25 16:00 | 0 | 0 | 0
2016-11-25 17:00 | 0 | 0 | 0
2016-11-25 18:00 | 0 | 0 | 0
2016-11-25 19:00 | 0 | 0 | 0
2016-11-25 20:00 | 0 | 0 | 0
2016-11-25 21:00 | 0 | 0 | 0
2016-11-25 22:00 | 0 | 0 | 0
2016-11-25 23:00 | 0 | 0 | 0
2016-11-26 | 0 | 0 | 0
2016-11-26 01:00 | 0 | 0 | 0
2016-11-26 02:00 | 0 | 0 | 0
2016-11-26 03:00 | 0 | 0 | 0
2016-11-26 04:00 | 0 | 0 | 0
2016-11-26 05:00 | 0 | 0 | 0
2016-11-26 06:00 | 0 | 0 | 0
2016-11-26 07:00 | 0 | 0 | 0
2016-11-26 08:00 | 0 | 0 | 0
2016-11-26 09:00 | 0 | 0 | 0
2016-11-26 10:00 | 0 | 0 | 0
2016-11-26 11:00 | 0 | 0 | 0
2016-11-26 12:00 | 0 | 0 | 0
2016-11-26 13:00 | 0 | 0 | 0
2016-11-26 14:00 | 0 | 0 | 0
2016-11-26 15:00 | 0 | 0 | 0
2016-11-26 16:00 | 0 | 0 | 0
2016-11-26 17:00 | 0 | 0 | 0
2016-11-26 18:00 | 0 | 0 | 0
2016-11-26 19:00 | 0 | 0 | 0
2016-11-26 20:00 | 0 | 0 | 0
2016-11-26 21:00 | 0 | 0 | 0
2016-11-26 22:00 | 0 | 0 | 0
2016-11-26 23:00 | 0 | 0 | 0
2016-11-27 | 0 | 0 | 0
2016-11-27 01:00 | 0 | 0 | 0
2016-11-27 02:00 | 0 | 0 | 0
2016-11-27 03:00 | 0 | 0 | 0
2016-11-27 04:00 | 0 | 0 | 0
2016-11-27 05:00 | 0 | 0 | 0
2016-11-27 06:00 | 0 | 0 | 0
2016-11-27 07:00 | 0 | 0 | 0
2016-11-27 08:00 | 0 | 0 | 0
2016-11-27 09:00 | 0 | 0 | 0
2016-11-27 10:00 | 0 | 0 | 0
2016-11-27 11:00 | 0 | 0 | 0
2016-11-27 12:00 | 0 | 0 | 0
2016-11-27 13:00 | 0 | 0 | 0
2016-11-27 14:00 | 0 | 0 | 0
2016-11-27 15:00 | 0 | 0 | 0
2016-11-27 16:00 | 0 | 0 | 0
2016-11-27 17:00 | 0 | 0 | 0
2016-11-27 18:00 | 0 | 0 | 0
2016-11-27 19:00 | 0 | 0 | 0
2016-11-27 20:00 | 0 | 0 | 0
2016-11-27 21:00 | 0 | 0 | 0
2016-11-27 22:00 | 0 | 0 | 0
2016-11-27 23:00 | 0 | 0 | 0
2016-11-28 | 0 | 0 | 0
2016-11-28 01:00 | 0 | 0 | 0
2016-11-28 02:00 | 0 | 0 | 0
2016-11-28 03:00 | 0 | 0 | 0
2016-11-28 04:00 | 0 | 0 | 0
2016-11-28 05:00 | 0 | 0 | 0
2016-11-28 06:00 | 0 | 0 | 0
2016-11-28 07:00 | 0 | 0 | 0
2016-11-28 08:00 | 0 | 0 | 0
2016-11-28 09:00 | 0 | 0 | 0
2016-11-28 10:00 | 0 | 0 | 0
2016-11-28 11:00 | 0 | 0 | 0
2016-11-28 12:00 | 0 | 0 | 0
2016-11-28 13:00 | 0 | 0 | 0
2016-11-28 14:00 | 0 | 0 | 0
2016-11-28 15:00 | 0 | 0 | 0
2016-11-28 16:00 | 0 | 0 | 0
2016-11-28 17:00 | 0 | 0 | 0
2016-11-28 18:00 | 0 | 0 | 0
2016-11-28 19:00 | 0 | 0 | 0
2016-11-28 20:00 | 0 | 0 | 0
2016-11-28 21:00 | 0 | 0 | 0
2016-11-28 22:00 | 0 | 0 | 0
2016-11-28 23:00 | 0 | 0 | 0
2016-11-29 | 0 | 0 | 0
2016-11-29 01:00 | 0 | 0 | 0
2016-11-29 02:00 | 0 | 0 | 0
2016-11-29 03:00 | 0 | 0 | 0
2016-11-29 04:00 | 0 | 0 | 0
2016-11-29 05:00 | 0 | 0 | 0
2016-11-29 06:00 | 0 | 0 | 0
2016-11-29 07:00 | 0 | 0 | 0
2016-11-29 08:00 | 0 | 0 | 0
2016-11-29 09:00 | 0 | 0 | 0
2016-11-29 10:00 | 0 | 0 | 0
2016-11-29 11:00 | 0 | 0 | 0
2016-11-29 12:00 | 0 | 0 | 0
2016-11-29 13:00 | 0 | 0 | 0
2016-11-29 14:00 | 0 | 0 | 0
2016-11-29 15:00 | 0 | 0 | 0
2016-11-29 16:00 | 0 | 0 | 0
2016-11-29 17:00 | 0 | 0 | 0
2016-11-29 18:00 | 0 | 0 | 0
2016-11-29 19:00 | 0 | 0 | 0
2016-11-29 20:00 | 0 | 0 | 0
2016-11-29 21:00 | 0 | 0 | 0
2016-11-29 22:00 | 0 | 0 | 0
2016-11-29 23:00 | 0 | 0 | 0
2016-11-30 | 0 | 0 | 0
2016-11-30 01:00 | 0 | 0 | 0
2016-11-30 02:00 | 0 | 0 | 0
2016-11-30 03:00 | 0 | 0 | 0
2016-11-30 04:00 | 0 | 0 | 0
2016-11-30 05:00 | 0 | 0 | 0
2016-11-30 06:00 | 0 | 0 | 0
2016-11-30 07:00 | 0 | 0 | 0
2016-11-30 08:00 | 0 | 0 | 0
2016-11-30 09:00 | 0 | 0 | 0
2016-11-30 10:00 | 0 | 0 | 0
2016-11-30 11:00 | 0 | 0 | 0
2016-11-30 12:00 | 0 | 0 | 0
2016-11-30 13:00 | 0 | 0 | 0
2016-11-30 14:00 | 0 | 0 | 0
2016-11-30 15:00 | 0 | 0 | 0
2016-11-30 16:00 | 0 | 0 | 0
2016-11-30 17:00 | 0 | 0 | 0
2016-11-30 18:00 | 0 | 0 | 0
2016-11-30 19:00 | 0 | 0 | 0
2016-11-30 20:00 | 0 | 0 | 0
2016-11-30 21:00 | 0 | 0 | 0
2016-11-30 22:00 | 0 | 0 | 0
2016-11-30 23:00 | 0 | 0 | 0
2016-12-01 | 0 | 0 | 0
2016-12-01 01:00 | 0 | 0 | 0
2016-12-01 02:00 | 0 | 0 | 0
2016-12-01 03:00 | 0 | 0 | 0
2016-12-01 04:00 | 0 | 0 | 0
2016-12-01 05:00 | 0 | 0 | 0
2016-12-01 06:00 | 0 | 0 | 0
2016-12-01 07:00 | 0 | 0 | 0
2016-12-01 08:00 | 0 | 0 | 0
2016-12-01 09:00 | 0 | 0 | 0
2016-12-01 10:00 | 0 | 0 | 0
2016-12-01 11:00 | 0 | 0 | 0
2016-12-01 12:00 | 0 | 0 | 0
2016-12-01 13:00 | 0 | 0 | 0
2016-12-01 14:00 | 0 | 0 | 0
2016-12-01 15:00 | 0 | 0 | 0
2016-12-01 16:00 | 0 | 0 | 0
2016-12-01 17:00 | 0 | 0 | 0
2016-12-01 18:00 | 0 | 0 | 0
2016-12-01 19:00 | 0 | 0 | 0
2016-12-01 20:00 | 0 | 0 | 0
2016-12-01 21:00 | 0 | 0 | 0
2016-12-01 22:00 | 0 | 0 | 0
2016-12-01 23:00 | 0 | 0 | 0
2016-12-02 | 0 | 0 | 0
2016-12-02 01:00 | 0 | 0 | 0
2016-12-02 02:00 | 0 | 0 | 0
2016-12-02 03:00 | 0 | 0 | 0
2016-12-02 04:00 | 0 | 0 | 0
2016-12-02 05:00 | 0 | 0 | 0
2016-12-02 06:00 | 0 | 0 | 0
2016-12-02 07:00 | 0 | 0 | 0
2016-12-02 08:00 | 0 | 0 | 0
2016-12-02 09:00 | 0 | 0 | 0
2016-12-02 10:00 | 0 | 0 | 0
2016-12-02 11:00 | 0 | 0 | 0
2016-12-02 12:00 | 0 | 0 | 0
2016-12-02 13:00 | 0 | 0 | 0
2016-12-02 14:00 | 0 | 0 | 0
2016-12-02 15:00 | 0 | 0 | 0
2016-12-02 16:00 | 0 | 0 | 0
2016-12-02 17:00 | 0 | 0 | 0
2016-12-02 18:00 | 0 | 0 | 0
2016-12-02 19:00 | 0 | 0 | 0
2016-12-02 20:00 | 0 | 0 | 0
2016-12-02 21:00 | 0 | 0 | 0
2016-12-02 22:00 | 0 | 0 | 0
2016-12-02 23:00 | 0 | 0 | 0
2016-12-03 | 0 | 0 | 0
2016-12-03 01:00 | 0 | 0 | 0
2016-12-03 02:00 | 0 | 0 | 0
2016-12-03 03:00 | 0 | 0 | 0
2016-12-03 04:00 | 0 | 0 | 0
2016-12-03 05:00 | 0 | 0 | 0
2016-12-03 06:00 | 0 | 0 | 0
2016-12-03 07:00 | 0 | 0 | 0
2016-12-03 08:00 | 0 | 0 | 0
2016-12-03 09:00 | 0 | 0 | 0
2016-12-03 10:00 | 0 | 0 | 0
2016-12-03 11:00 | 0 | 0 | 0
2016-12-03 12:00 | 0 | 0 | 0
2016-12-03 13:00 | 0 | 0 | 0
2016-12-03 14:00 | 0 | 0 | 0
2016-12-03 15:00 | 0 | 0 | 0
2016-12-03 16:00 | 0 | 0 | 0
2016-12-03 17:00 | 0 | 0 | 0
2016-12-03 18:00 | 0 | 0 | 0
2016-12-03 19:00 | 0 | 0 | 0
2016-12-03 20:00 | 0 | 0 | 0
2016-12-03 21:00 | 0 | 0 | 0
2016-12-03 22:00 | 0 | 0 | 0
2016-12-03 23:00 | 0 | 0 | 0
2016-12-04 | 0 | 0 | 0
2016-12-04 01:00 | 0 | 0 | 0
2016-12-04 02:00 | 0 | 0 | 0
2016-12-04 03:00 | 0 | 0 | 0
2016-12-04 04:00 | 0 | 0 | 0
2016-12-04 05:00 | 0 | 0 | 0
2016-12-04 06:00 | 0 | 0 | 0
2016-12-04 07:00 | 0 | 0 | 0
2016-12-04 08:00 | 0 | 0 | 0
2016-12-04 09:00 | 0 | 0 | 0
2016-12-04 10:00 | 0 | 0 | 0
2016-12-04 11:00 | 0 | 0 | 0
2016-12-04 12:00 | 0 | 0 | 0
2016-12-04 13:00 | 0 | 0 | 0
2016-12-04 14:00 | 0 | 0 | 0
2016-12-04 15:00 | 0 | 0 | 0
2016-12-04 16:00 | 0 | 0 | 0
2016-12-04 17:00 | 0 | 0 | 0
2016-12-04 18:00 | 0 | 0 | 0
2016-12-04 19:00 | 0 | 0 | 0
2016-12-04 20:00 | 0 | 0 | 0
2016-12-04 21:00 | 0 | 0 | 0
2016-12-04 22:00 | 0 | 0 | 0
2016-12-04 23:00 | 0 | 0 | 0
2016-12-05 | 0 | 0 | 0
2016-12-05 01:00 | 0 | 0 | 0
2016-12-05 02:00 | 0 | 0 | 0
2016-12-05 03:00 | 0 | 0 | 0
2016-12-05 04:00 | 0 | 0 | 0
2016-12-05 05:00 | 0 | 0 | 0
2016-12-05 06:00 | 0 | 0 | 0
2016-12-05 07:00 | 0 | 0 | 0
2016-12-05 08:00 | 0 | 0 | 0
2016-12-05 09:00 | 0 | 0 | 0
2016-12-05 10:00 | 0 | 0 | 0
2016-12-05 11:00 | 0 | 0 | 0
2016-12-05 12:00 | 0 | 0 | 0
2016-12-05 13:00 | 0 | 0 | 0
2016-12-05 14:00 | 0 | 0 | 0
2016-12-05 15:00 | 0 | 0 | 0
2016-12-05 16:00 | 0 | 0 | 0
2016-12-05 17:00 | 0 | 0 | 0
2016-12-05 18:00 | 0 | 0 | 0
2016-12-05 19:00 | 0 | 0 | 0
2016-12-05 20:00 | 0 | 0 | 0
2016-12-05 21:00 | 0 | 0 | 0
2016-12-05 22:00 | 0 | 0 | 0
2016-12-05 23:00 | 0 | 0 | 0
2016-12-06 | 0 | 0 | 0
2016-12-06 01:00 | 0 | 0 | 0
2016-12-06 02:00 | 0 | 0 | 0
2016-12-06 03:00 | 0 | 0 | 0
2016-12-06 04:00 | 0 | 0 | 0
2016-12-06 05:00 | 0 | 0 | 0
2016-12-06 06:00 | 0 | 0 | 0
2016-12-06 07:00 | 0 | 0 | 0
2016-12-06 08:00 | 0 | 0 | 0
2016-12-06 09:00 | 0 | 0 | 0
2016-12-06 10:00 | 0 | 0 | 0
2016-12-06 11:00 | 0 | 0 | 0
2016-12-06 12:00 | 0 | 0 | 0
2016-12-06 13:00 | 0 | 0 | 0
2016-12-06 14:00 | 0 | 0 | 0
2016-12-06 15:00 | 0 | 0 | 0
2016-12-06 16:00 | 0 | 0 | 0
2016-12-06 17:00 | 0 | 0 | 0
2016-12-06 18:00 | 0 | 0 | 0
2016-12-06 19:00 | 0 | 0 | 0
2016-12-06 20:00 | 0 | 0 | 0
2016-12-06 21:00 | 0 | 0 | 0
2016-12-06 22:00 | 0 | 0 | 0
2016-12-06 23:00 | 0 | 0 | 0
2016-12-07 | 0 | 0 | 0
2016-12-07 01:00 | 0 | 0 | 0
2016-12-07 02:00 | 0 | 0 | 0
2016-12-07 03:00 | 0 | 0 | 0
2016-12-07 04:00 | 0 | 0 | 0
2016-12-07 05:00 | 0 | 0 | 0
2016-12-07 06:00 | 0 | 0 | 0
2016-12-07 07:00 | 0 | 0 | 0
2016-12-07 08:00 | 0 | 0 | 0
2016-12-07 09:00 | 0 | 0 | 0
2016-12-07 10:00 | 0 | 0 | 0
2016-12-07 11:00 | 0 | 0 | 0
2016-12-07 12:00 | 0 | 0 | 0
2016-12-07 13:00 | 0 | 0 | 0
2016-12-07 14:00 | 0 | 0 | 0
2016-12-07 15:00 | 0 | 0 | 0
2016-12-07 16:00 | 0 | 0 | 0
2016-12-07 17:00 | 0 | 0 | 0
2016-12-07 18:00 | 0 | 0 | 0
2016-12-07 19:00 | 0 | 0 | 0
2016-12-07 20:00 | 0 | 0 | 0
2016-12-07 21:00 | 0 | 0 | 0
2016-12-07 22:00 | 0 | 0 | 0
2016-12-07 23:00 | 0 | 0 | 0
2016-12-08 | 0 | 0 | 0
2016-12-08 01:00 | 0 | 0 | 0
2016-12-08 02:00 | 0 | 0 | 0
2016-12-08 03:00 | 0 | 0 | 0
2016-12-08 04:00 | 0 | 0 | 0
2016-12-08 05:00 | 0 | 0 | 0
2016-12-08 06:00 | 0 | 0 | 0
2016-12-08 07:00 | 0 | 0 | 0
2016-12-08 08:00 | 0 | 0 | 0
2016-12-08 09:00 | 0 | 0 | 0
2016-12-08 10:00 | 0 | 0 | 0
2016-12-08 11:00 | 0 | 0 | 0
2016-12-08 12:00 | 0 | 0 | 0
2016-12-08 13:00 | 0 | 0 | 0
2016-12-08 14:00 | 0 | 0 | 0
2016-12-08 15:00 | 0 | 0 | 0
2016-12-08 16:00 | 0 | 0 | 0
2016-12-08 17:00 | 0 | 0 | 0
2016-12-08 18:00 | 0 | 0 | 0
2016-12-08 19:00 | 0 | 0 | 0
2016-12-08 20:00 | 0 | 0 | 0
2016-12-08 21:00 | 0 | 0 | 0
2016-12-08 22:00 | 0 | 0 | 0
2016-12-08 23:00 | 0 | 0 | 0
2016-12-09 | 0 | 0 | 0
2016-12-09 01:00 | 0 | 0 | 0
2016-12-09 02:00 | 0 | 0 | 0
2016-12-09 03:00 | 0 | 0 | 0
2016-12-09 04:00 | 0 | 0 | 0
2016-12-09 05:00 | 0 | 0 | 0
2016-12-09 06:00 | 0 | 0 | 0
2016-12-09 07:00 | 0 | 0 | 0
2016-12-09 08:00 | 0 | 0 | 0
2016-12-09 09:00 | 0 | 0 | 0
2016-12-09 10:00 | 0 | 0 | 0
2016-12-09 11:00 | 0 | 0 | 0
2016-12-09 12:00 | 0 | 0 | 0
2016-12-09 13:00 | 0 | 0 | 0
2016-12-09 14:00 | 0 | 0 | 0
2016-12-09 15:00 | 0 | 0 | 0
2016-12-09 16:00 | 0 | 0 | 0
2016-12-09 17:00 | 0 | 0 | 0
2016-12-09 18:00 | 0 | 0 | 0
2016-12-09 19:00 | 0 | 0 | 0
2016-12-09 20:00 | 0 | 0 | 0
2016-12-09 21:00 | 0 | 0 | 0
2016-12-09 22:00 | 0 | 0 | 0
2016-12-09 23:00 | 0 | 0 | 0
2016-12-10 | 0 | 0 | 0
2016-12-10 01:00 | 0 | 0 | 0
2016-12-10 02:00 | 0 | 0 | 0
2016-12-10 03:00 | 0 | 0 | 0
2016-12-10 04:00 | 0 | 0 | 0
2016-12-10 05:00 | 0 | 0 | 0
2016-12-10 06:00 | 0 | 0 | 0
2016-12-10 07:00 | 0 | 0 | 0
2016-12-10 08:00 | 0 | 0 | 0
2016-12-10 09:00 | 0 | 0 | 0
2016-12-10 10:00 | 0 | 0 | 0
2016-12-10 11:00 | 0 | 0 | 0
2016-12-10 12:00 | 0 | 0 | 0
2016-12-10 13:00 | 0 | 0 | 0
2016-12-10 14:00 | 0 | 0 | 0
2016-12-10 15:00 | 0 | 0 | 0
2016-12-10 16:00 | 0 | 0 | 0
2016-12-10 17:00 | 0 | 0 | 0
2016-12-10 18:00 | 0 | 0 | 0
2016-12-10 19:00 | 0 | 0 | 0
2016-12-10 20:00 | 0 | 0 | 0
2016-12-10 21:00 | 0 | 0 | 0
2016-12-10 22:00 | 0 | 0 | 0
2016-12-10 23:00 | 0 | 0 | 0
2016-12-11 | 0 | 0 | 0
2016-12-11 01:00 | 0 | 0 | 0
2016-12-11 02:00 | 0 | 0 | 0
2016-12-11 03:00 | 0 | 0 | 0
2016-12-11 04:00 | 0 | 0 | 0
2016-12-11 05:00 | 0 | 0 | 0
2016-12-11 06:00 | 0 | 0 | 0
2016-12-11 07:00 | 0 | 0 | 0
2016-12-11 08:00 | 0 | 0 | 0
2016-12-11 09:00 | 0 | 0 | 0
2016-12-11 10:00 | 0 | 0 | 0
2016-12-11 11:00 | 0 | 0 | 0
2016-12-11 12:00 | 0 | 0 | 0
2016-12-11 13:00 | 0 | 0 | 0
2016-12-11 14:00 | 0 | 0 | 0
2016-12-11 15:00 | 0 | 0 | 0
2016-12-11 16:00 | 0 | 0 | 0
2016-12-11 17:00 | 0 | 0 | 0
2016-12-11 18:00 | 0 | 0 | 0
2016-12-11 19:00 | 0 | 0 | 0
2016-12-11 20:00 | 0 | 0 | 0
2016-12-11 21:00 | 0 | 0 | 0
2016-12-11 22:00 | 0 | 0 | 0
2016-12-11 23:00 | 0 | 0 | 0
2016-12-12 | 0 | 0 | 0
2016-12-12 01:00 | 0 | 0 | 0
2016-12-12 02:00 | 0 | 0 | 0
2016-12-12 03:00 | 0 | 0 | 0
2016-12-12 04:00 | 0 | 0 | 0
2016-12-12 05:00 | 0 | 0 | 0
2016-12-12 06:00 | 0 | 0 | 0
2016-12-12 07:00 | 0 | 0 | 0
2016-12-12 08:00 | 0 | 0 | 0
2016-12-12 09:00 | 0 | 0 | 0
2016-12-12 10:00 | 0 | 0 | 0
2016-12-12 11:00 | 0 | 0 | 0
2016-12-12 12:00 | 0 | 0 | 0
2016-12-12 13:00 | 0 | 0 | 0
2016-12-12 14:00 | 0 | 0 | 0
2016-12-12 15:00 | 0 | 0 | 0
2016-12-12 16:00 | 0 | 0 | 0
2016-12-12 17:00 | 0 | 0 | 0
2016-12-12 18:00 | 0 | 0 | 0
2016-12-12 19:00 | 0 | 0 | 0
2016-12-12 20:00 | 0 | 0 | 0
2016-12-12 21:00 | 0 | 0 | 0
2016-12-12 22:00 | 0 | 0 | 0
2016-12-12 23:00 | 0 | 0 | 0
2016-12-13 | 0 | 0 | 0
2016-12-13 01:00 | 0 | 0 | 0
2016-12-13 02:00 | 0 | 0 | 0
2016-12-13 03:00 | 0 | 0 | 0
2016-12-13 04:00 | 0 | 0 | 0
2016-12-13 05:00 | 0 | 0 | 0
2016-12-13 06:00 | 0 | 0 | 0
2016-12-13 07:00 | 0 | 0 | 0
2016-12-13 08:00 | 0 | 0 | 0
2016-12-13 09:00 | 0 | 0 | 0
2016-12-13 10:00 | 0 | 0 | 0
2016-12-13 11:00 | 0 | 0 | 0
2016-12-13 12:00 | 0 | 0 | 0
2016-12-13 13:00 | 0 | 0 | 0
2016-12-13 14:00 | 0 | 0 | 0
2016-12-13 15:00 | 0 | 0 | 0
2016-12-13 16:00 | 0 | 0 | 0
2016-12-13 17:00 | 0 | 0 | 0
2016-12-13 18:00 | 0 | 0 | 0
2016-12-13 19:00 | 0 | 0 | 0
2016-12-13 20:00 | 0 | 0 | 0
2016-12-13 21:00 | 0 | 0 | 0
2016-12-13 22:00 | 0 | 0 | 0
2016-12-13 23:00 | 0 | 0 | 0
2016-12-14 | 0 | 0 | 0
2016-12-14 01:00 | 0 | 0 | 0
2016-12-14 02:00 | 0 | 0 | 0
2016-12-14 03:00 | 0 | 0 | 0
2016-12-14 04:00 | 0 | 0 | 0
2016-12-14 05:00 | 0 | 0 | 0
2016-12-14 06:00 | 0 | 0 | 0
2016-12-14 07:00 | 0 | 0 | 0
2016-12-14 08:00 | 0 | 0 | 0
2016-12-14 09:00 | 0 | 0 | 0
2016-12-14 10:00 | 0 | 0 | 0
2016-12-14 11:00 | 0 | 0 | 0
2016-12-14 12:00 | 0 | 0 | 0
2016-12-14 13:00 | 0 | 0 | 0
2016-12-14 14:00 | 0 | 0 | 0
2016-12-14 15:00 | 0 | 0 | 0
2016-12-14 16:00 | 0 | 0 | 0
2016-12-14 17:00 | 0 | 0 | 0
2016-12-14 18:00 | 0 | 0 | 0
2016-12-14 19:00 | 0 | 0 | 0
2016-12-14 20:00 | 0 | 0 | 0
2016-12-14 21:00 | 0 | 0 | 0
2016-12-14 22:00 | 0 | 0 | 0
2016-12-14 23:00 | 0 | 0 | 0
2016-12-15 | 0 | 0 | 0
2016-12-15 01:00 | 0 | 0 | 0
2016-12-15 02:00 | 0 | 0 | 0
2016-12-15 03:00 | 0 | 0 | 0
2016-12-15 04:00 | 0 | 0 | 0
2016-12-15 05:00 | 0 | 0 | 0
2016-12-15 06:00 | 0 | 0 | 0
2016-12-15 07:00 | 0 | 0 | 0
2016-12-15 08:00 | 0 | 0 | 0
2016-12-15 09:00 | 0 | 0 | 0
2016-12-15 10:00 | 0 | 0 | 0
2016-12-15 11:00 | 0 | 0 | 0
2016-12-15 12:00 | 0 | 0 | 0
2016-12-15 13:00 | 0 | 0 | 0
2016-12-15 14:00 | 0 | 0 | 0
2016-12-15 15:00 | 0 | 0 | 0
2016-12-15 16:00 | 0 | 0 | 0
2016-12-15 17:00 | 0 | 0 | 0
2016-12-15 18:00 | 0 | 0 | 0
2016-12-15 19:00 | 0 | 0 | 0
2016-12-15 20:00 | 0 | 0 | 0
2016-12-15 21:00 | 0 | 0 | 0
2016-12-15 22:00 | 0 | 0 | 0
2016-12-15 23:00 | 0 | 0 | 0
2016-12-16 | 0 | 0 | 0
2016-12-16 01:00 | 0 | 0 | 0
2016-12-16 02:00 | 0 | 0 | 0
2016-12-16 03:00 | 0 | 0 | 0
2016-12-16 04:00 | 0 | 0 | 0
2016-12-16 05:00 | 0 | 0 | 0
2016-12-16 06:00 | 0 | 0 | 0
2016-12-16 07:00 | 0 | 0 | 0
2016-12-16 08:00 | 0 | 0 | 0
2016-12-16 09:00 | 0 | 0 | 0
2016-12-16 10:00 | 0 | 0 | 0
2016-12-16 11:00 | 0 | 0 | 0
2016-12-16 12:00 | 0 | 0 | 0
2016-12-16 13:00 | 0 | 0 | 0
2016-12-16 14:00 | 0 | 0 | 0
2016-12-16 15:00 | 0 | 0 | 0
2016-12-16 16:00 | 0 | 0 | 0
2016-12-16 17:00 | 0 | 0 | 0
2016-12-16 18:00 | 0 | 0 | 0
2016-12-16 19:00 | 0 | 0 | 0
2016-12-16 20:00 | 0 | 0 | 0
2016-12-16 21:00 | 0 | 0 | 0
2016-12-16 22:00 | 0 | 0 | 0
2016-12-16 23:00 | 0 | 0 | 0
2016-12-17 | 0 | 0 | 0
2016-12-17 01:00 | 0 | 0 | 0
2016-12-17 02:00 | 0 | 0 | 0
2016-12-17 03:00 | 0 | 0 | 0
2016-12-17 04:00 | 0 | 0 | 0
2016-12-17 05:00 | 0 | 0 | 0
2016-12-17 06:00 | 0 | 0 | 0
2016-12-17 07:00 | 0 | 0 | 0
2016-12-17 08:00 | 0 | 0 | 0
2016-12-17 09:00 | 0 | 0 | 0
2016-12-17 10:00 | 0 | 0 | 0
2016-12-17 11:00 | 0 | 0 | 0
2016-12-17 12:00 | 0 | 0 | 0
2016-12-17 13:00 | 0 | 0 | 0
2016-12-17 14:00 | 0 | 0 | 0
2016-12-17 15:00 | 0 | 0 | 0
2016-12-17 16:00 | 0 | 0 | 0
2016-12-17 17:00 | 0 | 0 | 0
2016-12-17 18:00 | 0 | 0 | 0
2016-12-17 19:00 | 0 | 0 | 0
2016-12-17 20:00 | 0 | 0 | 0
2016-12-17 21:00 | 0 | 0 | 0
2016-12-17 22:00 | 0 | 0 | 0
2016-12-17 23:00 | 0 | 0 | 0
2016-12-18 | 0 | 0 | 0
2016-12-18 01:00 | 0 | 0 | 0
2016-12-18 02:00 | 0 | 0 | 0
2016-12-18 03:00 | 0 | 0 | 0
2016-12-18 04:00 | 0 | 0 | 0
2016-12-18 05:00 | 0 | 0 | 0
2016-12-18 06:00 | 0 | 0 | 0
2016-12-18 07:00 | 0 | 0 | 0
2016-12-18 08:00 | 0 | 0 | 0
2016-12-18 09:00 | 0 | 0 | 0
2016-12-18 10:00 | 0 | 0 | 0
2016-12-18 11:00 | 0 | 0 | 0
2016-12-18 12:00 | 0 | 0 | 0
2016-12-18 13:00 | 0 | 0 | 0
2016-12-18 14:00 | 0 | 0 | 0
2016-12-18 15:00 | 0 | 0 | 0
2016-12-18 16:00 | 0 | 0 | 0
2016-12-18 17:00 | 0 | 0 | 0
2016-12-18 18:00 | 0 | 0 | 0
2016-12-18 19:00 | 0 | 0 | 0
2016-12-18 20:00 | 0 | 0 | 0
2016-12-18 21:00 | 0 | 0 | 0
2016-12-18 22:00 | 0 | 0 | 0
2016-12-18 23:00 | 0 | 0 | 0
2016-12-19 | 0 | 0 | 0
2016-12-19 01:00 | 0 | 0 | 0
2016-12-19 02:00 | 0 | 0 | 0
2016-12-19 03:00 | 0 | 0 | 0
2016-12-19 04:00 | 0 | 0 | 0
2016-12-19 05:00 | 0 | 0 | 0
2016-12-19 06:00 | 0 | 0 | 0
2016-12-19 07:00 | 0 | 0 | 0
2016-12-19 08:00 | 0 | 0 | 0
2016-12-19 09:00 | 0 | 0 | 0
2016-12-19 10:00 | 0 | 0 | 0
2016-12-19 11:00 | 0 | 0 | 0
2016-12-19 12:00 | 0 | 0 | 0
2016-12-19 13:00 | 0 | 0 | 0
2016-12-19 14:00 | 0 | 0 | 0
2016-12-19 15:00 | 0 | 0 | 0
2016-12-19 16:00 | 0 | 0 | 0
2016-12-19 17:00 | 0 | 0 | 0
2016-12-19 18:00 | 0 | 0 | 0
2016-12-19 19:00 | 0 | 0 | 0
2016-12-19 20:00 | 0 | 0 | 0
2016-12-19 21:00 | 0 | 0 | 0
2016-12-19 22:00 | 0 | 0 | 0
2016-12-19 23:00 | 0 | 0 | 0
2016-12-20 | 0 | 0 | 0
2016-12-20 01:00 | 0 | 0 | 0
2016-12-20 02:00 | 0 | 0 | 0
2016-12-20 03:00 | 0 | 0 | 0
2016-12-20 04:00 | 0 | 0 | 0
2016-12-20 05:00 | 0 | 0 | 0
2016-12-20 06:00 | 0 | 0 | 0
2016-12-20 07:00 | 0 | 0 | 0
2016-12-20 08:00 | 0 | 0 | 0
2016-12-20 09:00 | 0 | 0 | 0
2016-12-20 10:00 | 0 | 0 | 0
2016-12-20 11:00 | 0 | 0 | 0
2016-12-20 12:00 | 0 | 0 | 0
2016-12-20 13:00 | 0 | 0 | 0
2016-12-20 14:00 | 0 | 0 | 0
2016-12-20 15:00 | 0 | 0 | 0
2016-12-20 16:00 | 0 | 0 | 0
2016-12-20 17:00 | 0 | 0 | 0
2016-12-20 18:00 | 0 | 0 | 0
2016-12-20 19:00 | 0 | 0 | 0
2016-12-20 20:00 | 0 | 0 | 0
2016-12-20 21:00 | 0 | 0 | 0
2016-12-20 22:00 | 0 | 0 | 0
2016-12-20 23:00 | 0 | 0 | 0
2016-12-21 | 0 | 0 | 0
2016-12-21 01:00 | 0 | 0 | 0
2016-12-21 02:00 | 0 | 0 | 0
2016-12-21 03:00 | 0 | 0 | 0
2016-12-21 04:00 | 0 | 0 | 0
2016-12-21 05:00 | 0 | 0 | 0
2016-12-21 06:00 | 0 | 0 | 0
2016-12-21 07:00 | 0 | 0 | 0
2016-12-21 08:00 | 0 | 0 | 0
2016-12-21 09:00 | 0 | 0 | 0
2016-12-21 10:00 | 0 | 0 | 0
2016-12-21 11:00 | 0 | 0 | 0
2016-12-21 12:00 | 0 | 0 | 0
2016-12-21 13:00 | 0 | 0 | 0
2016-12-21 14:00 | 0 | 0 | 0
2016-12-21 15:00 | 0 | 0 | 0
2016-12-21 16:00 | 0 | 0 | 0
2016-12-21 17:00 | 0 | 0 | 0
2016-12-21 18:00 | 0 | 0 | 0
2016-12-21 19:00 | 0 | 0 | 0
2016-12-21 20:00 | 0 | 0 | 0
2016-12-21 21:00 | 0 | 0 | 0
2016-12-21 22:00 | 0 | 0 | 0
2016-12-21 23:00 | 0 | 0 | 0
2016-12-22 | 0 | 0 | 0
2016-12-22 01:00 | 0 | 0 | 0
2016-12-22 02:00 | 0 | 0 | 0
2016-12-22 03:00 | 0 | 0 | 0
2016-12-22 04:00 | 0 | 0 | 0
2016-12-22 05:00 | 0 | 0 | 0
2016-12-22 06:00 | 0 | 0 | 0
2016-12-22 07:00 | 0 | 0 | 0
2016-12-22 08:00 | 0 | 0 | 0
2016-12-22 09:00 | 0 | 0 | 0
2016-12-22 10:00 | 0 | 0 | 0
2016-12-22 11:00 | 0 | 0 | 0
2016-12-22 12:00 | 0 | 0 | 0
2016-12-22 13:00 | 0 | 0 | 0
2016-12-22 14:00 | 0 | 0 | 0
2016-12-22 15:00 | 0 | 0 | 0
2016-12-22 16:00 | 0 | 0 | 0
2016-12-22 17:00 | 0 | 0 | 0
2016-12-22 18:00 | 0 | 0 | 0
2016-12-22 19:00 | 0 | 0 | 0
2016-12-22 20:00 | 0 | 0 | 0
2016-12-22 21:00 | 0 | 0 | 0
2016-12-22 22:00 | 0 | 0 | 0
2016-12-22 23:00 | 0 | 0 | 0
2016-12-23 | 0 | 0 | 0
2016-12-23 01:00 | 0 | 0 | 0
2016-12-23 02:00 | 0 | 0 | 0
2016-12-23 03:00 | 0 | 0 | 0
2016-12-23 04:00 | 0 | 0 | 0
2016-12-23 05:00 | 0 | 0 | 0
2016-12-23 06:00 | 0 | 0 | 0
2016-12-23 07:00 | 0 | 0 | 0
2016-12-23 08:00 | 0 | 0 | 0
2016-12-23 09:00 | 0 | 0 | 0
2016-12-23 10:00 | 0 | 0 | 0
2016-12-23 11:00 | 0 | 0 | 0
2016-12-23 12:00 | 0 | 0 | 0
2016-12-23 13:00 | 0 | 0 | 0
2016-12-23 14:00 | 0 | 0 | 0
2016-12-23 15:00 | 0 | 0 | 0
2016-12-23 16:00 | 0 | 0 | 0
2016-12-23 17:00 | 0 | 0 | 0
2016-12-23 18:00 | 0 | 0 | 0
2016-12-23 19:00 | 0 | 0 | 0
2016-12-23 20:00 | 0 | 0 | 0
2016-12-23 21:00 | 0 | 0 | 0
2016-12-23 22:00 | 0 | 0 | 0
2016-12-23 23:00 | 0 | 0 | 0
2016-12-24 | 0 | 0 | 0
2016-12-24 01:00 | 0 | 0 | 0
2016-12-24 02:00 | 0 | 0 | 0
2016-12-24 03:00 | 0 | 0 | 0
2016-12-24 04:00 | 0 | 0 | 0
2016-12-24 05:00 | 0 | 0 | 0
2016-12-24 06:00 | 0 | 0 | 0
2016-12-24 07:00 | 0 | 0 | 0
2016-12-24 08:00 | 0 | 0 | 0
2016-12-24 09:00 | 0 | 0 | 0
2016-12-24 10:00 | 0 | 0 | 0
2016-12-24 11:00 | 0 | 0 | 0
2016-12-24 12:00 | 0 | 0 | 0
2016-12-24 13:00 | 0 | 0 | 0
2016-12-24 14:00 | 0 | 0 | 0
2016-12-24 15:00 | 0 | 0 | 0
2016-12-24 16:00 | 0 | 0 | 0
2016-12-24 17:00 | 0 | 0 | 0
2016-12-24 18:00 | 0 | 0 | 0
2016-12-24 19:00 | 0 | 0 | 0
2016-12-24 20:00 | 0 | 0 | 0
2016-12-24 21:00 | 0 | 0 | 0
2016-12-24 22:00 | 0 | 0 | 0
2016-12-24 23:00 | 0 | 0 | 0
2016-12-25 | 0 | 0 | 0
2016-12-25 01:00 | 0 | 0 | 0
2016-12-25 02:00 | 0 | 0 | 0
2016-12-25 03:00 | 0 | 0 | 0
2016-12-25 04:00 | 0 | 0 | 0
2016-12-25 05:00 | 0 | 0 | 0
2016-12-25 06:00 | 0 | 0 | 0
2016-12-25 07:00 | 0 | 0 | 0
2016-12-25 08:00 | 0 | 0 | 0
2016-12-25 09:00 | 0 | 0 | 0
2016-12-25 10:00 | 0 | 0 | 0
2016-12-25 11:00 | 0 | 0 | 0
2016-12-25 12:00 | 0 | 0 | 0
2016-12-25 13:00 | 0 | 0 | 0
2016-12-25 14:00 | 0 | 0 | 0
2016-12-25 15:00 | 0 | 0 | 0
2016-12-25 16:00 | 0 | 0 | 0
2016-12-25 17:00 | 0 | 0 | 0
2016-12-25 18:00 | 0 | 0 | 0
2016-12-25 19:00 | 0 | 0 | 0
2016-12-25 20:00 | 0 | 0 | 0
2016-12-25 21:00 | 0 | 0 | 0
2016-12-25 22:00 | 0 | 0 | 0
2016-12-25 23:00 | 0 | 0 | 0
2016-12-26 | 0 | 0 | 0
2016-12-26 01:00 | 0 | 0 | 0
2016-12-26 02:00 | 0 | 0 | 0
2016-12-26 03:00 | 0 | 0 | 0
2016-12-26 04:00 | 0 | 0 | 0
2016-12-26 05:00 | 0 | 0 | 0
2016-12-26 06:00 | 0 | 0 | 0
2016-12-26 07:00 | 0 | 0 | 0
2016-12-26 08:00 | 0 | 0 | 0
2016-12-26 09:00 | 0 | 0 | 0
2016-12-26 10:00 | 0 | 0 | 0
2016-12-26 11:00 | 0 | 0 | 0
2016-12-26 12:00 | 0 | 0 | 0
2016-12-26 13:00 | 0 | 0 | 0
2016-12-26 14:00 | 0 | 0 | 0
2016-12-26 15:00 | 0 | 0 | 0
2016-12-26 16:00 | 0 | 0 | 0
2016-12-26 17:00 | 0 | 0 | 0
2016-12-26 18:00 | 0 | 0 | 0
2016-12-26 19:00 | 0 | 0 | 0
2016-12-26 20:00 | 0 | 0 | 0
2016-12-26 21:00 | 0 | 0 | 0
2016-12-26 22:00 | 0 | 0 | 0
2016-12-26 23:00 | 0 | 0 | 0
2016-12-27 | 0 | 0 | 0
2016-12-27 01:00 | 0 | 0 | 0
2016-12-27 02:00 | 0 | 0 | 0
2016-12-27 03:00 | 0 | 0 | 0
2016-12-27 04:00 | 0 | 0 | 0
2016-12-27 05:00 | 0 | 0 | 0
2016-12-27 06:00 | 0 | 0 | 0
2016-12-27 07:00 | 0 | 0 | 0
2016-12-27 08:00 | 0 | 0 | 0
2016-12-27 09:00 | 0 | 0 | 0
2016-12-27 10:00 | 0 | 0 | 0
2016-12-27 11:00 | 0 | 0 | 0
2016-12-27 12:00 | 0 | 0 | 0
2016-12-27 13:00 | 0 | 0 | 0
2016-12-27 14:00 | 0 | 0 | 0
2016-12-27 15:00 | 0 | 0 | 0
2016-12-27 16:00 | 0 | 0 | 0
2016-12-27 17:00 | 0 | 0 | 0
2016-12-27 18:00 | 0 | 0 | 0
2016-12-27 19:00 | 0 | 0 | 0
2016-12-27 20:00 | 0 | 0 | 0
2016-12-27 21:00 | 0 | 0 | 0
2016-12-27 22:00 | 0 | 0 | 0
2016-12-27 23:00 | 0 | 0 | 0
2016-12-28 | 0 | 0 | 0
2016-12-28 01:00 | 0 | 0 | 0
2016-12-28 02:00 | 0 | 0 | 0
2016-12-28 03:00 | 0 | 0 | 0
2016-12-28 04:00 | 0 | 0 | 0
2016-12-28 05:00 | 0 | 0 | 0
2016-12-28 06:00 | 0 | 0 | 0
2016-12-28 07:00 | 0 | 0 | 0
2016-12-28 08:00 | 0 | 0 | 0
2016-12-28 09:00 | 0 | 0 | 0
2016-12-28 10:00 | 0 | 0 | 0
2016-12-28 11:00 | 0 | 0 | 0
2016-12-28 12:00 | 0 | 0 | 0
2016-12-28 13:00 | 0 | 0 | 0
2016-12-28 14:00 | 0 | 0 | 0
2016-12-28 15:00 | 0 | 0 | 0
2016-12-28 16:00 | 0 | 0 | 0
2016-12-28 17:00 | 0 | 0 | 0
2016-12-28 18:00 | 0 | 0 | 0
2016-12-28 19:00 | 0 | 0 | 0
2016-12-28 20:00 | 0 | 0 | 0
2016-12-28 21:00 | 0 | 0 | 0
2016-12-28 22:00 | 0 | 0 | 0
2016-12-28 23:00 | 0 | 0 | 0
2016-12-29 | 0 | 0 | 0
2016-12-29 01:00 | 0 | 0 | 0
2016-12-29 02:00 | 0 | 0 | 0
2016-12-29 03:00 | 0 | 0 | 0
2016-12-29 04:00 | 0 | 0 | 0
2016-12-29 05:00 | 0 | 0 | 0
2016-12-29 06:00 | 0 | 0 | 0
2016-12-29 07:00 | 0 | 0 | 0
2016-12-29 08:00 | 0 | 0 | 0
2016-12-29 09:00 | 0 | 0 | 0
2016-12-29 10:00 | 0 | 0 | 0
2016-12-29 11:00 | 0 | 0 | 0
2016-12-29 12:00 | 0 | 0 | 0
2016-12-29 13:00 | 0 | 0 | 0
2016-12-29 14:00 | 0 | 0 | 0
2016-12-29 15:00 | 0 | 0 | 0
2016-12-29 16:00 | 0 | 0 | 0
2016-12-29 17:00 | 0 | 0 | 0
2016-12-29 18:00 | 0 | 0 | 0
2016-12-29 19:00 | 0 | 0 | 0
2016-12-29 20:00 | 0 | 0 | 0
2016-12-29 21:00 | 0 | 0 | 0
2016-12-29 22:00 | 0 | 0 | 0
2016-12-29 23:00 | 0 | 0 | 0
2016-12-30 | 0 | 0 | 0
2016-12-30 01:00 | 0 | 0 | 0
2016-12-30 02:00 | 0 | 0 | 0
2016-12-30 03:00 | 0 | 0 | 0
2016-12-30 04:00 | 0 | 0 | 0
2016-12-30 05:00 | 0 | 0 | 0
2016-12-30 06:00 | 0 | 0 | 0
2016-12-30 07:00 | 0 | 0 | 0
2016-12-30 08:00 | 0 | 0 | 0
2016-12-30 09:00 | 0 | 0 | 0
2016-12-30 10:00 | 0 | 0 | 0
2016-12-30 11:00 | 0 | 0 | 0
2016-12-30 12:00 | 0 | 0 | 0
2016-12-30 13:00 | 0 | 0 | 0
2016-12-30 14:00 | 0 | 0 | 0
2016-12-30 15:00 | 0 | 0 | 0
2016-12-30 16:00 | 0 | 0 | 0
2016-12-30 17:00 | 0 | 0 | 0
2016-12-30 18:00 | 0 | 0 | 0
2016-12-30 19:00 | 0 | 0 | 0
2016-12-30 20:00 | 0 | 0 | 0
2016-12-30 21:00 | 0 | 0 | 0
2016-12-30 22:00 | 0 | 0 | 0
2016-12-30 23:00 | 0 | 0 | 0
2016-12-31 | 0 | 0 | 0
2016-12-31 01:00 | 0 | 0 | 0
2016-12-31 02:00 | 0 | 0 | 0
2016-12-31 03:00 | 0 | 0 | 0
2016-12-31 04:00 | 0 | 0 | 0
2016-12-31 05:00 | 0 | 0 | 0
2016-12-31 06:00 | 0 | 0 | 0
2016-12-31 07:00 | 0 | 0 | 0
2016-12-31 08:00 | 0 | 0 | 0
2016-12-31 09:00 | 0 | 0 | 0
2016-12-31 10:00 | 0 | 0 | 0
2016-12-31 11:00 | 0 | 0 | 0
2016-12-31 12:00 | 0 | 0 | 0
2016-12-31 13:00 | 0 | 0 | 0
2016-12-31 14:00 | 0 | 0 | 0
2016-12-31 15:00 | 0 | 0 | 0
2016-12-31 16:00 | 0 | 0 | 0
2016-12-31 17:00 | 0 | 0 | 0
2016-12-31 18:00 | 0 | 0 | 0
2016-12-31 19:00 | 0 | 0 | 0
2016-12-31 20:00 | 0 | 0 | 0
2016-12-31 21:00 | 0 | 0 | 0
2016-12-31 22:00 | 0 | 0 | 0
2016-12-31 23:00 | 0 | 0 | 0
2017-01-01 | 0 | 0 | 0
2017-01-01 01:00 | 0 | 0 | 0
2017-01-01 02:00 | 0 | 0 | 0
2017-01-01 03:00 | 0 | 0 | 0
2017-01-01 04:00 | 0 | 0 | 0
2017-01-01 05:00 | 0 | 0 | 0
2017-01-01 06:00 | 0 | 0 | 0
2017-01-01 07:00 | 0 | 0 | 0
2017-01-01 08:00 | 0 | 0 | 0
2017-01-01 09:00 | 0 | 0 | 0
2017-01-01 10:00 | 0 | 0 | 0
2017-01-01 11:00 | 0 | 0 | 0
2017-01-01 12:00 | 0 | 0 | 0
2017-01-01 13:00 | 0 | 0 | 0
2017-01-01 14:00 | 0 | 0 | 0
2017-01-01 15:00 | 0 | 0 | 0
2017-01-01 16:00 | 0 | 0 | 0
2017-01-01 17:00 | 0 | 0 | 0
2017-01-01 18:00 | 0 | 0 | 0
2017-01-01 19:00 | 0 | 0 | 0
2017-01-01 20:00 | 0 | 0 | 0
2017-01-01 21:00 | 0 | 0 | 0
2017-01-01 22:00 | 0 | 0 | 0
2017-01-01 23:00 | 0 | 0 | 0
2017-01-02 | 0 | 0 | 0
2017-01-02 01:00 | 0 | 0 | 0
2017-01-02 02:00 | 0 | 0 | 0
2017-01-02 03:00 | 0 | 0 | 0
2017-01-02 04:00 | 0 | 0 | 0
2017-01-02 05:00 | 0 | 0 | 0
2017-01-02 06:00 | 0 | 0 | 0
2017-01-02 07:00 | 0 | 0 | 0
2017-01-02 08:00 | 0 | 0 | 0
2017-01-02 09:00 | 0 | 0 | 0
2017-01-02 10:00 | 0 | 0 | 0
2017-01-02 11:00 | 0 | 0 | 0
2017-01-02 12:00 | 0 | 0 | 0
2017-01-02 13:00 | 0 | 0 | 0
2017-01-02 14:00 | 0 | 0 | 0
2017-01-02 15:00 | 0 | 0 | 0
2017-01-02 16:00 | 0 | 0 | 0
2017-01-02 17:00 | 0 | 0 | 0
2017-01-02 18:00 | 0 | 0 | 0
2017-01-02 19:00 | 0 | 0 | 0
2017-01-02 20:00 | 0 | 0 | 0
2017-01-02 21:00 | 0 | 0 | 0
2017-01-02 22:00 | 0 | 0 | 0
2017-01-02 23:00 | 0 | 0 | 0
2017-01-03 | 0 | 0 | 0
2017-01-03 01:00 | 0 | 0 | 0
2017-01-03 02:00 | 0 | 0 | 0
2017-01-03 03:00 | 0 | 0 | 0
2017-01-03 04:00 | 0 | 0 | 0
2017-01-03 05:00 | 0 | 0 | 0
2017-01-03 06:00 | 0 | 0 | 0
2017-01-03 07:00 | 0 | 0 | 0
2017-01-03 08:00 | 0 | 0 | 0
2017-01-03 09:00 | 0 | 0 | 0
2017-01-03 10:00 | 0 | 0 | 0
2017-01-03 11:00 | 0 | 0 | 0
2017-01-03 12:00 | 0 | 0 | 0
2017-01-03 13:00 | 0 | 0 | 0
2017-01-03 14:00 | 0 | 0 | 0
2017-01-03 15:00 | 0 | 0 | 0
2017-01-03 16:00 | 0 | 0 | 0
2017-01-03 17:00 | 0 | 0 | 0
2017-01-03 18:00 | 0 | 0 | 0
2017-01-03 19:00 | 0 | 0 | 0
2017-01-03 20:00 | 0 | 0 | 0
2017-01-03 21:00 | 0 | 0 | 0
2017-01-03 22:00 | 0 | 0 | 0
2017-01-03 23:00 | 0 | 0 | 0
2017-01-04 | 0 | 0 | 0
2017-01-04 01:00 | 0 | 0 | 0
2017-01-04 02:00 | 0 | 0 | 0
2017-01-04 03:00 | 0 | 0 | 0
2017-01-04 04:00 | 0 | 0 | 0
2017-01-04 05:00 | 0 | 0 | 0
2017-01-04 06:00 | 0 | 0 | 0
2017-01-04 07:00 | 0 | 0 | 0
2017-01-04 08:00 | 0 | 0 | 0
2017-01-04 09:00 | 0 | 0 | 0
2017-01-04 10:00 | 0 | 0 | 0
2017-01-04 11:00 | 0 | 0 | 0
2017-01-04 12:00 | 0 | 0 | 0
2017-01-04 13:00 | 0 | 0 | 0
2017-01-04 14:00 | 0 | 0 | 0
2017-01-04 15:00 | 0 | 0 | 0
2017-01-04 16:00 | 0 | 0 | 0
2017-01-04 17:00 | 0 | 0 | 0
2017-01-04 18:00 | 0 | 0 | 0
2017-01-04 19:00 | 0 | 0 | 0
2017-01-04 20:00 | 0 | 0 | 0
2017-01-04 21:00 | 0 | 0 | 0
2017-01-04 22:00 | 0 | 0 | 0
2017-01-04 23:00 | 0 | 0 | 0
2017-01-05 | 0 | 0 | 0
2017-01-05 01:00 | 0 | 0 | 0
2017-01-05 02:00 | 0 | 0 | 0
2017-01-05 03:00 | 0 | 0 | 0
2017-01-05 04:00 | 0 | 0 | 0
2017-01-05 05:00 | 0 | 0 | 0
2017-01-05 06:00 | 0 | 0 | 0
2017-01-05 07:00 | 0 | 0 | 0
2017-01-05 08:00 | 0 | 0 | 0
2017-01-05 09:00 | 0 | 0 | 0
2017-01-05 10:00 | 0 | 0 | 0
2017-01-05 11:00 | 0 | 0 | 0
2017-01-05 12:00 | 0 | 0 | 0
2017-01-05 13:00 | 0 | 0 | 0
2017-01-05 14:00 | 0 | 0 | 0
2017-01-05 15:00 | 0 | 0 | 0
2017-01-05 16:00 | 0 | 0 | 0
2017-01-05 17:00 | 0 | 0 | 0
2017-01-05 18:00 | 0 | 0 | 0
2017-01-05 19:00 | 0 | 0 | 0
2017-01-05 20:00 | 0 | 0 | 0
2017-01-05 21:00 | 0 | 0 | 0
2017-01-05 22:00 | 0 | 0 | 0
2017-01-05 23:00 | 0 | 0 | 0
2017-01-06 | 0 | 0 | 0
2017-01-06 01:00 | 0 | 0 | 0
2017-01-06 02:00 | 0 | 0 | 0
2017-01-06 03:00 | 0 | 0 | 0
2017-01-06 04:00 | 0 | 0 | 0
2017-01-06 05:00 | 0 | 0 | 0
2017-01-06 06:00 | 0 | 0 | 0
2017-01-06 07:00 | 0 | 0 | 0
2017-01-06 08:00 | 0 | 0 | 0
2017-01-06 09:00 | 0 | 0 | 0
2017-01-06 10:00 | 0 | 0 | 0
2017-01-06 11:00 | 0 | 0 | 0
2017-01-06 12:00 | 0 | 0 | 0
2017-01-06 13:00 | 0 | 0 | 0
2017-01-06 14:00 | 0 | 0 | 0
2017-01-06 15:00 | 0 | 0 | 0
2017-01-06 16:00 | 0 | 0 | 0
2017-01-06 17:00 | 0 | 0 | 0
2017-01-06 18:00 | 0 | 0 | 0
2017-01-06 19:00 | 0 | 0 | 0
2017-01-06 20:00 | 0 | 0 | 0
2017-01-06 21:00 | 0 | 0 | 0
2017-01-06 22:00 | 0 | 0 | 0
2017-01-06 23:00 | 0 | 0 | 0
2017-01-07 | 0 | 0 | 0
2017-01-07 01:00 | 0 | 0 | 0
2017-01-07 02:00 | 0 | 0 | 0
2017-01-07 03:00 | 0 | 0 | 0
2017-01-07 04:00 | 0 | 0 | 0
2017-01-07 05:00 | 0 | 0 | 0
2017-01-07 06:00 | 0 | 0 | 0
2017-01-07 07:00 | 0 | 0 | 0
2017-01-07 08:00 | 0 | 0 | 0
2017-01-07 09:00 | 0 | 0 | 0
2017-01-07 10:00 | 0 | 0 | 0
2017-01-07 11:00 | 0 | 0 | 0
2017-01-07 12:00 | 0 | 0 | 0
2017-01-07 13:00 | 0 | 0 | 0
2017-01-07 14:00 | 0 | 0 | 0
2017-01-07 15:00 | 0 | 0 | 0
2017-01-07 16:00 | 0 | 0 | 0
2017-01-07 17:00 | 0 | 0 | 0
2017-01-07 18:00 | 0 | 0 | 0
2017-01-07 19:00 | 0 | 0 | 0
2017-01-07 20:00 | 0 | 0 | 0
2017-01-07 21:00 | 0 | 0 | 0
2017-01-07 22:00 | 0 | 0 | 0
2017-01-07 23:00 | 0 | 0 | 0
2017-01-08 | 0 | 0 | 0
2017-01-08 01:00 | 0 | 0 | 0
2017-01-08 02:00 | 0 | 0 | 0
2017-01-08 03:00 | 0 | 0 | 0
2017-01-08 04:00 | 0 | 0 | 0
2017-01-08 05:00 | 0 | 0 | 0
2017-01-08 06:00 | 0 | 0 | 0
2017-01-08 07:00 | 0 | 0 | 0
2017-01-08 08:00 | 0 | 0 | 0
2017-01-08 09:00 | 0 | 0 | 0
2017-01-08 10:00 | 0 | 0 | 0
2017-01-08 11:00 | 0 | 0 | 0
2017-01-08 12:00 | 0 | 0 | 0
2017-01-08 13:00 | 0 | 0 | 0
2017-01-08 14:00 | 0 | 0 | 0
2017-01-08 15:00 | 0 | 0 | 0
2017-01-08 16:00 | 0 | 0 | 0
2017-01-08 17:00 | 0 | 0 | 0
2017-01-08 18:00 | 0 | 0 | 0
2017-01-08 19:00 | 0 | 0 | 0
2017-01-08 20:00 | 0 | 0 | 0
2017-01-08 21:00 | 0 | 0 | 0
2017-01-08 22:00 | 0 | 0 | 0
2017-01-08 23:00 | 0 | 0 | 0
2017-01-09 | 0 | 0 | 0
2017-01-09 01:00 | 0 | 0 | 0
2017-01-09 02:00 | 0 | 0 | 0
2017-01-09 03:00 | 0 | 0 | 0
2017-01-09 04:00 | 0 | 0 | 0
2017-01-09 05:00 | 0 | 0 | 0
2017-01-09 06:00 | 0 | 0 | 0
2017-01-09 07:00 | 0 | 0 | 0
2017-01-09 08:00 | 0 | 0 | 0
2017-01-09 09:00 | 0 | 0 | 0
2017-01-09 10:00 | 0 | 0 | 0
2017-01-09 11:00 | 0 | 0 | 0
2017-01-09 12:00 | 0 | 0 | 0
2017-01-09 13:00 | 0 | 0 | 0
2017-01-09 14:00 | 0 | 0 | 0
2017-01-09 15:00 | 0 | 0 | 0
2017-01-09 16:00 | 0 | 0 | 0
2017-01-09 17:00 | 0 | 0 | 0
2017-01-09 18:00 | 0 | 0 | 0
2017-01-09 19:00 | 0 | 0 | 0
2017-01-09 20:00 | 0 | 0 | 0
2017-01-09 21:00 | 0 | 0 | 0
2017-01-09 22:00 | 0 | 0 | 0
2017-01-09 23:00 | 0 | 0 | 0
2017-01-10 | 0 | 0 | 0
2017-01-10 01:00 | 0 | 0 | 0
2017-01-10 02:00 | 0 | 0 | 0
2017-01-10 03:00 | 0 | 0 | 0
2017-01-10 04:00 | 0 | 0 | 0
2017-01-10 05:00 | 0 | 0 | 0
2017-01-10 06:00 | 0 | 0 | 0
2017-01-10 07:00 | 0 | 0 | 0
2017-01-10 08:00 | 0 | 0 | 0
2017-01-10 09:00 | 0 | 0 | 0
2017-01-10 10:00 | 0 | 0 | 0
2017-01-10 11:00 | 0 | 0 | 0
2017-01-10 12:00 | 0 | 0 | 0
2017-01-10 13:00 | 0 | 0 | 0
2017-01-10 14:00 | 0 | 0 | 0
2017-01-10 15:00 | 0 | 0 | 0
2017-01-10 16:00 | 0 | 0 | 0
2017-01-10 17:00 | 0 | 0 | 0
2017-01-10 18:00 | 0 | 0 | 0
2017-01-10 19:00 | 0 | 0 | 0
2017-01-10 20:00 | 0 | 0 | 0
2017-01-10 21:00 | 0 | 0 | 0
2017-01-10 22:00 | 0 | 0 | 0
2017-01-10 23:00 | 0 | 0 | 0
2017-01-11 | 0 | 0 | 0
2017-01-11 01:00 | 0 | 0 | 0
2017-01-11 02:00 | 0 | 0 | 0
2017-01-11 03:00 | 0 | 0 | 0
2017-01-11 04:00 | 0 | 0 | 0
2017-01-11 05:00 | 0 | 0 | 0
2017-01-11 06:00 | 0 | 0 | 0
2017-01-11 07:00 | 0 | 0 | 0
2017-01-11 08:00 | 0 | 0 | 0
2017-01-11 09:00 | 0 | 0 | 0
2017-01-11 10:00 | 0 | 0 | 0
2017-01-11 11:00 | 0 | 0 | 0
2017-01-11 12:00 | 0 | 0 | 0
2017-01-11 13:00 | 0 | 0 | 0
2017-01-11 14:00 | 0 | 0 | 0
2017-01-11 15:00 | 0 | 0 | 0
2017-01-11 16:00 | 0 | 0 | 0
2017-01-11 17:00 | 0 | 0 | 0
2017-01-11 18:00 | 0 | 0 | 0
2017-01-11 19:00 | 0 | 0 | 0
2017-01-11 20:00 | 0 | 0 | 0
2017-01-11 21:00 | 0 | 0 | 0
2017-01-11 22:00 | 0 | 0 | 0
2017-01-11 23:00 | 0 | 0 | 0
2017-01-12 | 0 | 0 | 0
2017-01-12 01:00 | 0 | 0 | 0
2017-01-12 02:00 | 0 | 0 | 0
2017-01-12 03:00 | 0 | 0 | 0
2017-01-12 04:00 | 0 | 0 | 0
2017-01-12 05:00 | 0 | 0 | 0
2017-01-12 06:00 | 0 | 0 | 0
2017-01-12 07:00 | 0 | 0 | 0
2017-01-12 08:00 | 0 | 0 | 0
2017-01-12 09:00 | 0 | 0 | 0
2017-01-12 10:00 | 0 | 0 | 0
2017-01-12 11:00 | 0 | 0 | 0
2017-01-12 12:00 | 0 | 0 | 0
2017-01-12 13:00 | 0 | 0 | 0
2017-01-12 14:00 | 0 | 0 | 0
2017-01-12 15:00 | 0 | 0 | 0
2017-01-12 16:00 | 0 | 0 | 0
2017-01-12 17:00 | 0 | 0 | 0
2017-01-12 18:00 | 0 | 0 | 0
2017-01-12 19:00 | 0 | 0 | 0
2017-01-12 20:00 | 0 | 0 | 0
2017-01-12 21:00 | 0 | 0 | 0
2017-01-12 22:00 | 0 | 0 | 0
2017-01-12 23:00 | 0 | 0 | 0
2017-01-13 | 0 | 0 | 0
2017-01-13 01:00 | 0 | 0 | 0
2017-01-13 02:00 | 0 | 0 | 0
2017-01-13 03:00 | 0 | 0 | 0
2017-01-13 04:00 | 0 | 0 | 0
2017-01-13 05:00 | 0 | 0 | 0
2017-01-13 06:00 | 0 | 0 | 0
2017-01-13 07:00 | 0 | 0 | 0
2017-01-13 08:00 | 0 | 0 | 0
2017-01-13 09:00 | 0 | 0 | 0
2017-01-13 10:00 | 0 | 0 | 0
2017-01-13 11:00 | 0 | 0 | 0
2017-01-13 12:00 | 0 | 0 | 0
2017-01-13 13:00 | 0 | 0 | 0
2017-01-13 14:00 | 0 | 0 | 0
2017-01-13 15:00 | 0 | 0 | 0
2017-01-13 16:00 | 0 | 0 | 0
2017-01-13 17:00 | 0 | 0 | 0
2017-01-13 18:00 | 0 | 0 | 0
2017-01-13 19:00 | 0 | 0 | 0
2017-01-13 20:00 | 0 | 0 | 0
2017-01-13 21:00 | 0 | 0 | 0
2017-01-13 22:00 | 0 | 0 | 0
2017-01-13 23:00 | 0 | 0 | 0
2017-01-14 | 0 | 0 | 0
2017-01-14 01:00 | 0 | 0 | 0
2017-01-14 02:00 | 0 | 0 | 0
2017-01-14 03:00 | 0 | 0 | 0
2017-01-14 04:00 | 0 | 0 | 0
2017-01-14 05:00 | 0 | 0 | 0
2017-01-14 06:00 | 0 | 0 | 0
2017-01-14 07:00 | 0 | 0 | 0
2017-01-14 08:00 | 0 | 0 | 0
2017-01-14 09:00 | 0 | 0 | 0
2017-01-14 10:00 | 0 | 0 | 0
2017-01-14 11:00 | 0 | 0 | 0
2017-01-14 12:00 | 0 | 0 | 0
2017-01-14 13:00 | 0 | 0 | 0
2017-01-14 14:00 | 0 | 0 | 0
2017-01-14 15:00 | 0 | 0 | 0
2017-01-14 16:00 | 0 | 0 | 0
2017-01-14 17:00 | 0 | 0 | 0
2017-01-14 18:00 | 0 | 0 | 0
2017-01-14 19:00 | 0 | 0 | 0
2017-01-14 20:00 | 0 | 0 | 0
2017-01-14 21:00 | 0 | 0 | 0
2017-01-14 22:00 | 0 | 0 | 0
2017-01-14 23:00 | 0 | 0 | 0
2017-01-15 | 0 | 0 | 0
2017-01-15 01:00 | 0 | 0 | 0
2017-01-15 02:00 | 0 | 0 | 0
2017-01-15 03:00 | 0 | 0 | 0
2017-01-15 04:00 | 0 | 0 | 0
2017-01-15 05:00 | 0 | 0 | 0
2017-01-15 06:00 | 0 | 0 | 0
2017-01-15 07:00 | 0 | 0 | 0
2017-01-15 08:00 | 0 | 0 | 0
2017-01-15 09:00 | 0 | 0 | 0
2017-01-15 10:00 | 0 | 0 | 0
2017-01-15 11:00 | 0 | 0 | 0
2017-01-15 12:00 | 0 | 0 | 0
2017-01-15 13:00 | 0 | 0 | 0
2017-01-15 14:00 | 0 | 0 | 0
2017-01-15 15:00 | 0 | 0 | 0
2017-01-15 16:00 | 0 | 0 | 0
2017-01-15 17:00 | 0 | 0 | 0
2017-01-15 18:00 | 0 | 0 | 0
2017-01-15 19:00 | 0 | 0 | 0
2017-01-15 20:00 | 0 | 0 | 0
2017-01-15 21:00 | 0 | 0 | 0
2017-01-15 22:00 | 0 | 0 | 0
2017-01-15 23:00 | 0 | 0 | 0
2017-01-16 | 0 | 0 | 0
2017-01-16 01:00 | 0 | 0 | 0
2017-01-16 02:00 | 0 | 0 | 0
2017-01-16 03:00 | 0 | 0 | 0
2017-01-16 04:00 | 0 | 0 | 0
2017-01-16 05:00 | 0 | 0 | 0
2017-01-16 06:00 | 0 | 0 | 0
2017-01-16 07:00 | 0 | 0 | 0
2017-01-16 08:00 | 0 | 0 | 0
2017-01-16 09:00 | 0 | 0 | 0
2017-01-16 10:00 | 0 | 0 | 0
2017-01-16 11:00 | 0 | 0 | 0
2017-01-16 12:00 | 0 | 0 | 0
2017-01-16 13:00 | 0 | 0 | 0
2017-01-16 14:00 | 0 | 0 | 0
2017-01-16 15:00 | 0 | 0 | 0
2017-01-16 16:00 | 0 | 0 | 0
2017-01-16 17:00 | 0 | 0 | 0
2017-01-16 18:00 | 0 | 0 | 0
2017-01-16 19:00 | 0 | 0 | 0
2017-01-16 20:00 | 0 | 0 | 0
2017-01-16 21:00 | 0 | 0 | 0
2017-01-16 22:00 | 0 | 0 | 0
2017-01-16 23:00 | 0 | 0 | 0
2017-01-17 | 0 | 0 | 0
2017-01-17 01:00 | 0 | 0 | 0
2017-01-17 02:00 | 0 | 0 | 0
2017-01-17 03:00 | 0 | 0 | 0
2017-01-17 04:00 | 0 | 0 | 0
2017-01-17 05:00 | 0 | 0 | 0
2017-01-17 06:00 | 0 | 0 | 0
2017-01-17 07:00 | 0 | 0 | 0
2017-01-17 08:00 | 0 | 0 | 0
2017-01-17 09:00 | 0 | 0 | 0
2017-01-17 10:00 | 0 | 0 | 0
2017-01-17 11:00 | 0 | 0 | 0
2017-01-17 12:00 | 0 | 0 | 0
2017-01-17 13:00 | 0 | 0 | 0
2017-01-17 14:00 | 0 | 0 | 0
2017-01-17 15:00 | 0 | 0 | 0
2017-01-17 16:00 | 0 | 0 | 0
2017-01-17 17:00 | 0 | 0 | 0
2017-01-17 18:00 | 0 | 0 | 0
2017-01-17 19:00 | 0 | 0 | 0
2017-01-17 20:00 | 0 | 0 | 0
2017-01-17 21:00 | 0 | 0 | 0
2017-01-17 22:00 | 0 | 0 | 0
2017-01-17 23:00 | 0 | 0 | 0
2017-01-18 | 0 | 0 | 0
2017-01-18 01:00 | 0 | 0 | 0
2017-01-18 02:00 | 0 | 0 | 0
2017-01-18 03:00 | 0 | 0 | 0
2017-01-18 04:00 | 0 | 0 | 0
2017-01-18 05:00 | 0 | 0 | 0
2017-01-18 06:00 | 0 | 0 | 0
2017-01-18 07:00 | 0 | 0 | 0
2017-01-18 08:00 | 0 | 0 | 0
2017-01-18 09:00 | 0 | 0 | 0
2017-01-18 10:00 | 0 | 0 | 0
2017-01-18 11:00 | 0 | 0 | 0
2017-01-18 12:00 | 0 | 0 | 0
2017-01-18 13:00 | 0 | 0 | 0
2017-01-18 14:00 | 0 | 0 | 0
2017-01-18 15:00 | 0 | 0 | 0
2017-01-18 16:00 | 0 | 0 | 0
2017-01-18 17:00 | 0 | 0 | 0
2017-01-18 18:00 | 0 | 0 | 0
2017-01-18 19:00 | 0 | 0 | 0
2017-01-18 20:00 | 0 | 0 | 0
2017-01-18 21:00 | 0 | 0 | 0
2017-01-18 22:00 | 0 | 0 | 0
2017-01-18 23:00 | 0 | 0 | 0
2017-01-19 | 0 | 0 | 0
2017-01-19 01:00 | 0 | 0 | 0
2017-01-19 02:00 | 0 | 0 | 0
2017-01-19 03:00 | 0 | 0 | 0
2017-01-19 04:00 | 0 | 0 | 0
2017-01-19 05:00 | 0 | 0 | 0
2017-01-19 06:00 | 0 | 0 | 0
2017-01-19 07:00 | 0 | 0 | 0
2017-01-19 08:00 | 0 | 0 | 0
2017-01-19 09:00 | 0 | 0 | 0
2017-01-19 10:00 | 0 | 0 | 0
2017-01-19 11:00 | 0 | 0 | 0
2017-01-19 12:00 | 0 | 0 | 0
2017-01-19 13:00 | 0 | 0 | 0
2017-01-19 14:00 | 0 | 0 | 0
2017-01-19 15:00 | 0 | 0 | 0
2017-01-19 16:00 | 0 | 0 | 0
2017-01-19 17:00 | 0 | 0 | 0
2017-01-19 18:00 | 0 | 0 | 0
2017-01-19 19:00 | 0 | 0 | 0
2017-01-19 20:00 | 0 | 0 | 0
2017-01-19 21:00 | 0 | 0 | 0
2017-01-19 22:00 | 0 | 0 | 0
2017-01-19 23:00 | 0 | 0 | 0
2017-01-20 | 0 | 0 | 0
2017-01-20 01:00 | 0 | 0 | 0
2017-01-20 02:00 | 0 | 0 | 0
2017-01-20 03:00 | 0 | 0 | 0
2017-01-20 04:00 | 0 | 0 | 0
2017-01-20 05:00 | 0 | 0 | 0
2017-01-20 06:00 | 0 | 0 | 0
2017-01-20 07:00 | 0 | 0 | 0
2017-01-20 08:00 | 0 | 0 | 0
2017-01-20 09:00 | 0 | 0 | 0
2017-01-20 10:00 | 0 | 0 | 0
2017-01-20 11:00 | 0 | 0 | 0
2017-01-20 12:00 | 0 | 0 | 0
2017-01-20 13:00 | 0 | 0 | 0
2017-01-20 14:00 | 0 | 0 | 0
2017-01-20 15:00 | 0 | 0 | 0
2017-01-20 16:00 | 0 | 0 | 0
2017-01-20 17:00 | 0 | 0 | 0
2017-01-20 18:00 | 0 | 0 | 0
2017-01-20 19:00 | 0 | 0 | 0
2017-01-20 20:00 | 0 | 0 | 0
2017-01-20 21:00 | 0 | 0 | 0
2017-01-20 22:00 | 0 | 0 | 0
2017-01-20 23:00 | 0 | 0 | 0
2017-01-21 | 0 | 0 | 0
2017-01-21 01:00 | 0 | 0 | 0
2017-01-21 02:00 | 0 | 0 | 0
2017-01-21 03:00 | 0 | 0 | 0
2017-01-21 04:00 | 0 | 0 | 0
2017-01-21 05:00 | 0 | 0 | 0
2017-01-21 06:00 | 0 | 0 | 0
2017-01-21 07:00 | 0 | 0 | 0
2017-01-21 08:00 | 0 | 0 | 0
2017-01-21 09:00 | 0 | 0 | 0
2017-01-21 10:00 | 0 | 0 | 0
2017-01-21 11:00 | 0 | 0 | 0
2017-01-21 12:00 | 0 | 0 | 0
2017-01-21 13:00 | 0 | 0 | 0
2017-01-21 14:00 | 0 | 0 | 0
2017-01-21 15:00 | 0 | 0 | 0
2017-01-21 16:00 | 0 | 0 | 0
2017-01-21 17:00 | 0 | 0 | 0
2017-01-21 18:00 | 0 | 0 | 0
2017-01-21 19:00 | 0 | 0 | 0
2017-01-21 20:00 | 0 | 0 | 0
2017-01-21 21:00 | 0 | 0 | 0
2017-01-21 22:00 | 0 | 0 | 0
2017-01-21 23:00 | 0 | 0 | 0
2017-01-22 | 0 | 0 | 0
2017-01-22 01:00 | 0 | 0 | 0
2017-01-22 02:00 | 0 | 0 | 0
2017-01-22 03:00 | 0 | 0 | 0
2017-01-22 04:00 | 0 | 0 | 0
2017-01-22 05:00 | 0 | 0 | 0
2017-01-22 06:00 | 0 | 0 | 0
2017-01-22 07:00 | 0 | 0 | 0
2017-01-22 08:00 | 0 | 0 | 0
2017-01-22 09:00 | 0 | 0 | 0
2017-01-22 10:00 | 0 | 0 | 0
2017-01-22 11:00 | 0 | 0 | 0
2017-01-22 12:00 | 0 | 0 | 0
2017-01-22 13:00 | 0 | 0 | 0
2017-01-22 14:00 | 0 | 0 | 0
2017-01-22 15:00 | 0 | 0 | 0
2017-01-22 16:00 | 0 | 0 | 0
2017-01-22 17:00 | 0 | 0 | 0
2017-01-22 18:00 | 0 | 0 | 0
2017-01-22 19:00 | 0 | 0 | 0
2017-01-22 20:00 | 0 | 0 | 0
2017-01-22 21:00 | 0 | 0 | 0
2017-01-22 22:00 | 0 | 0 | 0
2017-01-22 23:00 | 0 | 0 | 0
2017-01-23 | 0 | 0 | 0
2017-01-23 01:00 | 0 | 0 | 0
2017-01-23 02:00 | 0 | 0 | 0
2017-01-23 03:00 | 0 | 0 | 0
2017-01-23 04:00 | 0 | 0 | 0
2017-01-23 05:00 | 0 | 0 | 0
2017-01-23 06:00 | 0 | 0 | 0
2017-01-23 07:00 | 0 | 0 | 0
2017-01-23 08:00 | 0 | 0 | 0
2017-01-23 09:00 | 0 | 0 | 0
2017-01-23 10:00 | 0 | 0 | 0
2017-01-23 11:00 | 0 | 0 | 0
2017-01-23 12:00 | 0 | 0 | 0
2017-01-23 13:00 | 0 | 0 | 0
2017-01-23 14:00 | 0 | 0 | 0
2017-01-23 15:00 | 0 | 0 | 0
2017-01-23 16:00 | 0 | 0 | 0
2017-01-23 17:00 | 0 | 0 | 0
2017-01-23 18:00 | 0 | 0 | 0
2017-01-23 19:00 | 0 | 0 | 0
2017-01-23 20:00 | 0 | 0 | 0
2017-01-23 21:00 | 0 | 0 | 0
2017-01-23 22:00 | 0 | 0 | 0
2017-01-23 23:00 | 0 | 0 | 0
2017-01-24 | 0 | 0 | 0
2017-01-24 01:00 | 0 | 0 | 0
2017-01-24 02:00 | 0 | 0 | 0
2017-01-24 03:00 | 0 | 0 | 0
2017-01-24 04:00 | 0 | 0 | 0
2017-01-24 05:00 | 0 | 0 | 0
2017-01-24 06:00 | 0 | 0 | 0
2017-01-24 07:00 | 0 | 0 | 0
2017-01-24 08:00 | 0 | 0 | 0
2017-01-24 09:00 | 0 | 0 | 0
2017-01-24 10:00 | 0 | 0 | 0
2017-01-24 11:00 | 0 | 0 | 0
2017-01-24 12:00 | 0 | 0 | 0
2017-01-24 13:00 | 0 | 0 | 0
2017-01-24 14:00 | 0 | 0 | 0
2017-01-24 15:00 | 0 | 0 | 0
2017-01-24 16:00 | 0 | 0 | 0
2017-01-24 17:00 | 0 | 0 | 0
2017-01-24 18:00 | 0 | 0 | 0
2017-01-24 19:00 | 0 | 0 | 0
2017-01-24 20:00 | 0 | 0 | 0
2017-01-24 21:00 | 0 | 0 | 0
2017-01-24 22:00 | 0 | 0 | 0
2017-01-24 23:00 | 0 | 0 | 0
2017-01-25 | 0 | 0 | 0
2017-01-25 01:00 | 0 | 0 | 0
2017-01-25 02:00 | 0 | 0 | 0
2017-01-25 03:00 | 0 | 0 | 0
2017-01-25 04:00 | 0 | 0 | 0
2017-01-25 05:00 | 0 | 0 | 0
2017-01-25 06:00 | 0 | 0 | 0
2017-01-25 07:00 | 0 | 0 | 0
2017-01-25 08:00 | 0 | 0 | 0
2017-01-25 09:00 | 0 | 0 | 0
2017-01-25 10:00 | 0 | 0 | 0
2017-01-25 11:00 | 0 | 0 | 0
2017-01-25 12:00 | 0 | 0 | 0
2017-01-25 13:00 | 0 | 0 | 0
2017-01-25 14:00 | 0 | 0 | 0
2017-01-25 15:00 | 0 | 0 | 0
2017-01-25 16:00 | 0 | 0 | 0
2017-01-25 17:00 | 0 | 0 | 0
2017-01-25 18:00 | 0 | 0 | 0
2017-01-25 19:00 | 0 | 0 | 0
2017-01-25 20:00 | 0 | 0 | 0
2017-01-25 21:00 | 0 | 0 | 0
2017-01-25 22:00 | 0 | 0 | 0
2017-01-25 23:00 | 0 | 0 | 0
2017-01-26 | 0 | 0 | 0
2017-01-26 01:00 | 0 | 0 | 0
2017-01-26 02:00 | 0 | 0 | 0
2017-01-26 03:00 | 0 | 0 | 0
2017-01-26 04:00 | 0 | 0 | 0
2017-01-26 05:00 | 0 | 0 | 0
2017-01-26 06:00 | 0 | 0 | 0
2017-01-26 07:00 | 0 | 0 | 0
2017-01-26 08:00 | 0 | 0 | 0
2017-01-26 09:00 | 0 | 0 | 0
2017-01-26 10:00 | 0 | 0 | 0
2017-01-26 11:00 | 0 | 0 | 0
2017-01-26 12:00 | 0 | 0 | 0
2017-01-26 13:00 | 0 | 0 | 0
2017-01-26 14:00 | 0 | 0 | 0
2017-01-26 15:00 | 0 | 0 | 0
2017-01-26 16:00 | 0 | 0 | 0
2017-01-26 17:00 | 0 | 0 | 0
2017-01-26 18:00 | 0 | 0 | 0
2017-01-26 19:00 | 0 | 0 | 0
2017-01-26 20:00 | 0 | 0 | 0
2017-01-26 21:00 | 0 | 0 | 0
2017-01-26 22:00 | 0 | 0 | 0
2017-01-26 23:00 | 0 | 0 | 0
2017-01-27 | 0 | 0 | 0
2017-01-27 01:00 | 0 | 0 | 0
2017-01-27 02:00 | 0 | 0 | 0
2017-01-27 03:00 | 0 | 0 | 0
2017-01-27 04:00 | 0 | 0 | 0
2017-01-27 05:00 | 0 | 0 | 0
2017-01-27 06:00 | 0 | 0 | 0
2017-01-27 07:00 | 0 | 0 | 0
2017-01-27 08:00 | 0 | 0 | 0
2017-01-27 09:00 | 0 | 0 | 0
2017-01-27 10:00 | 0 | 0 | 0
2017-01-27 11:00 | 0 | 0 | 0
2017-01-27 12:00 | 0 | 0 | 0
2017-01-27 13:00 | 0 | 0 | 0
2017-01-27 14:00 | 0 | 0 | 0
2017-01-27 15:00 | 0 | 0 | 0
2017-01-27 16:00 | 0 | 0 | 0
2017-01-27 17:00 | 0 | 0 | 0
2017-01-27 18:00 | 0 | 0 | 0
2017-01-27 19:00 | 0 | 0 | 0
2017-01-27 20:00 | 0 | 0 | 0
2017-01-27 21:00 | 0 | 0 | 0
2017-01-27 22:00 | 0 | 0 | 0
2017-01-27 23:00 | 0 | 0 | 0
2017-01-28 | 0 | 0 | 0
2017-01-28 01:00 | 0 | 0 | 0
2017-01-28 02:00 | 0 | 0 | 0
2017-01-28 03:00 | 0 | 0 | 0
2017-01-28 04:00 | 0 | 0 | 0
2017-01-28 05:00 | 0 | 0 | 0
2017-01-28 06:00 | 0 | 0 | 0
2017-01-28 07:00 | 0 | 0 | 0
2017-01-28 08:00 | 0 | 0 | 0
2017-01-28 09:00 | 0 | 0 | 0
2017-01-28 10:00 | 0 | 0 | 0
2017-01-28 11:00 | 0 | 0 | 0
2017-01-28 12:00 | 0 | 0 | 0
2017-01-28 13:00 | 0 | 0 | 0
2017-01-28 14:00 | 0 | 0 | 0
2017-01-28 15:00 | 0 | 0 | 0
2017-01-28 16:00 | 0 | 0 | 0
2017-01-28 17:00 | 0 | 0 | 0
2017-01-28 18:00 | 0 | 0 | 0
2017-01-28 19:00 | 0 | 0 | 0
2017-01-28 20:00 | 0 | 0 | 0
2017-01-28 21:00 | 0 | 0 | 0
2017-01-28 22:00 | 0 | 0 | 0
2017-01-28 23:00 | 0 | 0 | 0
2017-01-29 | 0 | 0 | 0
2017-01-29 01:00 | 0 | 0 | 0
2017-01-29 02:00 | 0 | 0 | 0
2017-01-29 03:00 | 0 | 0 | 0
2017-01-29 04:00 | 0 | 0 | 0
2017-01-29 05:00 | 0 | 0 | 0
2017-01-29 06:00 | 0 | 0 | 0
2017-01-29 07:00 | 0 | 0 | 0
2017-01-29 08:00 | 0 | 0 | 0
2017-01-29 09:00 | 0 | 0 | 0
2017-01-29 10:00 | 0 | 0 | 0
2017-01-29 11:00 | 0 | 0 | 0
2017-01-29 12:00 | 0 | 0 | 0
2017-01-29 13:00 | 0 | 0 | 0
2017-01-29 14:00 | 0 | 0 | 0
2017-01-29 15:00 | 0 | 0 | 0
2017-01-29 16:00 | 0 | 0 | 0
2017-01-29 17:00 | 0 | 0 | 0
2017-01-29 18:00 | 0 | 0 | 0
2017-01-29 19:00 | 0 | 0 | 0
2017-01-29 20:00 | 0 | 0 | 0
2017-01-29 21:00 | 0 | 0 | 0
2017-01-29 22:00 | 0 | 0 | 0
2017-01-29 23:00 | 0 | 0 | 0
2017-01-30 | 0 | 0 | 0
2017-01-30 01:00 | 0 | 0 | 0
2017-01-30 02:00 | 0 | 0 | 0
2017-01-30 03:00 | 0 | 0 | 0
2017-01-30 04:00 | 0 | 0 | 0
2017-01-30 05:00 | 0 | 0 | 0
2017-01-30 06:00 | 0 | 0 | 0
2017-01-30 07:00 | 0 | 0 | 0
2017-01-30 08:00 | 0 | 0 | 0
2017-01-30 09:00 | 0 | 0 | 0
2017-01-30 10:00 | 0 | 0 | 0
2017-01-30 11:00 | 0 | 0 | 0
2017-01-30 12:00 | 0 | 0 | 0
2017-01-30 13:00 | 0 | 0 | 0
2017-01-30 14:00 | 0 | 0 | 0
2017-01-30 15:00 | 0 | 0 | 0
2017-01-30 16:00 | 0 | 0 | 0
2017-01-30 17:00 | 0 | 0 | 0
2017-01-30 18:00 | 0 | 0 | 0
2017-01-30 19:00 | 0 | 0 | 0
2017-01-30 20:00 | 0 | 0 | 0
2017-01-30 21:00 | 0 | 0 | 0
2017-01-30 22:00 | 0 | 0 | 0
2017-01-30 23:00 | 0 | 0 | 0
2017-01-31 | 0 | 0 | 0
2017-01-31 01:00 | 0 | 0 | 0
2017-01-31 02:00 | 0 | 0 | 0
2017-01-31 03:00 | 0 | 0 | 0
2017-01-31 04:00 | 0 | 0 | 0
2017-01-31 05:00 | 0 | 0 | 0
2017-01-31 06:00 | 0 | 0 | 0
2017-01-31 07:00 | 0 | 0 | 0
2017-01-31 08:00 | 0 | 0 | 0
2017-01-31 09:00 | 0 | 0 | 0
2017-01-31 10:00 | 0 | 0 | 0
2017-01-31 11:00 | 0 | 0 | 0
2017-01-31 12:00 | 0 | 0 | 0
2017-01-31 13:00 | 0 | 0 | 0
2017-01-31 14:00 | 0 | 0 | 0
2017-01-31 15:00 | 0 | 0 | 0
2017-01-31 16:00 | 0 | 0 | 0
2017-01-31 17:00 | 0 | 0 | 0
2017-01-31 18:00 | 0 | 0 | 0
2017-01-31 19:00 | 0 | 0 | 0
2017-01-31 20:00 | 0 | 0 | 0
2017-01-31 21:00 | 0 | 0 | 0
2017-01-31 22:00 | 0 | 0 | 0
2017-01-31 23:00 | 0 | 0 | 0
2017-02-01 | 0 | 0 | 0
2017-02-01 01:00 | 0 | 0 | 0
2017-02-01 02:00 | 0 | 0 | 0
2017-02-01 03:00 | 0 | 0 | 0
2017-02-01 04:00 | 0 | 0 | 0
2017-02-01 05:00 | 0 | 0 | 0
2017-02-01 06:00 | 0 | 0 | 0
2017-02-01 07:00 | 0 | 0 | 0
2017-02-01 08:00 | 0 | 0 | 0
2017-02-01 09:00 | 0 | 0 | 0
2017-02-01 10:00 | 0 | 0 | 0
2017-02-01 11:00 | 0 | 0 | 0
2017-02-01 12:00 | 0 | 0 | 0
2017-02-01 13:00 | 0 | 0 | 0
2017-02-01 14:00 | 0 | 0 | 0
2017-02-01 15:00 | 0 | 0 | 0
2017-02-01 16:00 | 0 | 0 | 0
2017-02-01 17:00 | 0 | 0 | 0
2017-02-01 18:00 | 0 | 0 | 0
2017-02-01 19:00 | 0 | 0 | 0
2017-02-01 20:00 | 0 | 0 | 0
2017-02-01 21:00 | 0 | 0 | 0
2017-02-01 22:00 | 0 | 0 | 0
2017-02-01 23:00 | 0 | 0 | 0
2017-02-02 | 0 | 0 | 0
2017-02-02 01:00 | 0 | 0 | 0
2017-02-02 02:00 | 0 | 0 | 0
2017-02-02 03:00 | 0 | 0 | 0
2017-02-02 04:00 | 0 | 0 | 0
2017-02-02 05:00 | 0 | 0 | 0
2017-02-02 06:00 | 0 | 0 | 0
2017-02-02 07:00 | 0 | 0 | 0
2017-02-02 08:00 | 0 | 0 | 0
2017-02-02 09:00 | 0 | 0 | 0
2017-02-02 10:00 | 0 | 0 | 0
2017-02-02 11:00 | 0 | 0 | 0
2017-02-02 12:00 | 0 | 0 | 0
2017-02-02 13:00 | 0 | 0 | 0
2017-02-02 14:00 | 0 | 0 | 0
2017-02-02 15:00 | 0 | 0 | 0
2017-02-02 16:00 | 0 | 0 | 0
2017-02-02 17:00 | 0 | 0 | 0
2017-02-02 18:00 | 0 | 0 | 0
2017-02-02 19:00 | 0 | 0 | 0
2017-02-02 20:00 | 0 | 0 | 0
2017-02-02 21:00 | 0 | 0 | 0
2017-02-02 22:00 | 0 | 0 | 0
2017-02-02 23:00 | 0 | 0 | 0
2017-02-03 | 0 | 0 | 0
2017-02-03 01:00 | 0 | 0 | 0
2017-02-03 02:00 | 0 | 0 | 0
2017-02-03 03:00 | 0 | 0 | 0
2017-02-03 04:00 | 0 | 0 | 0
2017-02-03 05:00 | 0 | 0 | 0
2017-02-03 06:00 | 0 | 0 | 0
2017-02-03 07:00 | 0 | 0 | 0
2017-02-03 08:00 | 0 | 0 | 0
2017-02-03 09:00 | 0 | 0 | 0
2017-02-03 10:00 | 0 | 0 | 0
2017-02-03 11:00 | 0 | 0 | 0
2017-02-03 12:00 | 0 | 0 | 0
2017-02-03 13:00 | 0 | 0 | 0
2017-02-03 14:00 | 0 | 0 | 0
2017-02-03 15:00 | 0 | 0 | 0
2017-02-03 16:00 | 0 | 0 | 0
2017-02-03 17:00 | 0 | 0 | 0
2017-02-03 18:00 | 0 | 0 | 0
2017-02-03 19:00 | 0 | 0 | 0
2017-02-03 20:00 | 0 | 0 | 0
2017-02-03 21:00 | 0 | 0 | 0
2017-02-03 22:00 | 0 | 0 | 0
2017-02-03 23:00 | 0 | 0 | 0
2017-02-04 | 0 | 0 | 0
2017-02-04 01:00 | 0 | 0 | 0
2017-02-04 02:00 | 0 | 0 | 0
2017-02-04 03:00 | 0 | 0 | 0
2017-02-04 04:00 | 0 | 0 | 0
2017-02-04 05:00 | 0 | 0 | 0
2017-02-04 06:00 | 0 | 0 | 0
2017-02-04 07:00 | 0 | 0 | 0
2017-02-04 08:00 | 0 | 0 | 0
2017-02-04 09:00 | 0 | 0 | 0
2017-02-04 10:00 | 0 | 0 | 0
2017-02-04 11:00 | 0 | 0 | 0
2017-02-04 12:00 | 0 | 0 | 0
2017-02-04 13:00 | 0 | 0 | 0
2017-02-04 14:00 | 0 | 0 | 0
2017-02-04 15:00 | 0 | 0 | 0
2017-02-04 16:00 | 0 | 0 | 0
2017-02-04 17:00 | 0 | 0 | 0
2017-02-04 18:00 | 0 | 0 | 0
2017-02-04 19:00 | 0 | 0 | 0
2017-02-04 20:00 | 0 | 0 | 0
2017-02-04 21:00 | 0 | 0 | 0
2017-02-04 22:00 | 0 | 0 | 0
2017-02-04 23:00 | 0 | 0 | 0
2017-02-05 | 0 | 0 | 0
2017-02-05 01:00 | 0 | 0 | 0
2017-02-05 02:00 | 0 | 0 | 0
2017-02-05 03:00 | 0 | 0 | 0
2017-02-05 04:00 | 0 | 0 | 0
2017-02-05 05:00 | 0 | 0 | 0
2017-02-05 06:00 | 0 | 0 | 0
2017-02-05 07:00 | 0 | 0 | 0
2017-02-05 08:00 | 0 | 0 | 0
2017-02-05 09:00 | 0 | 0 | 0
2017-02-05 10:00 | 0 | 0 | 0
2017-02-05 11:00 | 0 | 0 | 0
2017-02-05 12:00 | 0 | 0 | 0
2017-02-05 13:00 | 0 | 0 | 0
2017-02-05 14:00 | 0 | 0 | 0
2017-02-05 15:00 | 0 | 0 | 0
2017-02-05 16:00 | 0 | 0 | 0
2017-02-05 17:00 | 0 | 0 | 0
2017-02-05 18:00 | 0 | 0 | 0
2017-02-05 19:00 | 0 | 0 | 0
2017-02-05 20:00 | 0 | 0 | 0
2017-02-05 21:00 | 0 | 0 | 0
2017-02-05 22:00 | 0 | 0 | 0
2017-02-05 23:00 | 0 | 0 | 0
2017-02-06 | 0 | 0 | 0
2017-02-06 01:00 | 0 | 0 | 0
2017-02-06 02:00 | 0 | 0 | 0
2017-02-06 03:00 | 0 | 0 | 0
2017-02-06 04:00 | 0 | 0 | 0
2017-02-06 05:00 | 0 | 0 | 0
2017-02-06 06:00 | 0 | 0 | 0
2017-02-06 07:00 | 0 | 0 | 0
2017-02-06 08:00 | 0 | 0 | 0
2017-02-06 09:00 | 0 | 0 | 0
2017-02-06 10:00 | 0 | 0 | 0
2017-02-06 11:00 | 0 | 0 | 0
2017-02-06 12:00 | 0 | 0 | 0
2017-02-06 13:00 | 0 | 0 | 0
2017-02-06 14:00 | 0 | 0 | 0
2017-02-06 15:00 | 0 | 0 | 0
2017-02-06 16:00 | 0 | 0 | 0
2017-02-06 17:00 | 0 | 0 | 0
2017-02-06 18:00 | 0 | 0 | 0
2017-02-06 19:00 | 0 | 0 | 0
2017-02-06 20:00 | 0 | 0 | 0
2017-02-06 21:00 | 0 | 0 | 0
2017-02-06 22:00 | 0 | 0 | 0
2017-02-06 23:00 | 0 | 0 | 0
2017-02-07 | 0 | 0 | 0
2017-02-07 01:00 | 0 | 0 | 0
2017-02-07 02:00 | 0 | 0 | 0
2017-02-07 03:00 | 0 | 0 | 0
2017-02-07 04:00 | 0 | 0 | 0
2017-02-07 05:00 | 0 | 0 | 0
2017-02-07 06:00 | 0 | 0 | 0
2017-02-07 07:00 | 0 | 0 | 0
2017-02-07 08:00 | 0 | 0 | 0
2017-02-07 09:00 | 0 | 0 | 0
2017-02-07 10:00 | 0 | 0 | 0
2017-02-07 11:00 | 0 | 0 | 0
2017-02-07 12:00 | 0 | 0 | 0
2017-02-07 13:00 | 0 | 0 | 0
2017-02-07 14:00 | 0 | 0 | 0
2017-02-07 15:00 | 0 | 0 | 0
2017-02-07 16:00 | 0 | 0 | 0
2017-02-07 17:00 | 0 | 0 | 0
2017-02-07 18:00 | 0 | 0 | 0
2017-02-07 19:00 | 0 | 0 | 0
2017-02-07 20:00 | 0 | 0 | 0
2017-02-07 21:00 | 0 | 0 | 0
2017-02-07 22:00 | 0 | 0 | 0
2017-02-07 23:00 | 0 | 0 | 0
2017-02-08 | 0 | 0 | 0
2017-02-08 01:00 | 0 | 0 | 0
2017-02-08 02:00 | 0 | 0 | 0
2017-02-08 03:00 | 0 | 0 | 0
2017-02-08 04:00 | 0 | 0 | 0
2017-02-08 05:00 | 0 | 0 | 0
2017-02-08 06:00 | 0 | 0 | 0
2017-02-08 07:00 | 0 | 0 | 0
2017-02-08 08:00 | 0 | 0 | 0
2017-02-08 09:00 | 0 | 0 | 0
2017-02-08 10:00 | 0 | 0 | 0
2017-02-08 11:00 | 0 | 0 | 0
2017-02-08 12:00 | 0 | 0 | 0
2017-02-08 13:00 | 0 | 0 | 0
2017-02-08 14:00 | 0 | 0 | 0
2017-02-08 15:00 | 0 | 0 | 0
2017-02-08 16:00 | 0 | 0 | 0
2017-02-08 17:00 | 0 | 0 | 0
2017-02-08 18:00 | 0 | 0 | 0
2017-02-08 19:00 | 0 | 0 | 0
2017-02-08 20:00 | 0 | 0 | 0
2017-02-08 21:00 | 0 | 0 | 0
2017-02-08 22:00 | 0 | 0 | 0
2017-02-08 23:00 | 0 | 0 | 0
2017-02-09 | 0 | 0 | 0
2017-02-09 01:00 | 0 | 0 | 0
2017-02-09 02:00 | 0 | 0 | 0
2017-02-09 03:00 | 0 | 0 | 0
2017-02-09 04:00 | 0 | 0 | 0
2017-02-09 05:00 | 0 | 0 | 0
2017-02-09 06:00 | 0 | 0 | 0
2017-02-09 07:00 | 0 | 0 | 0
2017-02-09 08:00 | 0 | 0 | 0
2017-02-09 09:00 | 0 | 0 | 0
2017-02-09 10:00 | 0 | 0 | 0
2017-02-09 11:00 | 0 | 0 | 0
2017-02-09 12:00 | 0 | 0 | 0
2017-02-09 13:00 | 0 | 0 | 0
2017-02-09 14:00 | 0 | 0 | 0
2017-02-09 15:00 | 0 | 0 | 0
2017-02-09 16:00 | 0 | 0 | 0
2017-02-09 17:00 | 0 | 0 | 0
2017-02-09 18:00 | 0 | 0 | 0
2017-02-09 19:00 | 0 | 0 | 0
2017-02-09 20:00 | 0 | 0 | 0
2017-02-09 21:00 | 0 | 0 | 0
2017-02-09 22:00 | 0 | 0 | 0
2017-02-09 23:00 | 0 | 0 | 0
2017-02-10 | 0 | 0 | 0
2017-02-10 01:00 | 0 | 0 | 0
2017-02-10 02:00 | 0 | 0 | 0
2017-02-10 03:00 | 0 | 0 | 0
2017-02-10 04:00 | 0 | 0 | 0
2017-02-10 05:00 | 0 | 0 | 0
2017-02-10 06:00 | 0 | 0 | 0
2017-02-10 07:00 | 0 | 0 | 0
2017-02-10 08:00 | 0 | 0 | 0
2017-02-10 09:00 | 0 | 0 | 0
2017-02-10 10:00 | 0 | 0 | 0
2017-02-10 11:00 | 0 | 0 | 0
2017-02-10 12:00 | 0 | 0 | 0
2017-02-10 13:00 | 0 | 0 | 0
2017-02-10 14:00 | 0 | 0 | 0
2017-02-10 15:00 | 0 | 0 | 0
2017-02-10 16:00 | 0 | 0 | 0
2017-02-10 17:00 | 0 | 0 | 0
2017-02-10 18:00 | 0 | 0 | 0
2017-02-10 19:00 | 0 | 0 | 0
2017-02-10 20:00 | 0 | 0 | 0
2017-02-10 21:00 | 0 | 0 | 0
2017-02-10 22:00 | 0 | 0 | 0
2017-02-10 23:00 | 0 | 0 | 0
2017-02-11 | 0 | 0 | 0
2017-02-11 01:00 | 0 | 0 | 0
2017-02-11 02:00 | 0 | 0 | 0
2017-02-11 03:00 | 0 | 0 | 0
2017-02-11 04:00 | 0 | 0 | 0
2017-02-11 05:00 | 0 | 0 | 0
2017-02-11 06:00 | 0 | 0 | 0
2017-02-11 07:00 | 0 | 0 | 0
2017-02-11 08:00 | 0 | 0 | 0
2017-02-11 09:00 | 0 | 0 | 0
2017-02-11 10:00 | 0 | 0 | 0
2017-02-11 11:00 | 0 | 0 | 0
2017-02-11 12:00 | 0 | 0 | 0
2017-02-11 13:00 | 0 | 0 | 0
2017-02-11 14:00 | 0 | 0 | 0
2017-02-11 15:00 | 0 | 0 | 0
2017-02-11 16:00 | 0 | 0 | 0
2017-02-11 17:00 | 0 | 0 | 0
2017-02-11 18:00 | 0 | 0 | 0
2017-02-11 19:00 | 0 | 0 | 0
2017-02-11 20:00 | 0 | 0 | 0
2017-02-11 21:00 | 0 | 0 | 0
2017-02-11 22:00 | 0 | 0 | 0
2017-02-11 23:00 | 0 | 0 | 0
2017-02-12 | 0 | 0 | 0
2017-02-12 01:00 | 0 | 0 | 0
2017-02-12 02:00 | 0 | 0 | 0
2017-02-12 03:00 | 0 | 0 | 0
2017-02-12 04:00 | 0 | 0 | 0
2017-02-12 05:00 | 0 | 0 | 0
2017-02-12 06:00 | 0 | 0 | 0
2017-02-12 07:00 | 0 | 0 | 0
2017-02-12 08:00 | 0 | 0 | 0
2017-02-12 09:00 | 0 | 0 | 0
2017-02-12 10:00 | 0 | 0 | 0
2017-02-12 11:00 | 0 | 0 | 0
2017-02-12 12:00 | 0 | 0 | 0
2017-02-12 13:00 | 0 | 0 | 0
2017-02-12 14:00 | 0 | 0 | 0
2017-02-12 15:00 | 0 | 0 | 0
2017-02-12 16:00 | 0 | 0 | 0
2017-02-12 17:00 | 0 | 0 | 0
2017-02-12 18:00 | 0 | 0 | 0
2017-02-12 19:00 | 0 | 0 | 0
2017-02-12 20:00 | 0 | 0 | 0
2017-02-12 21:00 | 0 | 0 | 0
2017-02-12 22:00 | 0 | 0 | 0
2017-02-12 23:00 | 0 | 0 | 0
2017-02-13 | 0 | 0 | 0
2017-02-13 01:00 | 0 | 0 | 0
2017-02-13 02:00 | 0 | 0 | 0
2017-02-13 03:00 | 0 | 0 | 0
2017-02-13 04:00 | 0 | 0 | 0
2017-02-13 05:00 | 0 | 0 | 0
2017-02-13 06:00 | 0 | 0 | 0
2017-02-13 07:00 | 0 | 0 | 0
2017-02-13 08:00 | 0 | 0 | 0
2017-02-13 09:00 | 0 | 0 | 0
2017-02-13 10:00 | 0 | 0 | 0
2017-02-13 11:00 | 0 | 0 | 0
2017-02-13 12:00 | 0 | 0 | 0
2017-02-13 13:00 | 0 | 0 | 0
2017-02-13 14:00 | 0 | 0 | 0
2017-02-13 15:00 | 0 | 0 | 0
2017-02-13 16:00 | 0 | 0 | 0
2017-02-13 17:00 | 0 | 0 | 0
2017-02-13 18:00 | 0 | 0 | 0
2017-02-13 19:00 | 0 | 0 | 0
2017-02-13 20:00 | 0 | 0 | 0
2017-02-13 21:00 | 0 | 0 | 0
2017-02-13 22:00 | 0 | 0 | 0
2017-02-13 23:00 | 0 | 0 | 0
2017-02-14 | 0 | 0 | 0
2017-02-14 01:00 | 0 | 0 | 0
2017-02-14 02:00 | 0 | 0 | 0
2017-02-14 03:00 | 0 | 0 | 0
2017-02-14 04:00 | 0 | 0 | 0
2017-02-14 05:00 | 0 | 0 | 0
2017-02-14 06:00 | 0 | 0 | 0
2017-02-14 07:00 | 0 | 0 | 0
2017-02-14 08:00 | 0 | 0 | 0
2017-02-14 09:00 | 0 | 0 | 0
2017-02-14 10:00 | 0 | 0 | 0
2017-02-14 11:00 | 0 | 0 | 0
2017-02-14 12:00 | 0 | 0 | 0
2017-02-14 13:00 | 0 | 0 | 0
2017-02-14 14:00 | 0 | 0 | 0
2017-02-14 15:00 | 0 | 0 | 0
2017-02-14 16:00 | 0 | 0 | 0
2017-02-14 17:00 | 0 | 0 | 0
2017-02-14 18:00 | 0 | 0 | 0
2017-02-14 19:00 | 0 | 0 | 0
2017-02-14 20:00 | 0 | 0 | 0
2017-02-14 21:00 | 0 | 0 | 0
2017-02-14 22:00 | 0 | 0 | 0
2017-02-14 23:00 | 0 | 0 | 0
2017-02-15 | 0 | 0 | 0
2017-02-15 01:00 | 0 | 0 | 0
2017-02-15 02:00 | 0 | 0 | 0
2017-02-15 03:00 | 0 | 0 | 0
2017-02-15 04:00 | 0 | 0 | 0
2017-02-15 05:00 | 0 | 0 | 0
2017-02-15 06:00 | 0 | 0 | 0
2017-02-15 07:00 | 0 | 0 | 0
2017-02-15 08:00 | 0 | 0 | 0
2017-02-15 09:00 | 0 | 0 | 0
2017-02-15 10:00 | 0 | 0 | 0
2017-02-15 11:00 | 0 | 0 | 0
2017-02-15 12:00 | 0 | 0 | 0
2017-02-15 13:00 | 0 | 0 | 0
2017-02-15 14:00 | 0 | 0 | 0
2017-02-15 15:00 | 0 | 0 | 0
2017-02-15 16:00 | 0 | 0 | 0
2017-02-15 17:00 | 0 | 0 | 0
2017-02-15 18:00 | 0 | 0 | 0
2017-02-15 19:00 | 0 | 0 | 0
2017-02-15 20:00 | 0 | 0 | 0
2017-02-15 21:00 | 0 | 0 | 0
2017-02-15 22:00 | 0 | 0 | 0
2017-02-15 23:00 | 0 | 0 | 0
2017-02-16 | 0 | 0 | 0
2017-02-16 01:00 | 0 | 0 | 0
2017-02-16 02:00 | 0 | 0 | 0
2017-02-16 03:00 | 0 | 0 | 0
2017-02-16 04:00 | 0 | 0 | 0
2017-02-16 05:00 | 0 | 0 | 0
2017-02-16 06:00 | 0 | 0 | 0
2017-02-16 07:00 | 0 | 0 | 0
2017-02-16 08:00 | 0 | 0 | 0
2017-02-16 09:00 | 0 | 0 | 0
2017-02-16 10:00 | 0 | 0 | 0
2017-02-16 11:00 | 0 | 0 | 0
2017-02-16 12:00 | 0 | 0 | 0
2017-02-16 13:00 | 0 | 0 | 0
2017-02-16 14:00 | 0 | 0 | 0
2017-02-16 15:00 | 0 | 0 | 0
2017-02-16 16:00 | 0 | 0 | 0
2017-02-16 17:00 | 0 | 0 | 0
2017-02-16 18:00 | 0 | 0 | 0
2017-02-16 19:00 | 0 | 0 | 0
2017-02-16 20:00 | 0 | 0 | 0
2017-02-16 21:00 | 0 | 0 | 0
2017-02-16 22:00 | 0 | 0 | 0
2017-02-16 23:00 | 0 | 0 | 0
2017-02-17 | 0 | 0 | 0
2017-02-17 01:00 | 0 | 0 | 0
2017-02-17 02:00 | 0 | 0 | 0
2017-02-17 03:00 | 0 | 0 | 0
2017-02-17 04:00 | 0 | 0 | 0
2017-02-17 05:00 | 0 | 0 | 0
2017-02-17 06:00 | 0 | 0 | 0
2017-02-17 07:00 | 0 | 0 | 0
2017-02-17 08:00 | 0 | 0 | 0
2017-02-17 09:00 | 0 | 0 | 0
2017-02-17 10:00 | 0 | 0 | 0
2017-02-17 11:00 | 0 | 0 | 0
2017-02-17 12:00 | 0 | 0 | 0
2017-02-17 13:00 | 0 | 0 | 0
2017-02-17 14:00 | 0 | 0 | 0
2017-02-17 15:00 | 0 | 0 | 0
2017-02-17 16:00 | 0 | 0 | 0
2017-02-17 17:00 | 0 | 0 | 0
2017-02-17 18:00 | 0 | 0 | 0
2017-02-17 19:00 | 0 | 0 | 0
2017-02-17 20:00 | 0 | 0 | 0
2017-02-17 21:00 | 0 | 0 | 0
2017-02-17 22:00 | 0 | 0 | 0
2017-02-17 23:00 | 0 | 0 | 0
2017-02-18 | 0 | 0 | 0
2017-02-18 01:00 | 0 | 0 | 0
2017-02-18 02:00 | 0 | 0 | 0
2017-02-18 03:00 | 0 | 0 | 0
2017-02-18 04:00 | 0 | 0 | 0
2017-02-18 05:00 | 0 | 0 | 0
2017-02-18 06:00 | 0 | 0 | 0
2017-02-18 07:00 | 0 | 0 | 0
2017-02-18 08:00 | 0 | 0 | 0
2017-02-18 09:00 | 0 | 0 | 0
2017-02-18 10:00 | 0 | 0 | 0
2017-02-18 11:00 | 0 | 0 | 0
2017-02-18 12:00 | 0 | 0 | 0
2017-02-18 13:00 | 0 | 0 | 0
2017-02-18 14:00 | 0 | 0 | 0
2017-02-18 15:00 | 0 | 0 | 0
2017-02-18 16:00 | 0 | 0 | 0
2017-02-18 17:00 | 0 | 0 | 0
2017-02-18 18:00 | 0 | 0 | 0
2017-02-18 19:00 | 0 | 0 | 0
2017-02-18 20:00 | 0 | 0 | 0
2017-02-18 21:00 | 0 | 0 | 0
2017-02-18 22:00 | 0 | 0 | 0
2017-02-18 23:00 | 0 | 0 | 0
2017-02-19 | 0 | 0 | 0
2017-02-19 01:00 | 0 | 0 | 0
2017-02-19 02:00 | 0 | 0 | 0
2017-02-19 03:00 | 0 | 0 | 0
2017-02-19 04:00 | 0 | 0 | 0
2017-02-19 05:00 | 0 | 0 | 0
2017-02-19 06:00 | 0 | 0 | 0
2017-02-19 07:00 | 0 | 0 | 0
2017-02-19 08:00 | 0 | 0 | 0
2017-02-19 09:00 | 0 | 0 | 0
2017-02-19 10:00 | 0 | 0 | 0
2017-02-19 11:00 | 0 | 0 | 0
2017-02-19 12:00 | 0 | 0 | 0
2017-02-19 13:00 | 0 | 0 | 0
2017-02-19 14:00 | 0 | 0 | 0
2017-02-19 15:00 | 0 | 0 | 0
2017-02-19 16:00 | 0 | 0 | 0
2017-02-19 17:00 | 0 | 0 | 0
2017-02-19 18:00 | 0 | 0 | 0
2017-02-19 19:00 | 0 | 0 | 0
2017-02-19 20:00 | 0 | 0 | 0
2017-02-19 21:00 | 0 | 0 | 0
2017-02-19 22:00 | 0 | 0 | 0
2017-02-19 23:00 | 0 | 0 | 0
2017-02-20 | 0 | 0 | 0
2017-02-20 01:00 | 0 | 0 | 0
2017-02-20 02:00 | 0 | 0 | 0
2017-02-20 03:00 | 0 | 0 | 0
2017-02-20 04:00 | 0 | 0 | 0
2017-02-20 05:00 | 0 | 0 | 0
2017-02-20 06:00 | 0 | 0 | 0
2017-02-20 07:00 | 0 | 0 | 0
2017-02-20 08:00 | 0 | 0 | 0
2017-02-20 09:00 | 0 | 0 | 0
2017-02-20 10:00 | 0 | 0 | 0
2017-02-20 11:00 | 0 | 0 | 0
2017-02-20 12:00 | 0 | 0 | 0
2017-02-20 13:00 | 0 | 0 | 0
2017-02-20 14:00 | 0 | 0 | 0
2017-02-20 15:00 | 0 | 0 | 0
2017-02-20 16:00 | 0 | 0 | 0
2017-02-20 17:00 | 0 | 0 | 0
2017-02-20 18:00 | 0 | 0 | 0
2017-02-20 19:00 | 0 | 0 | 0
2017-02-20 20:00 | 0 | 0 | 0
2017-02-20 21:00 | 0 | 0 | 0
2017-02-20 22:00 | 0 | 0 | 0
2017-02-20 23:00 | 0 | 0 | 0
2017-02-21 | 0 | 0 | 0
2017-02-21 01:00 | 0 | 0 | 0
2017-02-21 02:00 | 0 | 0 | 0
2017-02-21 03:00 | 0 | 0 | 0
2017-02-21 04:00 | 0 | 0 | 0
2017-02-21 05:00 | 0 | 0 | 0
2017-02-21 06:00 | 0 | 0 | 0
2017-02-21 07:00 | 0 | 0 | 0
2017-02-21 08:00 | 0 | 0 | 0
2017-02-21 09:00 | 0 | 0 | 0
2017-02-21 10:00 | 0 | 0 | 0
2017-02-21 11:00 | 0 | 0 | 0
2017-02-21 12:00 | 0 | 0 | 0
2017-02-21 13:00 | 0 | 0 | 0
2017-02-21 14:00 | 0 | 0 | 0
2017-02-21 15:00 | 0 | 0 | 0
2017-02-21 16:00 | 0 | 0 | 0
2017-02-21 17:00 | 0 | 0 | 0
2017-02-21 18:00 | 0 | 0 | 0
2017-02-21 19:00 | 0 | 0 | 0
2017-02-21 20:00 | 0 | 0 | 0
2017-02-21 21:00 | 0 | 0 | 0
2017-02-21 22:00 | 0 | 0 | 0
2017-02-21 23:00 | 0 | 0 | 0
2017-02-22 | 0 | 0 | 0
2017-02-22 01:00 | 0 | 0 | 0
2017-02-22 02:00 | 0 | 0 | 0
2017-02-22 03:00 | 0 | 0 | 0
2017-02-22 04:00 | 0 | 0 | 0
2017-02-22 05:00 | 0 | 0 | 0
2017-02-22 06:00 | 0 | 0 | 0
2017-02-22 07:00 | 0 | 0 | 0
2017-02-22 08:00 | 0 | 0 | 0
2017-02-22 09:00 | 0 | 0 | 0
2017-02-22 10:00 | 0 | 0 | 0
2017-02-22 11:00 | 0 | 0 | 0
2017-02-22 12:00 | 0 | 0 | 0
2017-02-22 13:00 | 0 | 0 | 0
2017-02-22 14:00 | 0 | 0 | 0
2017-02-22 15:00 | 0 | 0 | 0
2017-02-22 16:00 | 0 | 0 | 0
2017-02-22 17:00 | 0 | 0 | 0
2017-02-22 18:00 | 0 | 0 | 0
2017-02-22 19:00 | 0 | 0 | 0
2017-02-22 20:00 | 0 | 0 | 0
2017-02-22 21:00 | 0 | 0 | 0
2017-02-22 22:00 | 0 | 0 | 0
2017-02-22 23:00 | 0 | 0 | 0
2017-02-23 | 0 | 0 | 0
2017-02-23 01:00 | 0 | 0 | 0
2017-02-23 02:00 | 0 | 0 | 0
2017-02-23 03:00 | 0 | 0 | 0
2017-02-23 04:00 | 0 | 0 | 0
2017-02-23 05:00 | 0 | 0 | 0
2017-02-23 06:00 | 0 | 0 | 0
2017-02-23 07:00 | 0 | 0 | 0
2017-02-23 08:00 | 0 | 0 | 0
2017-02-23 09:00 | 0 | 0 | 0
2017-02-23 10:00 | 0 | 0 | 0
2017-02-23 11:00 | 0 | 0 | 0
2017-02-23 12:00 | 0 | 0 | 0
2017-02-23 13:00 | 0 | 0 | 0
2017-02-23 14:00 | 0 | 0 | 0
2017-02-23 15:00 | 0 | 0 | 0
2017-02-23 16:00 | 0 | 0 | 0
2017-02-23 17:00 | 0 | 0 | 0
2017-02-23 18:00 | 0 | 0 | 0
2017-02-23 19:00 | 0 | 0 | 0
2017-02-23 20:00 | 0 | 0 | 0
2017-02-23 21:00 | 0 | 0 | 0
2017-02-23 22:00 | 0 | 0 | 0
2017-02-23 23:00 | 0 | 0 | 0
2017-02-24 | 0 | 0 | 0
2017-02-24 01:00 | 0 | 0 | 0
2017-02-24 02:00 | 0 | 0 | 0
2017-02-24 03:00 | 0 | 0 | 0
2017-02-24 04:00 | 0 | 0 | 0
2017-02-24 05:00 | 0 | 0 | 0
2017-02-24 06:00 | 0 | 0 | 0
2017-02-24 07:00 | 0 | 0 | 0
2017-02-24 08:00 | 0 | 0 | 0
2017-02-24 09:00 | 0 | 0 | 0
2017-02-24 10:00 | 0 | 0 | 0
2017-02-24 11:00 | 0 | 0 | 0
2017-02-24 12:00 | 0 | 0 | 0
2017-02-24 13:00 | 0 | 0 | 0
2017-02-24 14:00 | 0 | 0 | 0
2017-02-24 15:00 | 0 | 0 | 0
2017-02-24 16:00 | 0 | 0 | 0
2017-02-24 17:00 | 0 | 0 | 0
2017-02-24 18:00 | 0 | 0 | 0
2017-02-24 19:00 | 0 | 0 | 0
2017-02-24 20:00 | 0 | 0 | 0
2017-02-24 21:00 | 0 | 0 | 0
2017-02-24 22:00 | 0 | 0 | 0
2017-02-24 23:00 | 0 | 0 | 0
2017-02-25 | 0 | 0 | 0
2017-02-25 01:00 | 0 | 0 | 0
2017-02-25 02:00 | 0 | 0 | 0
2017-02-25 03:00 | 0 | 0 | 0
2017-02-25 04:00 | 0 | 0 | 0
2017-02-25 05:00 | 0 | 0 | 0
2017-02-25 06:00 | 0 | 0 | 0
2017-02-25 07:00 | 0 | 0 | 0
2017-02-25 08:00 | 0 | 0 | 0
2017-02-25 09:00 | 0 | 0 | 0
2017-02-25 10:00 | 0 | 0 | 0
2017-02-25 11:00 | 0 | 0 | 0
2017-02-25 12:00 | 0 | 0 | 0
2017-02-25 13:00 | 0 | 0 | 0
2017-02-25 14:00 | 0 | 0 | 0
2017-02-25 15:00 | 0 | 0 | 0
2017-02-25 16:00 | 0 | 0 | 0
2017-02-25 17:00 | 0 | 0 | 0
2017-02-25 18:00 | 0 | 0 | 0
2017-02-25 19:00 | 0 | 0 | 0
2017-02-25 20:00 | 0 | 0 | 0
2017-02-25 21:00 | 0 | 0 | 0
2017-02-25 22:00 | 0 | 0 | 0
2017-02-25 23:00 | 0 | 0 | 0
2017-02-26 | 0 | 0 | 0
2017-02-26 01:00 | 0 | 0 | 0
2017-02-26 02:00 | 0 | 0 | 0
2017-02-26 03:00 | 0 | 0 | 0
2017-02-26 04:00 | 0 | 0 | 0
2017-02-26 05:00 | 0 | 0 | 0
2017-02-26 06:00 | 0 | 0 | 0
2017-02-26 07:00 | 0 | 0 | 0
2017-02-26 08:00 | 0 | 0 | 0
2017-02-26 09:00 | 0 | 0 | 0
2017-02-26 10:00 | 0 | 0 | 0
2017-02-26 11:00 | 0 | 0 | 0
2017-02-26 12:00 | 0 | 0 | 0
2017-02-26 13:00 | 0 | 0 | 0
2017-02-26 14:00 | 0 | 0 | 0
2017-02-26 15:00 | 0 | 0 | 0
2017-02-26 16:00 | 0 | 0 | 0
2017-02-26 17:00 | 0 | 0 | 0
2017-02-26 18:00 | 0 | 0 | 0
2017-02-26 19:00 | 0 | 0 | 0
2017-02-26 20:00 | 0 | 0 | 0
2017-02-26 21:00 | 0 | 0 | 0
2017-02-26 22:00 | 0 | 0 | 0
2017-02-26 23:00 | 0 | 0 | 0
2017-02-27 | 0 | 0 | 0
2017-02-27 01:00 | 0 | 0 | 0
2017-02-27 02:00 | 0 | 0 | 0
2017-02-27 03:00 | 0 | 0 | 0
2017-02-27 04:00 | 0 | 0 | 0
2017-02-27 05:00 | 0 | 0 | 0
2017-02-27 06:00 | 0 | 0 | 0
2017-02-27 07:00 | 0 | 0 | 0
2017-02-27 08:00 | 0 | 0 | 0
2017-02-27 09:00 | 0 | 0 | 0
2017-02-27 10:00 | 0 | 0 | 0
2017-02-27 11:00 | 0 | 0 | 0
2017-02-27 12:00 | 0 | 0 | 0
2017-02-27 13:00 | 0 | 0 | 0
2017-02-27 14:00 | 0 | 0 | 0
2017-02-27 15:00 | 0 | 0 | 0
2017-02-27 16:00 | 0 | 0 | 0
2017-02-27 17:00 | 0 | 0 | 0
2017-02-27 18:00 | 0 | 0 | 0
2017-02-27 19:00 | 0 | 0 | 0
2017-02-27 20:00 | 0 | 0 | 0
2017-02-27 21:00 | 0 | 0 | 0
2017-02-27 22:00 | 0 | 0 | 0
2017-02-27 23:00 | 0 | 0 | 0
2017-02-28 | 0 | 0 | 0
2017-02-28 01:00 | 0 | 0 | 0
2017-02-28 02:00 | 0 | 0 | 0
2017-02-28 03:00 | 0 | 0 | 0
2017-02-28 04:00 | 0 | 0 | 0
2017-02-28 05:00 | 0 | 0 | 0
2017-02-28 06:00 | 0 | 0 | 0
2017-02-28 07:00 | 0 | 0 | 0
2017-02-28 08:00 | 0 | 0 | 0
2017-02-28 09:00 | 0 | 0 | 0
2017-02-28 10:00 | 0 | 0 | 0
2017-02-28 11:00 | 0 | 0 | 0
2017-02-28 12:00 | 0 | 0 | 0
2017-02-28 13:00 | 0 | 0 | 0
2017-02-28 14:00 | 0 | 0 | 0
2017-02-28 15:00 | 0 | 0 | 0
2017-02-28 16:00 | 0 | 0 | 0
2017-02-28 17:00 | 0 | 0 | 0
2017-02-28 18:00 | 0 | 0 | 0
2017-02-28 19:00 | 0 | 0 | 0
2017-02-28 20:00 | 0 | 0 | 0
2017-02-28 21:00 | 0 | 0 | 0
2017-02-28 22:00 | 0 | 0 | 0
2017-02-28 23:00 | 0 | 0 | 0
2017-03-01 | 0 | 0 | 0
2017-03-01 01:00 | 0 | 0 | 0
2017-03-01 02:00 | 0 | 0 | 0
2017-03-01 03:00 | 0 | 0 | 0
2017-03-01 04:00 | 0 | 0 | 0
2017-03-01 05:00 | 0 | 0 | 0
2017-03-01 06:00 | 0 | 0 | 0
2017-03-01 07:00 | 0 | 0 | 0
2017-03-01 08:00 | 0 | 0 | 0
2017-03-01 09:00 | 0 | 0 | 0
2017-03-01 10:00 | 0 | 0 | 0
2017-03-01 11:00 | 0 | 0 | 0
2017-03-01 12:00 | 0 | 0 | 0
2017-03-01 13:00 | 0 | 0 | 0
2017-03-01 14:00 | 0 | 0 | 0
2017-03-01 15:00 | 0 | 0 | 0
2017-03-01 16:00 | 0 | 0 | 0
2017-03-01 17:00 | 0 | 0 | 0
2017-03-01 18:00 | 0 | 0 | 0
2017-03-01 19:00 | 0 | 0 | 0
2017-03-01 20:00 | 0 | 0 | 0
2017-03-01 21:00 | 0 | 0 | 0
2017-03-01 22:00 | 0 | 0 | 0
2017-03-01 23:00 | 0 | 0 | 0
2017-03-02 | 0 | 0 | 0
2017-03-02 01:00 | 0 | 0 | 0
2017-03-02 02:00 | 0 | 0 | 0
2017-03-02 03:00 | 0 | 0 | 0
2017-03-02 04:00 | 0 | 0 | 0
2017-03-02 05:00 | 0 | 0 | 0
2017-03-02 06:00 | 0 | 0 | 0
2017-03-02 07:00 | 0 | 0 | 0
2017-03-02 08:00 | 0 | 0 | 0
2017-03-02 09:00 | 0 | 0 | 0
2017-03-02 10:00 | 0 | 0 | 0
2017-03-02 11:00 | 0 | 0 | 0
2017-03-02 12:00 | 0 | 0 | 0
2017-03-02 13:00 | 0 | 0 | 0
2017-03-02 14:00 | 0 | 0 | 0
2017-03-02 15:00 | 0 | 0 | 0
2017-03-02 16:00 | 0 | 0 | 0
2017-03-02 17:00 | 0 | 0 | 0
2017-03-02 18:00 | 0 | 0 | 0
2017-03-02 19:00 | 0 | 0 | 0
2017-03-02 20:00 | 0 | 0 | 0
2017-03-02 21:00 | 0 | 0 | 0
2017-03-02 22:00 | 0 | 0 | 0
2017-03-02 23:00 | 0 | 0 | 0
2017-03-03 | 0 | 0 | 0
2017-03-03 01:00 | 0 | 0 | 0
2017-03-03 02:00 | 0 | 0 | 0
2017-03-03 03:00 | 0 | 0 | 0
2017-03-03 04:00 | 0 | 0 | 0
2017-03-03 05:00 | 0 | 0 | 0
2017-03-03 06:00 | 0 | 0 | 0
2017-03-03 07:00 | 0 | 0 | 0
2017-03-03 08:00 | 0 | 0 | 0
2017-03-03 09:00 | 0 | 0 | 0
2017-03-03 10:00 | 0 | 0 | 0
2017-03-03 11:00 | 0 | 0 | 0
2017-03-03 12:00 | 0 | 0 | 0
2017-03-03 13:00 | 0 | 0 | 0
2017-03-03 14:00 | 0 | 0 | 0
2017-03-03 15:00 | 0 | 0 | 0
2017-03-03 16:00 | 0 | 0 | 0
2017-03-03 17:00 | 0 | 0 | 0
2017-03-03 18:00 | 0 | 0 | 0
2017-03-03 19:00 | 0 | 0 | 0
2017-03-03 20:00 | 0 | 0 | 0
2017-03-03 21:00 | 0 | 0 | 0
2017-03-03 22:00 | 0 | 0 | 0
2017-03-03 23:00 | 0 | 0 | 0
2017-03-04 | 0 | 0 | 0
2017-03-04 01:00 | 0 | 0 | 0
2017-03-04 02:00 | 0 | 0 | 0
2017-03-04 03:00 | 0 | 0 | 0
2017-03-04 04:00 | 0 | 0 | 0
2017-03-04 05:00 | 0 | 0 | 0
2017-03-04 06:00 | 0 | 0 | 0
2017-03-04 07:00 | 0 | 0 | 0
2017-03-04 08:00 | 0 | 0 | 0
2017-03-04 09:00 | 0 | 0 | 0
2017-03-04 10:00 | 0 | 0 | 0
2017-03-04 11:00 | 0 | 0 | 0
2017-03-04 12:00 | 0 | 0 | 0
2017-03-04 13:00 | 0 | 0 | 0
2017-03-04 14:00 | 0 | 0 | 0
2017-03-04 15:00 | 0 | 0 | 0
2017-03-04 16:00 | 0 | 0 | 0
2017-03-04 17:00 | 0 | 0 | 0
2017-03-04 18:00 | 0 | 0 | 0
2017-03-04 19:00 | 0 | 0 | 0
2017-03-04 20:00 | 0 | 0 | 0
2017-03-04 21:00 | 0 | 0 | 0
2017-03-04 22:00 | 0 | 0 | 0
2017-03-04 23:00 | 0 | 0 | 0
2017-03-05 | 0 | 0 | 0
2017-03-05 01:00 | 0 | 0 | 0
2017-03-05 02:00 | 0 | 0 | 0
2017-03-05 03:00 | 0 | 0 | 0
2017-03-05 04:00 | 0 | 0 | 0
2017-03-05 05:00 | 0 | 0 | 0
2017-03-05 06:00 | 0 | 0 | 0
2017-03-05 07:00 | 0 | 0 | 0
2017-03-05 08:00 | 0 | 0 | 0
2017-03-05 09:00 | 0 | 0 | 0
2017-03-05 10:00 | 0 | 0 | 0
2017-03-05 11:00 | 0 | 0 | 0
2017-03-05 12:00 | 0 | 0 | 0
2017-03-05 13:00 | 0 | 0 | 0
2017-03-05 14:00 | 0 | 0 | 0
2017-03-05 15:00 | 0 | 0 | 0
2017-03-05 16:00 | 0 | 0 | 0
2017-03-05 17:00 | 0 | 0 | 0
2017-03-05 18:00 | 0 | 0 | 0
2017-03-05 19:00 | 0 | 0 | 0
2017-03-05 20:00 | 0 | 0 | 0
2017-03-05 21:00 | 0 | 0 | 0
2017-03-05 22:00 | 0 | 0 | 0
2017-03-05 23:00 | 0 | 0 | 0
2017-03-06 | 0 | 0 | 0
2017-03-06 01:00 | 0 | 0 | 0
2017-03-06 02:00 | 0 | 0 | 0
2017-03-06 03:00 | 0 | 0 | 0
2017-03-06 04:00 | 0 | 0 | 0
2017-03-06 05:00 | 0 | 0 | 0
2017-03-06 06:00 | 0 | 0 | 0
2017-03-06 07:00 | 0 | 0 | 0
2017-03-06 08:00 | 0 | 0 | 0
2017-03-06 09:00 | 0 | 0 | 0
2017-03-06 10:00 | 0 | 0 | 0
2017-03-06 11:00 | 0 | 0 | 0
2017-03-06 12:00 | 0 | 0 | 0
2017-03-06 13:00 | 0 | 0 | 0
2017-03-06 14:00 | 0 | 0 | 0
2017-03-06 15:00 | 0 | 0 | 0
2017-03-06 16:00 | 0 | 0 | 0
2017-03-06 17:00 | 0 | 0 | 0
2017-03-06 18:00 | 0 | 0 | 0
2017-03-06 19:00 | 0 | 0 | 0
2017-03-06 20:00 | 0 | 0 | 0
2017-03-06 21:00 | 0 | 0 | 0
2017-03-06 22:00 | 0 | 0 | 0
2017-03-06 23:00 | 0 | 0 | 0
2017-03-07 | 0 | 0 | 0
2017-03-07 01:00 | 0 | 0 | 0
2017-03-07 02:00 | 0 | 0 | 0
2017-03-07 03:00 | 0 | 0 | 0
2017-03-07 04:00 | 0 | 0 | 0
2017-03-07 05:00 | 0 | 0 | 0
2017-03-07 06:00 | 0 | 0 | 0
2017-03-07 07:00 | 0 | 0 | 0
2017-03-07 08:00 | 0 | 0 | 0
2017-03-07 09:00 | 0 | 0 | 0
2017-03-07 10:00 | 0 | 0 | 0
2017-03-07 11:00 | 0 | 0 | 0
2017-03-07 12:00 | 0 | 0 | 0
2017-03-07 13:00 | 0 | 0 | 0
2017-03-07 14:00 | 0 | 0 | 0
2017-03-07 15:00 | 0 | 0 | 0
2017-03-07 16:00 | 0 | 0 | 0
2017-03-07 17:00 | 0 | 0 | 0
2017-03-07 18:00 | 0 | 0 | 0
2017-03-07 19:00 | 0 | 0 | 0
2017-03-07 20:00 | 0 | 0 | 0
2017-03-07 21:00 | 0 | 0 | 0
2017-03-07 22:00 | 0 | 0 | 0
2017-03-07 23:00 | 0 | 0 | 0
2017-03-08 | 0 | 0 | 0
2017-03-08 01:00 | 0 | 0 | 0
2017-03-08 02:00 | 0 | 0 | 0
2017-03-08 03:00 | 0 | 0 | 0
2017-03-08 04:00 | 0 | 0 | 0
2017-03-08 05:00 | 0 | 0 | 0
2017-03-08 06:00 | 0 | 0 | 0
2017-03-08 07:00 | 0 | 0 | 0
2017-03-08 08:00 | 0 | 0 | 0
2017-03-08 09:00 | 0 | 0 | 0
2017-03-08 10:00 | 0 | 0 | 0
2017-03-08 11:00 | 0 | 0 | 0
2017-03-08 12:00 | 0 | 0 | 0
2017-03-08 13:00 | 0 | 0 | 0
2017-03-08 14:00 | 0 | 0 | 0
2017-03-08 15:00 | 0 | 0 | 0
2017-03-08 16:00 | 0 | 0 | 0
2017-03-08 17:00 | 0 | 0 | 0
2017-03-08 18:00 | 0 | 0 | 0
2017-03-08 19:00 | 0 | 0 | 0
2017-03-08 20:00 | 0 | 0 | 0
2017-03-08 21:00 | 0 | 0 | 0
2017-03-08 22:00 | 0 | 0 | 0
2017-03-08 23:00 | 0 | 0 | 0
2017-03-09 | 0 | 0 | 0
2017-03-09 01:00 | 0 | 0 | 0
2017-03-09 02:00 | 0 | 0 | 0
2017-03-09 03:00 | 0 | 0 | 0
2017-03-09 04:00 | 0 | 0 | 0
2017-03-09 05:00 | 0 | 0 | 0
2017-03-09 06:00 | 0 | 0 | 0
2017-03-09 07:00 | 0 | 0 | 0
2017-03-09 08:00 | 0 | 0 | 0
2017-03-09 09:00 | 0 | 0 | 0
2017-03-09 10:00 | 0 | 0 | 0
2017-03-09 11:00 | 0 | 0 | 0
2017-03-09 12:00 | 0 | 0 | 0
2017-03-09 13:00 | 0 | 0 | 0
2017-03-09 14:00 | 0 | 0 | 0
2017-03-09 15:00 | 0 | 0 | 0
2017-03-09 16:00 | 0 | 0 | 0
2017-03-09 17:00 | 0 | 0 | 0
2017-03-09 18:00 | 0 | 0 | 0
2017-03-09 19:00 | 0 | 0 | 0
2017-03-09 20:00 | 0 | 0 | 0
2017-03-09 21:00 | 0 | 0 | 0
2017-03-09 22:00 | 0 | 0 | 0
2017-03-09 23:00 | 0 | 0 | 0
2017-03-10 | 0 | 0 | 0
2017-03-10 01:00 | 0 | 0 | 0
2017-03-10 02:00 | 0 | 0 | 0
2017-03-10 03:00 | 0 | 0 | 0
2017-03-10 04:00 | 0 | 0 | 0
2017-03-10 05:00 | 0 | 0 | 0
2017-03-10 06:00 | 0 | 0 | 0
2017-03-10 07:00 | 0 | 0 | 0
2017-03-10 08:00 | 0 | 0 | 0
2017-03-10 09:00 | 0 | 0 | 0
2017-03-10 10:00 | 0 | 0 | 0
2017-03-10 11:00 | 0 | 0 | 0
2017-03-10 12:00 | 0 | 0 | 0
2017-03-10 13:00 | 0 | 0 | 0
2017-03-10 14:00 | 0 | 0 | 0
2017-03-10 15:00 | 0 | 0 | 0
2017-03-10 16:00 | 0 | 0 | 0
2017-03-10 17:00 | 0 | 0 | 0
2017-03-10 18:00 | 0 | 0 | 0
2017-03-10 19:00 | 0 | 0 | 0
2017-03-10 20:00 | 0 | 0 | 0
2017-03-10 21:00 | 0 | 0 | 0
2017-03-10 22:00 | 0 | 0 | 0
2017-03-10 23:00 | 0 | 0 | 0
2017-03-11 | 0 | 0 | 0
2017-03-11 01:00 | 0 | 0 | 0
2017-03-11 02:00 | 0 | 0 | 0
2017-03-11 03:00 | 0 | 0 | 0
2017-03-11 04:00 | 0 | 0 | 0
2017-03-11 05:00 | 0 | 0 | 0
2017-03-11 06:00 | 0 | 0 | 0
2017-03-11 07:00 | 0 | 0 | 0
2017-03-11 08:00 | 0 | 0 | 0
2017-03-11 09:00 | 0 | 0 | 0
2017-03-11 10:00 | 0 | 0 | 0
2017-03-11 11:00 | 0 | 0 | 0
2017-03-11 12:00 | 0 | 0 | 0
2017-03-11 13:00 | 0 | 0 | 0
2017-03-11 14:00 | 0 | 0 | 0
2017-03-11 15:00 | 0 | 0 | 0
2017-03-11 16:00 | 0 | 0 | 0
2017-03-11 17:00 | 0 | 0 | 0
2017-03-11 18:00 | 0 | 0 | 0
2017-03-11 19:00 | 0 | 0 | 0
2017-03-11 20:00 | 0 | 0 | 0
2017-03-11 21:00 | 0 | 0 | 0
2017-03-11 22:00 | 0 | 0 | 0
2017-03-11 23:00 | 0 | 0 | 0
2017-03-12 | 0 | 0 | 0
2017-03-12 01:00 | 0 | 0 | 0
2017-03-12 02:00 | 0 | 0 | 0
2017-03-12 03:00 | 0 | 0 | 0
2017-03-12 04:00 | 0 | 0 | 0
2017-03-12 05:00 | 0 | 0 | 0
2017-03-12 06:00 | 0 | 0 | 0
2017-03-12 07:00 | 0 | 0 | 0
2017-03-12 08:00 | 0 | 0 | 0
2017-03-12 09:00 | 0 | 0 | 0
2017-03-12 10:00 | 0 | 0 | 0
2017-03-12 11:00 | 0 | 0 | 0
2017-03-12 12:00 | 0 | 0 | 0
2017-03-12 13:00 | 0 | 0 | 0
2017-03-12 14:00 | 0 | 0 | 0
2017-03-12 15:00 | 0 | 0 | 0
2017-03-12 16:00 | 0 | 0 | 0
2017-03-12 17:00 | 0 | 0 | 0
2017-03-12 18:00 | 0 | 0 | 0
2017-03-12 19:00 | 0 | 0 | 0
2017-03-12 20:00 | 0 | 0 | 0
2017-03-12 21:00 | 0 | 0 | 0
2017-03-12 22:00 | 0 | 0 | 0
2017-03-12 23:00 | 0 | 0 | 0
2017-03-13 | 0 | 0 | 0
2017-03-13 01:00 | 0 | 0 | 0
2017-03-13 02:00 | 0 | 0 | 0
2017-03-13 03:00 | 0 | 0 | 0
2017-03-13 04:00 | 0 | 0 | 0
2017-03-13 05:00 | 0 | 0 | 0
2017-03-13 06:00 | 0 | 0 | 0
2017-03-13 07:00 | 0 | 0 | 0
2017-03-13 08:00 | 0 | 0 | 0
2017-03-13 09:00 | 0 | 0 | 0
2017-03-13 10:00 | 0 | 0 | 0
2017-03-13 11:00 | 0 | 0 | 0
2017-03-13 12:00 | 0 | 0 | 0
2017-03-13 13:00 | 0 | 0 | 0
2017-03-13 14:00 | 0 | 0 | 0
2017-03-13 15:00 | 0 | 0 | 0
2017-03-13 16:00 | 0 | 0 | 0
2017-03-13 17:00 | 0 | 0 | 0
2017-03-13 18:00 | 0 | 0 | 0
2017-03-13 19:00 | 0 | 0 | 0
2017-03-13 20:00 | 0 | 0 | 0
2017-03-13 21:00 | 0 | 0 | 0
2017-03-13 22:00 | 0 | 0 | 0
2017-03-13 23:00 | 0 | 0 | 0
2017-03-14 | 0 | 0 | 0
2017-03-14 01:00 | 0 | 0 | 0
2017-03-14 02:00 | 0 | 0 | 0
2017-03-14 03:00 | 0 | 0 | 0
2017-03-14 04:00 | 0 | 0 | 0
2017-03-14 05:00 | 0 | 0 | 0
2017-03-14 06:00 | 0 | 0 | 0
2017-03-14 07:00 | 0 | 0 | 0
2017-03-14 08:00 | 0 | 0 | 0
2017-03-14 09:00 | 0 | 0 | 0
2017-03-14 10:00 | 0 | 0 | 0
2017-03-14 11:00 | 0 | 0 | 0
2017-03-14 12:00 | 0 | 0 | 0
2017-03-14 13:00 | 0 | 0 | 0
2017-03-14 14:00 | 0 | 0 | 0
2017-03-14 15:00 | 0 | 0 | 0
2017-03-14 16:00 | 0.078502 | 0.0088106 | 0.0061674
2017-03-14 17:00 | 0 | 0 | 0
2017-03-14 18:00 | 0 | 0 | 0
2017-03-14 19:00 | 0 | 0 | 0
2017-03-14 20:00 | 0 | 0 | 0
2017-03-14 21:00 | 0 | 0 | 0
2017-03-14 22:00 | 0 | 0 | 0
2017-03-14 23:00 | 0 | 0 | 0
2017-03-15 | 0 | 0 | 0
2017-03-15 01:00 | 0 | 0 | 0
2017-03-15 02:00 | 0 | 0 | 0
2017-03-15 03:00 | 0 | 0 | 0
2017-03-15 04:00 | 0 | 0 | 0
2017-03-15 05:00 | 0 | 0 | 0
2017-03-15 06:00 | 0 | 0 | 0
2017-03-15 07:00 | 0 | 0 | 0
2017-03-15 08:00 | 0 | 0 | 0
2017-03-15 09:00 | 0 | 0 | 0
2017-03-15 10:00 | 0 | 0 | 0
2017-03-15 11:00 | 0 | 0 | 0
2017-03-15 12:00 | 0 | 0 | 0
2017-03-15 13:00 | 0 | 0 | 0
2017-03-15 14:00 | 0 | 0 | 0
2017-03-15 15:00 | 0 | 0 | 0
2017-03-15 16:00 | 0 | 0 | 0
2017-03-15 17:00 | 0 | 0 | 0
2017-03-15 18:00 | 0 | 0 | 0
2017-03-15 19:00 | 0 | 0 | 0
2017-03-15 20:00 | 0 | 0 | 0
2017-03-15 21:00 | 0 | 0 | 0
2017-03-15 22:00 | 0 | 0 | 0
2017-03-15 23:00 | 0 | 0 | 0
2017-03-16 | 0 | 0 | 0
2017-03-16 01:00 | 0 | 0 | 0
2017-03-16 02:00 | 0 | 0 | 0
2017-03-16 03:00 | 0 | 0 | 0
2017-03-16 04:00 | 0 | 0 | 0
2017-03-16 05:00 | 0 | 0 | 0
2017-03-16 06:00 | 0 | 0 | 0
2017-03-16 07:00 | 0 | 0 | 0
2017-03-16 08:00 | 0 | 0 | 0
2017-03-16 09:00 | 0 | 0 | 0
2017-03-16 10:00 | 0 | 0 | 0
2017-03-16 11:00 | 0 | 0 | 0
2017-03-16 12:00 | 0 | 0 | 0
2017-03-16 13:00 | 0 | 0 | 0
2017-03-16 14:00 | 0 | 0 | 0
2017-03-16 15:00 | 0 | 0 | 0
2017-03-16 16:00 | 0 | 0 | 0
2017-03-16 17:00 | 0 | 0 | 0
2017-03-16 18:00 | 0 | 0 | 0
2017-03-16 19:00 | 0 | 0 | 0
2017-03-16 20:00 | 0 | 0 | 0
2017-03-16 21:00 | 0 | 0 | 0
2017-03-16 22:00 | 0 | 0 | 0
2017-03-16 23:00 | 0 | 0 | 0
2017-03-17 | 0 | 0 | 0
2017-03-17 01:00 | 0 | 0 | 0
2017-03-17 02:00 | 0 | 0 | 0
2017-03-17 03:00 | 0 | 0 | 0
2017-03-17 04:00 | 0 | 0 | 0
2017-03-17 05:00 | 0 | 0 | 0
2017-03-17 06:00 | 0 | 0 | 0
2017-03-17 07:00 | 0 | 0 | 0
2017-03-17 08:00 | 0 | 0 | 0
2017-03-17 09:00 | 0 | 0 | 0
2017-03-17 10:00 | 0 | 0 | 0
2017-03-17 11:00 | 0 | 0 | 0
2017-03-17 12:00 | 0 | 0 | 0
2017-03-17 13:00 | 0 | 0 | 0
2017-03-17 14:00 | 0 | 0 | 0
2017-03-17 15:00 | 0 | 0 | 0
2017-03-17 16:00 | 0 | 0 | 0
2017-03-17 17:00 | 0 | 0 | 0
2017-03-17 18:00 | 0 | 0 | 0
2017-03-17 19:00 | 0 | 0 | 0
2017-03-17 20:00 | 0 | 0 | 0
2017-03-17 21:00 | 0 | 0 | 0
2017-03-17 22:00 | 0 | 0 | 0
2017-03-17 23:00 | 0 | 0 | 0
2017-03-18 | 0 | 0 | 0
2017-03-18 01:00 | 0 | 0 | 0
2017-03-18 02:00 | 0 | 0 | 0
2017-03-18 03:00 | 0 | 0 | 0
2017-03-18 04:00 | 0 | 0 | 0
2017-03-18 05:00 | 0 | 0 | 0
2017-03-18 06:00 | 0 | 0 | 0
2017-03-18 07:00 | 0 | 0 | 0
2017-03-18 08:00 | 0 | 0 | 0
2017-03-18 09:00 | 0 | 0 | 0
2017-03-18 10:00 | 0 | 0 | 0
2017-03-18 11:00 | 0 | 0 | 0
2017-03-18 12:00 | 0 | 0 | 0
2017-03-18 13:00 | 0 | 0 | 0
2017-03-18 14:00 | 0 | 0 | 0
2017-03-18 15:00 | 0 | 0 | 0
2017-03-18 16:00 | 0 | 0 | 0
2017-03-18 17:00 | 0 | 0 | 0
2017-03-18 18:00 | 0 | 0 | 0
2017-03-18 19:00 | 0 | 0 | 0
2017-03-18 20:00 | 0 | 0 | 0
2017-03-18 21:00 | 0 | 0 | 0
2017-03-18 22:00 | 0 | 0 | 0
2017-03-18 23:00 | 0 | 0 | 0
2017-03-19 | 0 | 0 | 0
2017-03-19 01:00 | 0 | 0 | 0
2017-03-19 02:00 | 0 | 0 | 0
2017-03-19 03:00 | 0 | 0 | 0
2017-03-19 04:00 | 0 | 0 | 0
2017-03-19 05:00 | 0 | 0 | 0
2017-03-19 06:00 | 0 | 0 | 0
2017-03-19 07:00 | 0 | 0 | 0
2017-03-19 08:00 | 0 | 0 | 0
2017-03-19 09:00 | 0 | 0 | 0
2017-03-19 10:00 | 0 | 0 | 0
2017-03-19 11:00 | 0 | 0 | 0
2017-03-19 12:00 | 0 | 0 | 0
2017-03-19 13:00 | 0 | 0 | 0
2017-03-19 14:00 | 0 | 0 | 0
2017-03-19 15:00 | 0 | 0 | 0
2017-03-19 16:00 | 0 | 0 | 0
2017-03-19 17:00 | 0 | 0 | 0
2017-03-19 18:00 | 0 | 0 | 0
2017-03-19 19:00 | 0 | 0 | 0
2017-03-19 20:00 | 0 | 0 | 0
2017-03-19 21:00 | 0 | 0 | 0
2017-03-19 22:00 | 0 | 0 | 0
2017-03-19 23:00 | 0 | 0 | 0
2017-03-20 | 0 | 0 | 0
2017-03-20 01:00 | 0 | 0 | 0
2017-03-20 02:00 | 0 | 0 | 0
2017-03-20 03:00 | 0 | 0 | 0
2017-03-20 04:00 | 0 | 0 | 0
2017-03-20 05:00 | 0 | 0 | 0
2017-03-20 06:00 | 0 | 0 | 0
2017-03-20 07:00 | 0 | 0 | 0
2017-03-20 08:00 | 0 | 0 | 0
2017-03-20 09:00 | 0 | 0 | 0
2017-03-20 10:00 | 0 | 0 | 0
2017-03-20 11:00 | 0 | 0 | 0
2017-03-20 12:00 | 0 | 0 | 0
2017-03-20 13:00 | 0 | 0 | 0
2017-03-20 14:00 | 0 | 0 | 0
2017-03-20 15:00 | 0 | 0 | 0
2017-03-20 16:00 | 0 | 0 | 0
2017-03-20 17:00 | 0 | 0 | 0
2017-03-20 18:00 | 0 | 0 | 0
2017-03-20 19:00 | 0 | 0 | 0
2017-03-20 20:00 | 0 | 0 | 0
2017-03-20 21:00 | 0 | 0 | 0
2017-03-20 22:00 | 0 | 0 | 0
2017-03-20 23:00 | 0 | 0 | 0
2017-03-21 | 0 | 0 | 0

## Cost Time Series
| Battery Flow Out (USD) | Battery Flow In (USD) | Generator Cost (USD) | Combustor Cost (USD)
2016-03-21 01:00 | 0 | 0 | 2.635 | 0
2016-03-21 02:00 | 0 | 0 | 2.635 | 0
2016-03-21 03:00 | 0 | 0 | 2.635 | 0
2016-03-21 04:00 | 0 | 0.31494 | 2.635 | 0
2016-03-21 05:00 | 0 | 0.43225 | 2.635 | 0
2016-03-21 06:00 | 0 | 0 | 2.635 | 0
2016-03-21 07:00 | 0 | 0 | 2.635 | 0
2016-03-21 08:00 | 0 | 0 | 2.635 | 0
2016-03-21 09:00 | 0 | 0.7073 | 2.635 | 0
2016-03-21 10:00 | 0 | 0.71663 | 2.635 | 0
2016-03-21 11:00 | 0 | 0.68332 | 2.635 | 0
2016-03-21 12:00 | 0 | 0 | 2.635 | 0
2016-03-21 13:00 | 0 | 0.48458 | 2.635 | 0
2016-03-21 14:00 | 0 | 0.39308 | 2.635 | 0
2016-03-21 15:00 | 0 | 0.40297 | 2.635 | 0
2016-03-21 16:00 | 0 | 0.40644 | 2.635 | 0
2016-03-21 17:00 | 0 | 0.41266 | 2.635 | 0
2016-03-21 18:00 | 0 | 0 | 2.635 | 0
2016-03-21 19:00 | 0 | 0 | 2.8184 | 0
2016-03-21 20:00 | 0.84217 | 0 | 3.226 | 0
2016-03-21 21:00 | 0.97264 | 0 | 3.226 | 0
2016-03-21 22:00 | 0.72376 | 0 | 3.226 | 0
2016-03-21 23:00 | 0.37771 | 0 | 3.226 | 0
2016-03-22 | 0 | 0 | 2.9904 | 0
2016-03-22 01:00 | 0 | 0 | 2.635 | 0
2016-03-22 02:00 | 0 | 0 | 2.635 | 0
2016-03-22 03:00 | 0 | 0 | 2.635 | 0
2016-03-22 04:00 | 0 | 0 | 2.635 | 0
2016-03-22 05:00 | 0 | 0 | 2.635 | 0
2016-03-22 06:00 | 0 | 0 | 2.635 | 0
2016-03-22 07:00 | 0 | 0 | 2.635 | 0
2016-03-22 08:00 | 0 | 0 | 2.635 | 0
2016-03-22 09:00 | 0 | 0.75158 | 2.635 | 0
2016-03-22 10:00 | 0 | 0.71205 | 2.635 | 0
2016-03-22 11:00 | 0 | 0 | 2.635 | 0
2016-03-22 12:00 | 0 | 0.54625 | 2.635 | 0
2016-03-22 13:00 | 0 | 0.50362 | 2.635 | 0
2016-03-22 14:00 | 0 | 0.42365 | 2.635 | 0
2016-03-22 15:00 | 0 | 0.43188 | 2.635 | 0
2016-03-22 16:00 | 0 | 0.51441 | 2.635 | 0
2016-03-22 17:00 | 0 | 0.52466 | 2.635 | 0
2016-03-22 18:00 | 0 | 0.42529 | 2.635 | 0
2016-03-22 19:00 | 0 | 0 | 2.8235 | 0
2016-03-22 20:00 | 0.79678 | 0 | 3.226 | 0
2016-03-22 21:00 | 0.75853 | 0 | 3.226 | 0
2016-03-22 22:00 | 0.64288 | 0 | 3.226 | 0
2016-03-22 23:00 | 0.23204 | 0 | 3.226 | 0
2016-03-23 | 0 | 0 | 2.9792 | 0
2016-03-23 01:00 | 0 | 0 | 2.635 | 0
2016-03-23 02:00 | 0 | 0 | 2.635 | 0
2016-03-23 03:00 | 0 | 0 | 2.635 | 0
2016-03-23 04:00 | 0 | 0.38302 | 2.635 | 0
2016-03-23 05:00 | 0 | 0.46299 | 2.635 | 0
2016-03-23 06:00 | 0 | 0.45219 | 2.635 | 0
2016-03-23 07:00 | 0 | 0 | 2.635 | 0
2016-03-23 08:00 | 0 | 0 | 2.635 | 0
2016-03-23 09:00 | 0 | 0 | 2.635 | 0
2016-03-23 10:00 | 0 | 0.79367 | 2.635 | 0
2016-03-23 11:00 | 0 | 0.70565 | 2.635 | 0
2016-03-23 12:00 | 0 | 0.60774 | 2.635 | 0
2016-03-23 13:00 | 0 | 0.50087 | 2.635 | 0
2016-03-23 14:00 | 0 | 0.4511 | 2.635 | 0
2016-03-23 15:00 | 0 | 0.45549 | 2.635 | 0
2016-03-23 16:00 | 0 | 0.465 | 2.635 | 0
2016-03-23 17:00 | 0 | 0.52173 | 2.635 | 0
2016-03-23 18:00 | 0 | 0.39857 | 2.635 | 0
2016-03-23 19:00 | 0 | 0 | 2.9799 | 0
2016-03-23 20:00 | 1.0171 | 0 | 3.226 | 0
2016-03-23 21:00 | 1.0658 | 0 | 3.226 | 0
2016-03-23 22:00 | 0.65038 | 0 | 3.226 | 0
2016-03-23 23:00 | 0.1744 | 0 | 3.226 | 0
2016-03-24 | 0 | 0 | 2.843 | 0
2016-03-24 01:00 | 0 | 0 | 2.635 | 0
2016-03-24 02:00 | 0 | 0 | 2.635 | 0
2016-03-24 03:00 | 0 | 0 | 2.635 | 0
2016-03-24 04:00 | 0 | 0 | 2.635 | 0
2016-03-24 05:00 | 0 | 0.35667 | 2.635 | 0
2016-03-24 06:00 | 0 | 0.43389 | 2.635 | 0
2016-03-24 07:00 | 0 | 0 | 2.635 | 0
2016-03-24 08:00 | 0 | 0 | 2.635 | 0
2016-03-24 09:00 | 0 | 0.7417 | 2.635 | 0
2016-03-24 10:00 | 0 | 0.72688 | 2.635 | 0
2016-03-24 11:00 | 0 | 0 | 2.635 | 0
2016-03-24 12:00 | 0 | 0 | 2.635 | 0
2016-03-24 13:00 | 0 | 0 | 2.635 | 0
2016-03-24 14:00 | 0 | 0 | 2.635 | 0
2016-03-24 15:00 | 0 | 0.49721 | 2.635 | 0
2016-03-24 16:00 | 0 | 0.51935 | 2.635 | 0
2016-03-24 17:00 | 0 | 0.47964 | 2.635 | 0
2016-03-24 18:00 | 0 | 0 | 2.635 | 0
2016-03-24 19:00 | 0 | 0 | 2.9559 | 0
2016-03-24 20:00 | 0.72523 | 0 | 3.226 | 0
2016-03-24 21:00 | 0.90951 | 0 | 3.226 | 0
2016-03-24 22:00 | 0.77574 | 0 | 3.226 | 0
2016-03-24 23:00 | 0.38814 | 0 | 3.226 | 0
2016-03-25 | 0 | 0 | 3.1316 | 0
2016-03-25 01:00 | 0 | 0 | 2.7028 | 0
2016-03-25 02:00 | 0 | 0 | 2.635 | 0
2016-03-25 03:00 | 0 | 0 | 2.635 | 0
2016-03-25 04:00 | 0 | 0 | 2.635 | 0
2016-03-25 05:00 | 0 | 0 | 2.635 | 0
2016-03-25 06:00 | 0 | 0 | 2.635 | 0
2016-03-25 07:00 | 0 | 0.52228 | 2.635 | 0
2016-03-25 08:00 | 0 | 0 | 2.635 | 0
2016-03-25 09:00 | 0 | 0.72285 | 2.635 | 0
2016-03-25 10:00 | 0 | 0.788 | 2.635 | 0
2016-03-25 11:00 | 0 | 0.76714 | 2.635 | 0
2016-03-25 12:00 | 0 | 0 | 2.635 | 0
2016-03-25 13:00 | 0 | 0.51441 | 2.635 | 0
2016-03-25 14:00 | 0 | 0.49264 | 2.635 | 0
2016-03-25 15:00 | 0 | 0.53436 | 2.635 | 0
2016-03-25 16:00 | 0 | 0.51112 | 2.635 | 0
2016-03-25 17:00 | 0 | 0.48843 | 2.635 | 0
2016-03-25 18:00 | 0 | 0.36856 | 2.635 | 0
2016-03-25 19:00 | 0 | 0 | 2.9047 | 0
2016-03-25 20:00 | 0.80886 | 0 | 3.226 | 0
2016-03-25 21:00 | 0.95764 | 0 | 3.226 | 0
2016-03-25 22:00 | 0.88517 | 0 | 3.226 | 0
2016-03-25 23:00 | 0.51569 | 0 | 3.226 | 0
2016-03-26 | 0 | 0 | 3.1831 | 0
2016-03-26 01:00 | 0 | 0 | 2.8127 | 0
2016-03-26 02:00 | 0 | 0 | 2.6898 | 0
2016-03-26 03:00 | 0 | 0 | 2.635 | 0
2016-03-26 04:00 | 0 | 0 | 2.635 | 0
2016-03-26 05:00 | 0 | 0 | 2.635 | 0
2016-03-26 06:00 | 0 | 0 | 2.635 | 0
2016-03-26 07:00 | 0 | 0.49849 | 2.635 | 0
2016-03-26 08:00 | 0 | 0 | 2.635 | 0
2016-03-26 09:00 | 0 | 0.72944 | 2.635 | 0
2016-03-26 10:00 | 0 | 0.71004 | 2.635 | 0
2016-03-26 11:00 | 0 | 0 | 2.635 | 0
2016-03-26 12:00 | 0 | 0 | 2.635 | 0
2016-03-26 13:00 | 0 | 0.52247 | 2.635 | 0
2016-03-26 14:00 | 0 | 0.50288 | 2.635 | 0
2016-03-26 15:00 | 0 | 0.43536 | 2.635 | 0
2016-03-26 16:00 | 0 | 0.45842 | 2.635 | 0
2016-03-26 17:00 | 0 | 0.46958 | 2.635 | 0
2016-03-26 18:00 | 0 | 0 | 2.635 | 0
2016-03-26 19:00 | 0 | 0 | 2.988 | 0
2016-03-26 20:00 | 0.94995 | 0 | 3.226 | 0
2016-03-26 21:00 | 0 | 0 | 5.861 | 0
2016-03-26 22:00 | 0.93147 | 0 | 3.226 | 0
2016-03-26 23:00 | 0.40571 | 0 | 3.226 | 0
2016-03-27 | 0 | 0 | 3.0369 | 0
2016-03-27 01:00 | 0 | 0 | 2.7857 | 0
2016-03-27 02:00 | 0 | 0 | 2.6628 | 0
2016-03-27 03:00 | 0 | 0 | 2.635 | 0
2016-03-27 04:00 | 0 | 0 | 2.635 | 0
2016-03-27 05:00 | 0 | 0 | 2.635 | 0
2016-03-27 06:00 | 0 | 0.36307 | 2.635 | 0
2016-03-27 07:00 | 0 | 0 | 2.635 | 0
2016-03-27 08:00 | 0 | 0 | 2.635 | 0
2016-03-27 09:00 | 0 | 0 | 2.635 | 0
2016-03-27 10:00 | 0 | 0 | 2.635 | 0
2016-03-27 11:00 | 0 | 0.65843 | 2.635 | 0
2016-03-27 12:00 | 0 | 0.58487 | 2.635 | 0
2016-03-27 13:00 | 0 | 0.52539 | 2.635 | 0
2016-03-27 14:00 | 0 | 0.48349 | 2.635 | 0
2016-03-27 15:00 | 0 | 0.52612 | 2.635 | 0
2016-03-27 16:00 | 0 | 0.55632 | 2.635 | 0
2016-03-27 17:00 | 0 | 0.56053 | 2.635 | 0
2016-03-27 18:00 | 0 | 0.35392 | 2.635 | 0
2016-03-27 19:00 | 0 | 0 | 3.0176 | 0
2016-03-27 20:00 | 0.89908 | 0 | 3.226 | 0
2016-03-27 21:00 | 0.97118 | 0 | 3.226 | 0
2016-03-27 22:00 | 0.82789 | 0 | 3.226 | 0
2016-03-27 23:00 | 0.52484 | 0 | 3.226 | 0
2016-03-28 | 0 | 0 | 3.1809 | 0
2016-03-28 01:00 | 0 | 0 | 2.7465 | 0
2016-03-28 02:00 | 0 | 0 | 2.635 | 0
2016-03-28 03:00 | 0 | 0 | 2.635 | 0
2016-03-28 04:00 | 0 | 0 | 2.635 | 0
2016-03-28 05:00 | 0 | 0 | 2.635 | 0
2016-03-28 06:00 | 0 | 0.39912 | 2.635 | 0
2016-03-28 07:00 | 0 | 0 | 2.635 | 0
2016-03-28 08:00 | 0 | 0 | 2.635 | 0
2016-03-28 09:00 | 0 | 0.72706 | 2.635 | 0
2016-03-28 10:00 | 0 | 0.73731 | 2.635 | 0
2016-03-28 11:00 | 0 | 0.73822 | 2.635 | 0
2016-03-28 12:00 | 0 | 0.53216 | 2.635 | 0
2016-03-28 13:00 | 0 | 0.39436 | 2.635 | 0
2016-03-28 14:00 | 0 | 0.43627 | 2.635 | 0
2016-03-28 15:00 | 0 | 0.4381 | 2.635 | 0
2016-03-28 16:00 | 0 | 0.46336 | 2.635 | 0
2016-03-28 17:00 | 0 | 0.4844 | 2.635 | 0
2016-03-28 18:00 | 0 | 0.33196 | 2.635 | 0
2016-03-28 19:00 | 0 | 0 | 2.9179 | 0
2016-03-28 20:00 | 0.71754 | 0 | 3.226 | 0
2016-03-28 21:00 | 0.7697 | 0 | 3.226 | 0
2016-03-28 22:00 | 0.62275 | 0 | 3.226 | 0
2016-03-28 23:00 | 0.24046 | 0 | 3.226 | 0
2016-03-29 | 0 | 0 | 3.0729 | 0
2016-03-29 01:00 | 0 | 0 | 2.6839 | 0
2016-03-29 02:00 | 0 | 0 | 2.635 | 0
2016-03-29 03:00 | 0 | 0 | 2.635 | 0
2016-03-29 04:00 | 0 | 0 | 2.635 | 0
2016-03-29 05:00 | 0 | 0 | 2.635 | 0
2016-03-29 06:00 | 0 | 0 | 2.635 | 0
2016-03-29 07:00 | 0 | 0.53711 | 2.635 | 0
2016-03-29 08:00 | 0 | 0 | 2.635 | 0
2016-03-29 09:00 | 0 | 0.72633 | 2.635 | 0
2016-03-29 10:00 | 0 | 0.77208 | 2.635 | 0
2016-03-29 11:00 | 0 | 0.69449 | 2.635 | 0
2016-03-29 12:00 | 0 | 0.57883 | 2.635 | 0
2016-03-29 13:00 | 0 | 0.46409 | 2.635 | 0
2016-03-29 14:00 | 0 | 0.41047 | 2.635 | 0
2016-03-29 15:00 | 0 | 0.44798 | 2.635 | 0
2016-03-29 16:00 | 0 | 0.49831 | 2.635 | 0
2016-03-29 17:00 | 0 | 0.51661 | 2.635 | 0
2016-03-29 18:00 | 0 | 0 | 2.635 | 0
2016-03-29 19:00 | 0 | 0 | 2.8643 | 0
2016-03-29 20:00 | 0.71388 | 0 | 3.226 | 0
2016-03-29 21:00 | 0.76219 | 0 | 3.226 | 0
2016-03-29 22:00 | 0.85003 | 0 | 3.226 | 0
2016-03-29 23:00 | 0.56419 | 0 | 3.226 | 0
2016-03-30 | 0 | 0 | 3.135 | 0
2016-03-30 01:00 | 0 | 0 | 2.7376 | 0
2016-03-30 02:00 | 0 | 0 | 2.635 | 0
2016-03-30 03:00 | 0 | 0 | 2.635 | 0
2016-03-30 04:00 | 0 | 0 | 2.635 | 0
2016-03-30 05:00 | 0 | 0 | 2.635 | 0
2016-03-30 06:00 | 0 | 0 | 2.635 | 0
2016-03-30 07:00 | 0 | 0.51112 | 2.635 | 0
2016-03-30 08:00 | 0 | 0.68753 | 2.635 | 0
2016-03-30 09:00 | 0 | 0.72193 | 2.635 | 0
2016-03-30 10:00 | 0 | 0.76494 | 2.635 | 0
2016-03-30 11:00 | 0 | 0.70437 | 2.635 | 0
2016-03-30 12:00 | 0 | 0 | 2.635 | 0
2016-03-30 13:00 | 0 | 0.48568 | 2.635 | 0
2016-03-30 14:00 | 0 | 0.36911 | 2.635 | 0
2016-03-30 15:00 | 0 | 0.3413 | 2.635 | 0
2016-03-30 16:00 | 0 | 0.42108 | 2.635 | 0
2016-03-30 17:00 | 0 | 0.44158 | 2.635 | 0
2016-03-30 18:00 | 0 | 0.34386 | 2.635 | 0
2016-03-30 19:00 | 0 | 0 | 3.0184 | 0
2016-03-30 20:00 | 0.91829 | 0 | 3.226 | 0
2016-03-30 21:00 | 1.0052 | 0 | 3.226 | 0
2016-03-30 22:00 | 0.86504 | 0 | 3.226 | 0
2016-03-30 23:00 | 0.36966 | 0 | 3.226 | 0
2016-03-31 | 0 | 0 | 3.2024 | 0
2016-03-31 01:00 | 0 | 0 | 2.7087 | 0
2016-03-31 02:00 | 0 | 0 | 2.635 | 0
2016-03-31 03:00 | 0 | 0 | 2.635 | 0
2016-03-31 04:00 | 0 | 0 | 2.635 | 0
2016-03-31 05:00 | 0 | 0 | 2.635 | 0
2016-03-31 06:00 | 0 | 0.36966 | 2.635 | 0
2016-03-31 07:00 | 0 | 0.53765 | 2.635 | 0
2016-03-31 08:00 | 0 | 0.69467 | 2.635 | 0
2016-03-31 09:00 | 0 | 0.71718 | 2.635 | 0
2016-03-31 10:00 | 0 | 0.71809 | 2.635 | 0
2016-03-31 11:00 | 0 | 0.71516 | 2.635 | 0
2016-03-31 12:00 | 0 | 0 | 2.635 | 0
2016-03-31 13:00 | 0 | 0 | 2.635 | 0
2016-03-31 14:00 | 0 | 0.44268 | 2.635 | 0
2016-03-31 15:00 | 0 | 0.52741 | 2.635 | 0
2016-03-31 16:00 | 0 | 0.52375 | 2.635 | 0
2016-03-31 17:00 | 0 | 0 | 2.635 | 0
2016-03-31 18:00 | 0 | 0.40553 | 2.635 | 0
2016-03-31 19:00 | 0 | 0 | 2.9549 | 0
2016-03-31 20:00 | 0.51954 | 0 | 3.226 | 0
2016-03-31 21:00 | 0.64892 | 0 | 3.226 | 0
2016-03-31 22:00 | 0.59255 | 0 | 3.226 | 0
2016-03-31 23:00 | 0.28859 | 0 | 3.226 | 0
2016-04-01 | 0 | 0 | 3.0479 | 0
2016-04-01 01:00 | 0 | 0 | 2.635 | 0
2016-04-01 02:00 | 0 | 0 | 2.635 | 0
2016-04-01 03:00 | 0 | 0 | 2.635 | 0
2016-04-01 04:00 | 0 | 0.34935 | 2.635 | 0
2016-04-01 05:00 | 0 | 0.4661 | 2.635 | 0
2016-04-01 06:00 | 0 | 0.47434 | 2.635 | 0
2016-04-01 07:00 | 0 | 0 | 2.635 | 0
2016-04-01 08:00 | 0 | 0 | 2.635 | 0
2016-04-01 09:00 | 0 | 0.92104 | 2.635 | 0
2016-04-01 10:00 | 0 | 0 | 2.635 | 0
2016-04-01 11:00 | 0 | 0 | 2.635 | 0
2016-04-01 12:00 | 0 | 0.73456 | 2.635 | 0
2016-04-01 13:00 | 0 | 0 | 2.635 | 0
2016-04-01 14:00 | 0 | 0 | 2.635 | 0
2016-04-01 15:00 | 0 | 0 | 2.635 | 0
2016-04-01 16:00 | 0 | 0 | 2.635 | 0
2016-04-01 17:00 | 0 | 0.69211 | 2.635 | 0
2016-04-01 18:00 | 0 | 0 | 2.635 | 0
2016-04-01 19:00 | 0 | 0 | 3.0578 | 0
2016-04-01 20:00 | 0.45219 | 0 | 3.226 | 0
2016-04-01 21:00 | 0.61506 | 0 | 3.226 | 0
2016-04-01 22:00 | 0.60957 | 0 | 3.226 | 0
2016-04-01 23:00 | 0.12133 | 0 | 3.226 | 0
2016-04-02 | 0 | 0 | 2.8913 | 0
2016-04-02 01:00 | 0 | 0 | 2.635 | 0
2016-04-02 02:00 | 0 | 0 | 2.635 | 0
2016-04-02 03:00 | 0 | 0.39546 | 2.635 | 0
2016-04-02 04:00 | 0 | 0.43426 | 2.635 | 0
2016-04-02 05:00 | 0 | 0.47781 | 2.635 | 0
2016-04-02 06:00 | 0 | 0.53564 | 2.635 | 0
2016-04-02 07:00 | 0 | 0 | 2.635 | 0
2016-04-02 08:00 | 0 | 0 | 2.635 | 0
2016-04-02 09:00 | 0 | 0.9053 | 2.635 | 0
2016-04-02 10:00 | 0 | 0.89926 | 2.635 | 0
2016-04-02 11:00 | 0 | 0.75835 | 2.635 | 0
2016-04-02 12:00 | 0 | 0 | 2.635 | 0
2016-04-02 13:00 | 0 | 0 | 2.635 | 0
2016-04-02 14:00 | 0 | 0.50673 | 2.635 | 0
2016-04-02 15:00 | 0 | 0.46409 | 2.635 | 0
2016-04-02 16:00 | 0 | 0.50508 | 2.635 | 0
2016-04-02 17:00 | 0 | 0 | 2.635 | 0
2016-04-02 18:00 | 0 | 0.521 | 2.635 | 0
2016-04-02 19:00 | 0 | 0 | 3.053 | 0
2016-04-02 20:00 | 0.40919 | 0 | 3.226 | 0
2016-04-02 21:00 | 0.56638 | 0 | 3.226 | 0
2016-04-02 22:00 | 0.43334 | 0 | 3.226 | 0
2016-04-02 23:00 | 0.096441 | 0 | 3.226 | 0
2016-04-03 | 0 | 0 | 2.857 | 0
2016-04-03 01:00 | 0 | 0 | 2.635 | 0
2016-04-03 02:00 | 0 | 0 | 2.635 | 0
2016-04-03 03:00 | 0 | 0 | 2.635 | 0
2016-04-03 04:00 | 0 | 0 | 2.635 | 0
2016-04-03 05:00 | 0 | 0 | 2.635 | 0
2016-04-03 06:00 | 0 | 0.39876 | 2.635 | 0
2016-04-03 07:00 | 0 | 0.71132 | 2.635 | 0
2016-04-03 08:00 | 0 | 0 | 2.635 | 0
2016-04-03 09:00 | 0 | 0.91756 | 2.635 | 0
2016-04-03 10:00 | 0 | 0.89743 | 2.635 | 0
2016-04-03 11:00 | 0 | 0 | 2.635 | 0
2016-04-03 12:00 | 0 | 0.75469 | 2.635 | 0
2016-04-03 13:00 | 0 | 0 | 2.635 | 0
2016-04-03 14:00 | 0 | 0.46189 | 2.635 | 0
2016-04-03 15:00 | 0 | 0.40187 | 2.635 | 0
2016-04-03 16:00 | 0 | 0.44158 | 2.635 | 0
2016-04-03 17:00 | 0 | 0.55211 | 2.635 | 0
2016-04-03 18:00 | 0 | 0.51643 | 2.635 | 0
2016-04-03 19:00 | 0 | 0 | 3.0418 | 0
2016-04-03 20:00 | 0.45988 | 0 | 3.226 | 0
2016-04-03 21:00 | 0.56638 | 0 | 3.226 | 0
2016-04-03 22:00 | 0.50453 | 0 | 3.226 | 0
2016-04-03 23:00 | 0.008967 | 0 | 3.226 | 0
2016-04-04 | 0 | 0 | 2.8235 | 0
2016-04-04 01:00 | 0 | 0 | 2.6399 | 0
2016-04-04 02:00 | 0 | 0 | 2.635 | 0
2016-04-04 03:00 | 0 | 0 | 2.635 | 0
2016-04-04 04:00 | 0 | 0 | 2.635 | 0
2016-04-04 05:00 | 0 | 0 | 2.635 | 0
2016-04-04 06:00 | 0 | 0 | 2.635 | 0
2016-04-04 07:00 | 0 | 0 | 2.635 | 0
2016-04-04 08:00 | 0 | 0 | 2.635 | 0
2016-04-04 09:00 | 0 | 0 | 2.635 | 0
2016-04-04 10:00 | 0 | 0.92122 | 2.635 | 0
2016-04-04 11:00 | 0 | 0 | 2.635 | 0
2016-04-04 12:00 | 0 | 0 | 2.635 | 0
2016-04-04 13:00 | 0 | 0.77281 | 2.635 | 0
2016-04-04 14:00 | 0 | 0 | 2.635 | 0
2016-04-04 15:00 | 0 | 0.52338 | 2.635 | 0
2016-04-04 16:00 | 0 | 0.4919 | 2.635 | 0
2016-04-04 17:00 | 0 | 0.47781 | 2.635 | 0
2016-04-04 18:00 | 0 | 0.40095 | 2.635 | 0
2016-04-04 19:00 | 0 | 0 | 3.2079 | 0
2016-04-04 20:00 | 0.60902 | 0 | 3.226 | 0
2016-04-04 21:00 | 0.69082 | 0 | 3.226 | 0
2016-04-04 22:00 | 0.71882 | 0 | 3.226 | 0
2016-04-04 23:00 | 0.27816 | 0 | 3.226 | 0
2016-04-05 | 0 | 0 | 2.9293 | 0
2016-04-05 01:00 | 0 | 0 | 2.635 | 0
2016-04-05 02:00 | 0 | 0 | 2.635 | 0
2016-04-05 03:00 | 0 | 0 | 2.635 | 0
2016-04-05 04:00 | 0 | 0 | 2.635 | 0
2016-04-05 05:00 | 0 | 0 | 2.635 | 0
2016-04-05 06:00 | 0 | 0.37698 | 2.635 | 0
2016-04-05 07:00 | 0 | 0 | 2.635 | 0
2016-04-05 08:00 | 0 | 0 | 2.635 | 0
2016-04-05 09:00 | 0 | 0.94977 | 2.635 | 0
2016-04-05 10:00 | 0 | 0.62249 | 2.635 | 0
2016-04-05 11:00 | 0 | 0 | 2.635 | 0
2016-04-05 12:00 | 0 | 0 | 2.635 | 0
2016-04-05 13:00 | 0 | 0.72285 | 2.635 | 0
2016-04-05 14:00 | 0 | 0 | 2.635 | 0
2016-04-05 15:00 | 0 | 0.50874 | 2.635 | 0
2016-04-05 16:00 | 0 | 0.50215 | 2.635 | 0
2016-04-05 17:00 | 0 | 0.53857 | 2.635 | 0
2016-04-05 18:00 | 0 | 0 | 2.635 | 0
2016-04-05 19:00 | 0.030561 | 0 | 3.226 | 0
2016-04-05 20:00 | 0.63647 | 0 | 3.226 | 0
2016-04-05 21:00 | 0.85919 | 0 | 3.226 | 0
2016-04-05 22:00 | 0.79806 | 0 | 3.226 | 0
2016-04-05 23:00 | 0.25455 | 0 | 3.226 | 0
2016-04-06 | 0 | 0 | 3.004 | 0
2016-04-06 01:00 | 0 | 0 | 2.7367 | 0
2016-04-06 02:00 | 0 | 0 | 2.635 | 0
2016-04-06 03:00 | 0 | 0 | 2.635 | 0
2016-04-06 04:00 | 0 | 0 | 2.635 | 0
2016-04-06 05:00 | 0 | 0.28676 | 2.635 | 0
2016-04-06 06:00 | 0 | 0.42328 | 2.635 | 0
2016-04-06 07:00 | 0 | 0 | 2.635 | 0
2016-04-06 08:00 | 0 | 0 | 2.635 | 0
2016-04-06 09:00 | 0 | 0.40709 | 2.635 | 0
2016-04-06 10:00 | 0 | 0 | 2.635 | 0
2016-04-06 11:00 | 0 | 0.78489 | 2.635 | 0
2016-04-06 12:00 | 0 | 0 | 2.635 | 0
2016-04-06 13:00 | 0 | 0.64837 | 2.635 | 0
2016-04-06 14:00 | 0 | 0.45878 | 2.635 | 0
2016-04-06 15:00 | 0 | 0.47763 | 2.635 | 0
2016-04-06 16:00 | 0 | 0 | 2.635 | 0
2016-04-06 17:00 | 0 | 0 | 2.635 | 0
2016-04-06 18:00 | 0 | 0 | 2.635 | 0
2016-04-06 19:00 | 0.079971 | 0 | 3.226 | 0
2016-04-06 20:00 | 0.84381 | 0 | 3.226 | 0
2016-04-06 21:00 | 0.90603 | 0 | 3.226 | 0
2016-04-06 22:00 | 0.91006 | 0 | 3.226 | 0
2016-04-06 23:00 | 0.49062 | 0 | 3.226 | 0
2016-04-07 | 0 | 0 | 3.107 | 0
2016-04-07 01:00 | 0 | 0 | 2.7867 | 0
2016-04-07 02:00 | 0 | 0 | 2.635 | 0
2016-04-07 03:00 | 0 | 0 | 2.635 | 0
2016-04-07 04:00 | 0 | 0 | 2.635 | 0
2016-04-07 05:00 | 0 | 0 | 2.635 | 0
2016-04-07 06:00 | 0 | 0.46592 | 2.635 | 0
2016-04-07 07:00 | 0 | 0 | 2.635 | 0
2016-04-07 08:00 | 0 | 0 | 2.635 | 0
2016-04-07 09:00 | 0 | 0.9505 | 2.635 | 0
2016-04-07 10:00 | 0 | 0.95855 | 2.635 | 0
2016-04-07 11:00 | 0 | 0.75176 | 2.635 | 0
2016-04-07 12:00 | 0 | 0 | 2.635 | 0
2016-04-07 13:00 | 0 | 0 | 2.635 | 0
2016-04-07 14:00 | 0 | 0.52539 | 2.635 | 0
2016-04-07 15:00 | 0 | 0.49392 | 2.635 | 0
2016-04-07 16:00 | 0 | 0.22185 | 2.635 | 0
2016-04-07 17:00 | 0 | 0 | 2.635 | 0
2016-04-07 18:00 | 0 | 0 | 2.635 | 0
2016-04-07 19:00 | 0 | 0 | 3.1988 | 0
2016-04-07 20:00 | 0.52301 | 0 | 3.226 | 0
2016-04-07 21:00 | 0.62915 | 0 | 3.226 | 0
2016-04-07 22:00 | 0.73676 | 0 | 3.226 | 0
2016-04-07 23:00 | 0.37277 | 0 | 3.226 | 0
2016-04-08 | 0 | 0 | 3.0132 | 0
2016-04-08 01:00 | 0 | 0 | 2.635 | 0
2016-04-08 02:00 | 0 | 0 | 2.635 | 0
2016-04-08 03:00 | 0 | 0 | 2.635 | 0
2016-04-08 04:00 | 0 | 0 | 2.635 | 0
2016-04-08 05:00 | 0 | 0 | 2.635 | 0
2016-04-08 06:00 | 0 | 0 | 2.635 | 0
2016-04-08 07:00 | 0 | 0 | 2.635 | 0
2016-04-08 08:00 | 0 | 0 | 2.635 | 0
2016-04-08 09:00 | 0 | 0.87254 | 2.635 | 0
2016-04-08 10:00 | 0 | 0.79916 | 2.635 | 0
2016-04-08 11:00 | 0 | 0.79111 | 2.635 | 0
2016-04-08 12:00 | 0 | 0.59519 | 2.635 | 0
2016-04-08 13:00 | 0 | 0 | 2.635 | 0
2016-04-08 14:00 | 0 | 0 | 2.635 | 0
2016-04-08 15:00 | 0 | 0 | 2.635 | 0
2016-04-08 16:00 | 0 | 0 | 2.635 | 0
2016-04-08 17:00 | 0 | 0 | 2.635 | 0
2016-04-08 18:00 | 0 | 0 | 2.635 | 0
2016-04-08 19:00 | 0 | 0 | 3.1131 | 0
2016-04-08 20:00 | 0.87895 | 0 | 3.226 | 0
2016-04-08 21:00 | 1.0446 | 0 | 3.226 | 0
2016-04-08 22:00 | 0.92452 | 0 | 3.226 | 0
2016-04-08 23:00 | 0.27633 | 0 | 3.226 | 0
2016-04-09 | 0 | 0 | 2.7961 | 0
2016-04-09 01:00 | 0 | 0 | 2.635 | 0
2016-04-09 02:00 | 0 | 0 | 2.635 | 0
2016-04-09 03:00 | 0 | 0 | 2.635 | 0
2016-04-09 04:00 | 0 | 0 | 2.635 | 0
2016-04-09 05:00 | 0 | 0 | 2.635 | 0
2016-04-09 06:00 | 0 | 0 | 2.635 | 0
2016-04-09 07:00 | 0 | 0 | 2.635 | 0
2016-04-09 08:00 | 0 | 0 | 2.635 | 0
2016-04-09 09:00 | 0 | 0.84125 | 2.635 | 0
2016-04-09 10:00 | 0 | 0.85132 | 2.635 | 0
2016-04-09 11:00 | 0 | 0.84015 | 2.635 | 0
2016-04-09 12:00 | 0 | 0.78891 | 2.635 | 0
2016-04-09 13:00 | 0 | 0.70693 | 2.635 | 0
2016-04-09 14:00 | 0 | 0.19583 | 2.635 | 0
2016-04-09 15:00 | 0 | 0 | 2.635 | 0
2016-04-09 16:00 | 0 | 0 | 2.635 | 0
2016-04-09 17:00 | 0 | 0 | 2.635 | 0
2016-04-09 18:00 | 0 | 0 | 2.635 | 0
2016-04-09 19:00 | 0.004941 | 0 | 3.226 | 0
2016-04-09 20:00 | 0.81161 | 0 | 3.226 | 0
2016-04-09 21:00 | 1.0548 | 0 | 3.226 | 0
2016-04-09 22:00 | 0.81106 | 0 | 3.226 | 0
2016-04-09 23:00 | 0.23351 | 0 | 3.226 | 0
2016-04-10 | 0 | 0 | 2.8822 | 0
2016-04-10 01:00 | 0 | 0 | 2.635 | 0
2016-04-10 02:00 | 0 | 0 | 2.635 | 0
2016-04-10 03:00 | 0 | 0.37405 | 2.635 | 0
2016-04-10 04:00 | 0 | 0.35136 | 2.635 | 0
2016-04-10 05:00 | 0 | 0 | 2.635 | 0
2016-04-10 06:00 | 0 | 0.44597 | 2.635 | 0
2016-04-10 07:00 | 0 | 0 | 2.635 | 0
2016-04-10 08:00 | 0 | 0.80062 | 2.635 | 0
2016-04-10 09:00 | 0 | 0.84692 | 2.635 | 0
2016-04-10 10:00 | 0 | 0.83338 | 2.635 | 0
2016-04-10 11:00 | 0 | 0.29025 | 2.635 | 0
2016-04-10 12:00 | 0 | 0 | 2.635 | 0
2016-04-10 13:00 | 0 | 0 | 2.635 | 0
2016-04-10 14:00 | 0 | 0 | 2.635 | 0
2016-04-10 15:00 | 0 | 0 | 2.635 | 0
2016-04-10 16:00 | 0 | 0 | 2.635 | 0
2016-04-10 17:00 | 0 | 0 | 2.635 | 0
2016-04-10 18:00 | 0 | 0 | 2.635 | 0
2016-04-10 19:00 | 0 | 0 | 3.0944 | 0
2016-04-10 20:00 | 0.72139 | 0 | 3.226 | 0
2016-04-10 21:00 | 0.73109 | 0 | 3.226 | 0
2016-04-10 22:00 | 0.61891 | 0 | 3.226 | 0
2016-04-10 23:00 | 0 | 0 | 3.1176 | 0
2016-04-11 | 0 | 0 | 2.7378 | 0
2016-04-11 01:00 | 0 | 0 | 2.635 | 0
2016-04-11 02:00 | 0 | 0 | 2.635 | 0
2016-04-11 03:00 | 0 | 0.34624 | 2.635 | 0
2016-04-11 04:00 | 0 | 0 | 2.635 | 0
2016-04-11 05:00 | 0 | 0 | 2.635 | 0
2016-04-11 06:00 | 0 | 0 | 2.635 | 0
2016-04-11 07:00 | 0 | 0 | 2.635 | 0
2016-04-11 08:00 | 0 | 0 | 2.635 | 0
2016-04-11 09:00 | 0 | 0.81874 | 2.635 | 0
2016-04-11 10:00 | 0 | 0.83851 | 2.635 | 0
2016-04-11 11:00 | 0 | 0.7115 | 2.635 | 0
2016-04-11 12:00 | 0 | 0 | 2.635 | 0
2016-04-11 13:00 | 0 | 0.085684 | 2.635 | 0
2016-04-11 14:00 | 0 | 0 | 2.635 | 0
2016-04-11 15:00 | 0 | 0 | 2.635 | 0
2016-04-11 16:00 | 0 | 0 | 2.635 | 0
2016-04-11 17:00 | 0 | 0 | 2.635 | 0
2016-04-11 18:00 | 0 | 0 | 2.635 | 0
2016-04-11 19:00 | 0 | 0 | 3.0654 | 0
2016-04-11 20:00 | 0.50892 | 0 | 3.226 | 0
2016-04-11 21:00 | 0.7148 | 0 | 3.226 | 0
2016-04-11 22:00 | 0.4639 | 0 | 3.226 | 0
2016-04-11 23:00 | 0 | 0 | 3.0824 | 0
2016-04-12 | 0 | 0 | 2.7012 | 0
2016-04-12 01:00 | 0 | 0 | 2.635 | 0
2016-04-12 02:00 | 0 | 0 | 2.635 | 0
2016-04-12 03:00 | 0 | 0 | 2.635 | 0
2016-04-12 04:00 | 0 | 0.24101 | 2.635 | 0
2016-04-12 05:00 | 0 | 0 | 2.635 | 0
2016-04-12 06:00 | 0 | 0.43554 | 2.635 | 0
2016-04-12 07:00 | 0 | 0 | 2.635 | 0
2016-04-12 08:00 | 0 | 0 | 2.635 | 0
2016-04-12 09:00 | 0 | 0.9269 | 2.635 | 0
2016-04-12 10:00 | 0 | 0.67836 | 2.635 | 0
2016-04-12 11:00 | 0 | 0 | 2.635 | 0
2016-04-12 12:00 | 0 | 0 | 2.635 | 0
2016-04-12 13:00 | 0 | 0 | 2.635 | 0
2016-04-12 14:00 | 0 | 0 | 2.635 | 0
2016-04-12 15:00 | 0 | 0 | 2.635 | 0
2016-04-12 16:00 | 0 | 0 | 2.635 | 0
2016-04-12 17:00 | 0 | 0 | 2.635 | 0
2016-04-12 18:00 | 0 | 0 | 2.635 | 0
2016-04-12 19:00 | 0.020862 | 0 | 3.226 | 0
2016-04-12 20:00 | 0.64709 | 0 | 3.226 | 0
2016-04-12 21:00 | 0.80831 | 0 | 3.226 | 0
2016-04-12 22:00 | 0.5942 | 0 | 3.226 | 0
2016-04-12 23:00 | 0.094245 | 0 | 3.226 | 0
2016-04-13 | 0 | 0 | 2.9407 | 0
2016-04-13 01:00 | 0 | 0 | 2.635 | 0
2016-04-13 02:00 | 0 | 0 | 2.635 | 0
2016-04-13 03:00 | 0 | 0 | 2.635 | 0
2016-04-13 04:00 | 0 | 0 | 2.635 | 0
2016-04-13 05:00 | 0 | 0 | 2.635 | 0
2016-04-13 06:00 | 0 | 0 | 2.635 | 0
2016-04-13 07:00 | 0 | 0 | 2.635 | 0
2016-04-13 08:00 | 0 | 0 | 2.635 | 0
2016-04-13 09:00 | 0 | 0 | 2.635 | 0
2016-04-13 10:00 | 0 | 0 | 2.635 | 0
2016-04-13 11:00 | 0 | 0 | 2.635 | 0
2016-04-13 12:00 | 0 | 0 | 2.635 | 0
2016-04-13 13:00 | 0 | 0 | 2.635 | 0
2016-04-13 14:00 | 0 | 0 | 2.635 | 0
2016-04-13 15:00 | 0 | 0 | 2.635 | 0
2016-04-13 16:00 | 0 | 0 | 2.635 | 0
2016-04-13 17:00 | 0 | 0.48678 | 2.635 | 0
2016-04-13 18:00 | 0 | 0 | 2.635 | 0
2016-04-13 19:00 | 0 | 0 | 3.172 | 0
2016-04-13 20:00 | 0.6308 | 0 | 3.226 | 0
2016-04-13 21:00 | 0.83686 | 0 | 3.226 | 0
2016-04-13 22:00 | 0.4736 | 0 | 3.226 | 0
2016-04-13 23:00 | 0.13469 | 0 | 3.226 | 0
2016-04-14 | 0 | 0 | 2.9297 | 0
2016-04-14 01:00 | 0 | 0 | 2.6405 | 0
2016-04-14 02:00 | 0 | 0 | 2.635 | 0
2016-04-14 03:00 | 0 | 0 | 2.635 | 0
2016-04-14 04:00 | 0 | 0 | 2.635 | 0
2016-04-14 05:00 | 0 | 0.41157 | 2.635 | 0
2016-04-14 06:00 | 0 | 0.41468 | 2.635 | 0
2016-04-14 07:00 | 0 | 0 | 2.635 | 0
2016-04-14 08:00 | 0 | 0 | 2.635 | 0
2016-04-14 09:00 | 0 | 0.85988 | 2.635 | 0
2016-04-14 10:00 | 0 | 0.94977 | 2.635 | 0
2016-04-14 11:00 | 0 | 0 | 2.635 | 0
2016-04-14 12:00 | 0 | 0.74701 | 2.635 | 0
2016-04-14 13:00 | 0 | 0.69869 | 2.635 | 0
2016-04-14 14:00 | 0 | 0.59091 | 2.635 | 0
2016-04-14 15:00 | 0 | 0.57444 | 2.635 | 0
2016-04-14 16:00 | 0 | 0 | 2.635 | 0
2016-04-14 17:00 | 0 | 0 | 2.635 | 0
2016-04-14 18:00 | 0 | 0 | 2.635 | 0
2016-04-14 19:00 | 0.056547 | 0 | 3.226 | 0
2016-04-14 20:00 | 0.71315 | 0 | 3.226 | 0
2016-04-14 21:00 | 0.76842 | 0 | 3.226 | 0
2016-04-14 22:00 | 0.61525 | 0 | 3.226 | 0
2016-04-14 23:00 | 0.27871 | 0 | 3.226 | 0
2016-04-15 | 0 | 0 | 3.1084 | 0
2016-04-15 01:00 | 0 | 0 | 2.7816 | 0
2016-04-15 02:00 | 0 | 0 | 2.635 | 0
2016-04-15 03:00 | 0 | 0 | 2.635 | 0
2016-04-15 04:00 | 0 | 0 | 2.635 | 0
2016-04-15 05:00 | 0 | 0 | 2.635 | 0
2016-04-15 06:00 | 0 | 0.3585 | 2.635 | 0
2016-04-15 07:00 | 0 | 0 | 2.635 | 0
2016-04-15 08:00 | 0 | 0 | 2.635 | 0
2016-04-15 09:00 | 0 | 0.88554 | 2.635 | 0
2016-04-15 10:00 | 0 | 0 | 2.635 | 0
2016-04-15 11:00 | 0 | 0.75634 | 2.635 | 0
2016-04-15 12:00 | 0 | 0.28368 | 2.635 | 0
2016-04-15 13:00 | 0 | 0 | 2.635 | 0
2016-04-15 14:00 | 0 | 0 | 2.635 | 0
2016-04-15 15:00 | 0 | 0 | 2.635 | 0
2016-04-15 16:00 | 0 | 0.54113 | 2.635 | 0
2016-04-15 17:00 | 0 | 0 | 2.635 | 0
2016-04-15 18:00 | 0 | 0.46317 | 2.635 | 0
2016-04-15 19:00 | 0 | 0 | 3.1222 | 0
2016-04-15 20:00 | 0.64306 | 0 | 3.226 | 0
2016-04-15 21:00 | 0.70601 | 0 | 3.226 | 0
2016-04-15 22:00 | 0.68442 | 0 | 3.226 | 0
2016-04-15 23:00 | 0.35099 | 0 | 3.226 | 0
2016-04-16 | 0 | 0 | 3.1423 | 0
2016-04-16 01:00 | 0 | 0 | 2.7191 | 0
2016-04-16 02:00 | 0 | 0 | 2.635 | 0
2016-04-16 03:00 | 0 | 0 | 2.635 | 0
2016-04-16 04:00 | 0 | 0 | 2.635 | 0
2016-04-16 05:00 | 0 | 0 | 2.635 | 0
2016-04-16 06:00 | 0 | 0.41632 | 2.635 | 0
2016-04-16 07:00 | 0 | 0 | 2.635 | 0
2016-04-16 08:00 | 0 | 0 | 2.635 | 0
2016-04-16 09:00 | 0 | 0.94739 | 2.635 | 0
2016-04-16 10:00 | 0 | 0.93458 | 2.635 | 0
2016-04-16 11:00 | 0 | 0 | 2.635 | 0
2016-04-16 12:00 | 0 | 0.78489 | 2.635 | 0
2016-04-16 13:00 | 0 | 0.14084 | 2.635 | 0
2016-04-16 14:00 | 0 | 0 | 2.635 | 0
2016-04-16 15:00 | 0 | 0 | 2.635 | 0
2016-04-16 16:00 | 0 | 0 | 2.635 | 0
2016-04-16 17:00 | 0 | 0 | 2.635 | 0
2016-04-16 18:00 | 0 | 0 | 2.635 | 0
2016-04-16 19:00 | 0 | 0 | 2.9169 | 0
2016-04-16 20:00 | 0.53381 | 0 | 3.226 | 0
2016-04-16 21:00 | 0.73676 | 0 | 3.226 | 0
2016-04-16 22:00 | 0.72889 | 0 | 3.226 | 0
2016-04-16 23:00 | 0.42419 | 0 | 3.226 | 0
2016-04-17 | 0 | 0 | 3.0085 | 0
2016-04-17 01:00 | 0 | 0 | 2.6407 | 0
2016-04-17 02:00 | 0 | 0 | 2.635 | 0
2016-04-17 03:00 | 0 | 0 | 2.635 | 0
2016-04-17 04:00 | 0 | 0 | 2.635 | 0
2016-04-17 05:00 | 0 | 0.43151 | 2.635 | 0
2016-04-17 06:00 | 0 | 0.48275 | 2.635 | 0
2016-04-17 07:00 | 0 | 0 | 2.635 | 0
2016-04-17 08:00 | 0 | 0 | 2.635 | 0
2016-04-17 09:00 | 0 | 0.85882 | 2.635 | 0
2016-04-17 10:00 | 0 | 0.73053 | 2.635 | 0
2016-04-17 11:00 | 0 | 0 | 2.635 | 0
2016-04-17 12:00 | 0 | 0.77336 | 2.635 | 0
2016-04-17 13:00 | 0 | 0 | 2.635 | 0
2016-04-17 14:00 | 0 | 0 | 2.635 | 0
2016-04-17 15:00 | 0 | 0 | 2.635 | 0
2016-04-17 16:00 | 0 | 0 | 2.635 | 0
2016-04-17 17:00 | 0 | 0 | 2.635 | 0
2016-04-17 18:00 | 0 | 0 | 2.635 | 0
2016-04-17 19:00 | 0 | 0 | 2.9855 | 0
2016-04-17 20:00 | 0.63007 | 0 | 3.226 | 0
2016-04-17 21:00 | 0.80246 | 0 | 3.226 | 0
2016-04-17 22:00 | 0.6039 | 0 | 3.226 | 0
2016-04-17 23:00 | 0.10285 | 0 | 3.226 | 0
2016-04-18 | 0 | 0 | 2.9076 | 0
2016-04-18 01:00 | 0 | 0 | 2.635 | 0
2016-04-18 02:00 | 0 | 0 | 2.635 | 0
2016-04-18 03:00 | 0 | 0 | 2.635 | 0
2016-04-18 04:00 | 0 | 0 | 2.635 | 0
2016-04-18 05:00 | 0 | 0 | 2.635 | 0
2016-04-18 06:00 | 0 | 0 | 2.635 | 0
2016-04-18 07:00 | 0 | 0 | 2.635 | 0
2016-04-18 08:00 | 0 | 0 | 2.635 | 0
2016-04-18 09:00 | 0 | 0 | 2.635 | 0
2016-04-18 10:00 | 0 | 0.67725 | 2.635 | 0
2016-04-18 11:00 | 0 | 0 | 2.635 | 0
2016-04-18 12:00 | 0 | 0.74499 | 2.635 | 0
2016-04-18 13:00 | 0 | 0 | 2.635 | 0
2016-04-18 14:00 | 0 | 0 | 2.635 | 0
2016-04-18 15:00 | 0 | 0.49849 | 2.635 | 0
2016-04-18 16:00 | 0 | 0.48989 | 2.635 | 0
2016-04-18 17:00 | 0 | 0 | 2.635 | 0
2016-04-18 18:00 | 0 | 0.48184 | 2.635 | 0
2016-04-18 19:00 | 0 | 0 | 3.2181 | 0
2016-04-18 20:00 | 0.86138 | 0 | 3.226 | 0
2016-04-18 21:00 | 0.96441 | 0 | 3.226 | 0
2016-04-18 22:00 | 0.70931 | 0 | 3.226 | 0
2016-04-18 23:00 | 0.13286 | 0 | 3.226 | 0
2016-04-19 | 0 | 0 | 2.8269 | 0
2016-04-19 01:00 | 0 | 0 | 2.635 | 0
2016-04-19 02:00 | 0 | 0 | 2.635 | 0
2016-04-19 03:00 | 0 | 0 | 2.635 | 0
2016-04-19 04:00 | 0 | 0 | 2.635 | 0
2016-04-19 05:00 | 0 | 0 | 2.635 | 0
2016-04-19 06:00 | 0 | 0 | 2.635 | 0
2016-04-19 07:00 | 0 | 0 | 2.635 | 0
2016-04-19 08:00 | 0 | 0 | 2.635 | 0
2016-04-19 09:00 | 0 | 0.13725 | 2.635 | 0
2016-04-19 10:00 | 0 | 0 | 2.635 | 0
2016-04-19 11:00 | 0 | 0.7223 | 2.635 | 0
2016-04-19 12:00 | 0 | 0.69229 | 2.635 | 0
2016-04-19 13:00 | 0 | 0 | 2.635 | 0
2016-04-19 14:00 | 0 | 0.49538 | 2.635 | 0
2016-04-19 15:00 | 0 | 0.49611 | 2.635 | 0
2016-04-19 16:00 | 0 | 0.53418 | 2.635 | 0
2016-04-19 17:00 | 0 | 0.52978 | 2.635 | 0
2016-04-19 18:00 | 0 | 0 | 2.635 | 0
2016-04-19 19:00 | 0 | 0 | 3.2246 | 0
2016-04-19 20:00 | 0.63922 | 0 | 3.226 | 0
2016-04-19 21:00 | 0.7492 | 0 | 3.226 | 0
2016-04-19 22:00 | 0.56126 | 0 | 3.226 | 0
2016-04-19 23:00 | 0.10083 | 0 | 3.226 | 0
2016-04-20 | 0 | 0 | 2.7538 | 0
2016-04-20 01:00 | 0 | 0 | 2.635 | 0
2016-04-20 02:00 | 0 | 0 | 2.635 | 0
2016-04-20 03:00 | 0 | 0 | 2.635 | 0
2016-04-20 04:00 | 0 | 0 | 2.635 | 0
2016-04-20 05:00 | 0 | 0 | 2.635 | 0
2016-04-20 06:00 | 0 | 0.46299 | 2.635 | 0
2016-04-20 07:00 | 0 | 0 | 2.635 | 0
2016-04-20 08:00 | 0 | 0 | 2.635 | 0
2016-04-20 09:00 | 0 | 0 | 2.635 | 0
2016-04-20 10:00 | 0 | 0.85023 | 2.635 | 0
2016-04-20 11:00 | 0 | 0 | 2.635 | 0
2016-04-20 12:00 | 0 | 0.73383 | 2.635 | 0
2016-04-20 13:00 | 0 | 0.72541 | 2.635 | 0
2016-04-20 14:00 | 0 | 0 | 2.635 | 0
2016-04-20 15:00 | 0 | 0 | 2.635 | 0
2016-04-20 16:00 | 0 | 0 | 2.635 | 0
2016-04-20 17:00 | 0 | 0 | 2.635 | 0
2016-04-20 18:00 | 0 | 0 | 2.635 | 0
2016-04-20 19:00 | 0.11255 | 0 | 3.226 | 0
2016-04-20 20:00 | 0.75853 | 0 | 3.226 | 0
2016-04-20 21:00 | 0.91848 | 0 | 3.226 | 0
2016-04-20 22:00 | 0.55705 | 0 | 3.226 | 0
2016-04-20 23:00 | 0.081069 | 0 | 3.226 | 0
2016-04-21 | 0 | 0 | 2.8466 | 0
2016-04-21 01:00 | 0 | 0 | 2.635 | 0
2016-04-21 02:00 | 0 | 0 | 2.635 | 0
2016-04-21 03:00 | 0 | 0 | 2.635 | 0
2016-04-21 04:00 | 0 | 0 | 2.635 | 0
2016-04-21 05:00 | 0 | 0 | 2.635 | 0
2016-04-21 06:00 | 0 | 0 | 2.635 | 0
2016-04-21 07:00 | 0 | 0.54424 | 2.635 | 0
2016-04-21 08:00 | 0 | 0.76677 | 2.635 | 0
2016-04-21 09:00 | 0 | 0 | 2.635 | 0
2016-04-21 10:00 | 0 | 0 | 2.635 | 0
2016-04-21 11:00 | 0 | 0 | 2.635 | 0
2016-04-21 12:00 | 0 | 0 | 2.635 | 0
2016-04-21 13:00 | 0 | 0 | 2.635 | 0
2016-04-21 14:00 | 0 | 0 | 2.635 | 0
2016-04-21 15:00 | 0 | 0.62861 | 2.635 | 0
2016-04-21 16:00 | 0 | 0 | 2.635 | 0
2016-04-21 17:00 | 0 | 0 | 2.635 | 0
2016-04-21 18:00 | 0 | 0.55028 | 2.635 | 0
2016-04-21 19:00 | 0 | 0 | 3.0755 | 0
2016-04-21 20:00 | 0.62147 | 0 | 3.226 | 0
2016-04-21 21:00 | 0.81124 | 0 | 3.226 | 0
2016-04-21 22:00 | 0.73054 | 0 | 3.226 | 0
2016-04-21 23:00 | 0.29353 | 0 | 3.226 | 0
2016-04-22 | 0 | 0 | 3.0144 | 0
2016-04-22 01:00 | 0 | 0 | 2.6655 | 0
2016-04-22 02:00 | 0 | 0 | 2.635 | 0
2016-04-22 03:00 | 0 | 0 | 2.635 | 0
2016-04-22 04:00 | 0 | 0 | 2.635 | 0
2016-04-22 05:00 | 0 | 0 | 2.635 | 0
2016-04-22 06:00 | 0 | 0 | 2.635 | 0
2016-04-22 07:00 | 0 | 0 | 2.635 | 0
2016-04-22 08:00 | 0 | 0 | 2.635 | 0
2016-04-22 09:00 | 0 | 0.6296 | 2.635 | 0
2016-04-22 10:00 | 0 | 0.79129 | 2.635 | 0
2016-04-22 11:00 | 0 | 0 | 2.635 | 0
2016-04-22 12:00 | 0 | 0.79513 | 2.635 | 0
2016-04-22 13:00 | 0 | 0.75963 | 2.635 | 0
2016-04-22 14:00 | 0 | 0 | 2.635 | 0
2016-04-22 15:00 | 0 | 0.55156 | 2.635 | 0
2016-04-22 16:00 | 0 | 0 | 2.635 | 0
2016-04-22 17:00 | 0 | 0.58706 | 2.635 | 0
2016-04-22 18:00 | 0 | 0 | 2.635 | 0
2016-04-22 19:00 | 0 | 0 | 3.097 | 0
2016-04-22 20:00 | 0.66539 | 0 | 3.226 | 0
2016-04-22 21:00 | 0.82661 | 0 | 3.226 | 0
2016-04-22 22:00 | 0.7234 | 0 | 3.226 | 0
2016-04-22 23:00 | 0.092781 | 0 | 3.226 | 0
2016-04-23 | 0 | 0 | 2.7731 | 0
2016-04-23 01:00 | 0 | 0 | 2.635 | 0
2016-04-23 02:00 | 0 | 0 | 2.635 | 0
2016-04-23 03:00 | 0 | 0 | 2.635 | 0
2016-04-23 04:00 | 0 | 0 | 2.635 | 0
2016-04-23 05:00 | 0 | 0 | 2.635 | 0
2016-04-23 06:00 | 0 | 0.38082 | 2.635 | 0
2016-04-23 07:00 | 0 | 0 | 2.635 | 0
2016-04-23 08:00 | 0 | 0 | 2.635 | 0
2016-04-23 09:00 | 0 | 0.84162 | 2.635 | 0
2016-04-23 10:00 | 0 | 0.096094 | 2.635 | 0
2016-04-23 11:00 | 0 | 0 | 2.635 | 0
2016-04-23 12:00 | 0 | 0 | 2.635 | 0
2016-04-23 13:00 | 0 | 0 | 2.635 | 0
2016-04-23 14:00 | 0 | 0 | 2.635 | 0
2016-04-23 15:00 | 0 | 0 | 2.635 | 0
2016-04-23 16:00 | 0 | 0 | 2.635 | 0
2016-04-23 17:00 | 0 | 0 | 2.635 | 0
2016-04-23 18:00 | 0 | 0 | 2.635 | 0
2016-04-23 19:00 | 0.022143 | 0 | 3.226 | 0
2016-04-23 20:00 | 0.66411 | 0 | 3.226 | 0
2016-04-23 21:00 | 0.69064 | 0 | 3.226 | 0
2016-04-23 22:00 | 0.63647 | 0 | 3.226 | 0
2016-04-23 23:00 | 0.1303 | 0 | 3.226 | 0
2016-04-24 | 0 | 0 | 2.8038 | 0
2016-04-24 01:00 | 0 | 0 | 2.635 | 0
2016-04-24 02:00 | 0 | 0 | 2.635 | 0
2016-04-24 03:00 | 0 | 0 | 2.635 | 0
2016-04-24 04:00 | 0 | 0 | 2.635 | 0
2016-04-24 05:00 | 0 | 0 | 2.635 | 0
2016-04-24 06:00 | 0 | 0.37515 | 2.635 | 0
2016-04-24 07:00 | 0 | 0 | 2.635 | 0
2016-04-24 08:00 | 0 | 0 | 2.635 | 0
2016-04-24 09:00 | 0 | 0.83283 | 2.635 | 0
2016-04-24 10:00 | 0 | 0.82002 | 2.635 | 0
2016-04-24 11:00 | 0 | 0.72193 | 2.635 | 0
2016-04-24 12:00 | 0 | 0 | 2.635 | 0
2016-04-24 13:00 | 0 | 0.4952 | 2.635 | 0
2016-04-24 14:00 | 0 | 0 | 2.635 | 0
2016-04-24 15:00 | 0 | 0.48404 | 2.635 | 0
2016-04-24 16:00 | 0 | 0.47251 | 2.635 | 0
2016-04-24 17:00 | 0 | 0.49904 | 2.635 | 0
2016-04-24 18:00 | 0 | 0 | 2.635 | 0
2016-04-24 19:00 | 0.051423 | 0 | 3.226 | 0
2016-04-24 20:00 | 0.58121 | 0 | 3.226 | 0
2016-04-24 21:00 | 0.69082 | 0 | 3.226 | 0
2016-04-24 22:00 | 0.45695 | 0 | 3.226 | 0
2016-04-24 23:00 | 0.10449 | 0 | 3.226 | 0
2016-04-25 | 0 | 0 | 2.768 | 0
2016-04-25 01:00 | 0 | 0 | 2.635 | 0
2016-04-25 02:00 | 0 | 0 | 2.635 | 0
2016-04-25 03:00 | 0 | 0 | 2.635 | 0
2016-04-25 04:00 | 0 | 0 | 2.635 | 0
2016-04-25 05:00 | 0 | 0 | 2.635 | 0
2016-04-25 06:00 | 0 | 0 | 2.635 | 0
2016-04-25 07:00 | 0 | 0 | 2.635 | 0
2016-04-25 08:00 | 0 | 0 | 2.635 | 0
2016-04-25 09:00 | 0 | 0 | 2.635 | 0
2016-04-25 10:00 | 0 | 0 | 2.635 | 0
2016-04-25 11:00 | 0 | 0.25683 | 2.635 | 0
2016-04-25 12:00 | 0 | 0.76494 | 2.635 | 0
2016-04-25 13:00 | 0 | 0 | 2.635 | 0
2016-04-25 14:00 | 0 | 0 | 2.635 | 0
2016-04-25 15:00 | 0 | 0.52887 | 2.635 | 0
2016-04-25 16:00 | 0 | 0.47672 | 2.635 | 0
2016-04-25 17:00 | 0 | 0.52118 | 2.635 | 0
2016-04-25 18:00 | 0 | 0 | 2.635 | 0
2016-04-25 19:00 | 0.086742 | 0 | 3.226 | 0
2016-04-25 20:00 | 0.73895 | 0 | 3.226 | 0
2016-04-25 21:00 | 0.85717 | 0 | 3.226 | 0
2016-04-25 22:00 | 0.50654 | 0 | 3.226 | 0
2016-04-25 23:00 | 0.092964 | 0 | 3.226 | 0
2016-04-26 | 0 | 0 | 2.8393 | 0
2016-04-26 01:00 | 0 | 0 | 2.635 | 0
2016-04-26 02:00 | 0 | 0 | 2.635 | 0
2016-04-26 03:00 | 0 | 0 | 2.635 | 0
2016-04-26 04:00 | 0 | 0 | 2.635 | 0
2016-04-26 05:00 | 0 | 0 | 2.635 | 0
2016-04-26 06:00 | 0 | 0 | 2.635 | 0
2016-04-26 07:00 | 0 | 0 | 2.635 | 0
2016-04-26 08:00 | 0 | 0 | 2.635 | 0
2016-04-26 09:00 | 0 | 0 | 2.635 | 0
2016-04-26 10:00 | 0 | 0.65737 | 2.635 | 0
2016-04-26 11:00 | 0 | 0 | 2.635 | 0
2016-04-26 12:00 | 0 | 0.77665 | 2.635 | 0
2016-04-26 13:00 | 0 | 0 | 2.635 | 0
2016-04-26 14:00 | 0 | 0.51533 | 2.635 | 0
2016-04-26 15:00 | 0 | 0.5102 | 2.635 | 0
2016-04-26 16:00 | 0 | 0 | 2.635 | 0
2016-04-26 17:00 | 0 | 0.62641 | 2.635 | 0
2016-04-26 18:00 | 0 | 0 | 2.635 | 0
2016-04-26 19:00 | 0 | 0 | 3.1876 | 0
2016-04-26 20:00 | 0.78031 | 0 | 3.226 | 0
2016-04-26 21:00 | 0.91683 | 0 | 3.226 | 0
2016-04-26 22:00 | 0.74682 | 0 | 3.226 | 0
2016-04-26 23:00 | 0.16836 | 0 | 3.226 | 0
2016-04-27 | 0 | 0 | 2.8188 | 0
2016-04-27 01:00 | 0 | 0 | 2.635 | 0
2016-04-27 02:00 | 0 | 0 | 2.635 | 0
2016-04-27 03:00 | 0 | 0 | 2.635 | 0
2016-04-27 04:00 | 0 | 0 | 2.635 | 0
2016-04-27 05:00 | 0 | 0.37131 | 2.635 | 0
2016-04-27 06:00 | 0 | 0.3682 | 2.635 | 0
2016-04-27 07:00 | 0 | 0 | 2.635 | 0
2016-04-27 08:00 | 0 | 0 | 2.635 | 0
2016-04-27 09:00 | 0 | 0 | 2.635 | 0
2016-04-27 10:00 | 0 | 0 | 2.635 | 0
2016-04-27 11:00 | 0 | 0.79697 | 2.635 | 0
2016-04-27 12:00 | 0 | 0 | 2.635 | 0
2016-04-27 13:00 | 0 | 0 | 2.635 | 0
2016-04-27 14:00 | 0 | 0 | 2.635 | 0
2016-04-27 15:00 | 0 | 0.51423 | 2.635 | 0
2016-04-27 16:00 | 0 | 0.51203 | 2.635 | 0
2016-04-27 17:00 | 0 | 0.48403 | 2.635 | 0
2016-04-27 18:00 | 0 | 0.40352 | 2.635 | 0
2016-04-27 19:00 | 0.18263 | 0 | 3.226 | 0
2016-04-27 20:00 | 0.96093 | 0 | 3.226 | 0
2016-04-27 21:00 | 0.90347 | 0 | 3.226 | 0
2016-04-27 22:00 | 0.78983 | 0 | 3.226 | 0
2016-04-27 23:00 | 0.29426 | 0 | 3.226 | 0
2016-04-28 | 0 | 0 | 3.0294 | 0
2016-04-28 01:00 | 0 | 0 | 2.7408 | 0
2016-04-28 02:00 | 0 | 0 | 2.635 | 0
2016-04-28 03:00 | 0 | 0 | 2.635 | 0
2016-04-28 04:00 | 0 | 0 | 2.635 | 0
2016-04-28 05:00 | 0 | 0 | 2.635 | 0
2016-04-28 06:00 | 0 | 0 | 2.635 | 0
2016-04-28 07:00 | 0 | 0 | 2.635 | 0
2016-04-28 08:00 | 0 | 0 | 2.635 | 0
2016-04-28 09:00 | 0 | 0.92525 | 2.635 | 0
2016-04-28 10:00 | 0 | 0.6338 | 2.635 | 0
2016-04-28 11:00 | 0 | 0 | 2.635 | 0
2016-04-28 12:00 | 0 | 0.69302 | 2.635 | 0
2016-04-28 13:00 | 0 | 0 | 2.635 | 0
2016-04-28 14:00 | 0 | 0.40461 | 2.635 | 0
2016-04-28 15:00 | 0 | 0.41486 | 2.635 | 0
2016-04-28 16:00 | 0 | 0.49666 | 2.635 | 0
2016-04-28 17:00 | 0 | 0.54369 | 2.635 | 0
2016-04-28 18:00 | 0 | 0 | 2.635 | 0
2016-04-28 19:00 | 0.21923 | 0 | 3.226 | 0
2016-04-28 20:00 | 0.78232 | 0 | 3.226 | 0
2016-04-28 21:00 | 0.89194 | 0 | 3.226 | 0
2016-04-28 22:00 | 0.71882 | 0 | 3.226 | 0
2016-04-28 23:00 | 0.27615 | 0 | 3.226 | 0
2016-04-29 | 0 | 0 | 3.0381 | 0
2016-04-29 01:00 | 0 | 0 | 2.6825 | 0
2016-04-29 02:00 | 0 | 0 | 2.635 | 0
2016-04-29 03:00 | 0 | 0 | 2.635 | 0
2016-04-29 04:00 | 0 | 0 | 2.635 | 0
2016-04-29 05:00 | 0 | 0 | 2.635 | 0
2016-04-29 06:00 | 0 | 0.44048 | 2.635 | 0
2016-04-29 07:00 | 0 | 0 | 2.635 | 0
2016-04-29 08:00 | 0 | 0 | 2.635 | 0
2016-04-29 09:00 | 0 | 0 | 2.635 | 0
2016-04-29 10:00 | 0 | 0.79788 | 2.635 | 0
2016-04-29 11:00 | 0 | 0 | 2.635 | 0
2016-04-29 12:00 | 0 | 0.79367 | 2.635 | 0
2016-04-29 13:00 | 0 | 0.70052 | 2.635 | 0
2016-04-29 14:00 | 0 | 0.40937 | 2.635 | 0
2016-04-29 15:00 | 0 | 0.45787 | 2.635 | 0
2016-04-29 16:00 | 0 | 0.50911 | 2.635 | 0
2016-04-29 17:00 | 0 | 0 | 2.635 | 0
2016-04-29 18:00 | 0 | 0 | 2.635 | 0
2016-04-29 19:00 | 0.072651 | 0 | 3.226 | 0
2016-04-29 20:00 | 0.81325 | 0 | 3.226 | 0
2016-04-29 21:00 | 0.88041 | 0 | 3.226 | 0
2016-04-29 22:00 | 0.61342 | 0 | 3.226 | 0
2016-04-29 23:00 | 0.16818 | 0 | 3.226 | 0
2016-04-30 | 0 | 0 | 2.8769 | 0
2016-04-30 01:00 | 0 | 0 | 2.635 | 0
2016-04-30 02:00 | 0 | 0 | 2.635 | 0
2016-04-30 03:00 | 0 | 0 | 2.635 | 0
2016-04-30 04:00 | 0 | 0 | 2.635 | 0
2016-04-30 05:00 | 0 | 0.36069 | 2.635 | 0
2016-04-30 06:00 | 0 | 0.40169 | 2.635 | 0
2016-04-30 07:00 | 0 | 0 | 2.635 | 0
2016-04-30 08:00 | 0 | 0 | 2.635 | 0
2016-04-30 09:00 | 0 | 0.95361 | 2.635 | 0
2016-04-30 10:00 | 0 | 0 | 2.635 | 0
2016-04-30 11:00 | 0 | 0 | 2.635 | 0
2016-04-30 12:00 | 0 | 0.68515 | 2.635 | 0
2016-04-30 13:00 | 0 | 0 | 2.635 | 0
2016-04-30 14:00 | 0 | 0.44872 | 2.635 | 0
2016-04-30 15:00 | 0 | 0.48349 | 2.635 | 0
2016-04-30 16:00 | 0 | 0.11164 | 2.635 | 0
2016-04-30 17:00 | 0 | 0 | 2.635 | 0
2016-04-30 18:00 | 0 | 0 | 2.635 | 0
2016-04-30 19:00 | 0.087474 | 0 | 3.226 | 0
2016-04-30 20:00 | 0.67948 | 0 | 3.226 | 0
2016-04-30 21:00 | 0.76567 | 0 | 3.226 | 0
2016-04-30 22:00 | 0.67252 | 0 | 3.226 | 0
2016-04-30 23:00 | 0.20514 | 0 | 3.226 | 0
2016-05-01 | 0 | 0 | 2.9254 | 0
2016-05-01 01:00 | 0 | 0 | 2.635 | 0
2016-05-01 02:00 | 0 | 0 | 2.635 | 0
2016-05-01 03:00 | 0 | 0 | 2.635 | 0
2016-05-01 04:00 | 0 | 0 | 2.635 | 0
2016-05-01 05:00 | 0 | 0 | 2.635 | 0
2016-05-01 06:00 | 0 | 0.36289 | 2.635 | 0
2016-05-01 07:00 | 0 | 0.51734 | 2.635 | 0
2016-05-01 08:00 | 0 | 0.79093 | 2.635 | 0
2016-05-01 09:00 | 0 | 0.80374 | 2.635 | 0
2016-05-01 10:00 | 0 | 0 | 2.635 | 0
2016-05-01 11:00 | 0 | 0.78402 | 2.635 | 0
2016-05-01 12:00 | 0 | 0 | 2.635 | 0
2016-05-01 13:00 | 0 | 0 | 2.635 | 0
2016-05-01 14:00 | 0 | 0 | 2.635 | 0
2016-05-01 15:00 | 0 | 0 | 2.635 | 0
2016-05-01 16:00 | 0 | 0 | 2.635 | 0
2016-05-01 17:00 | 0 | 0 | 2.635 | 0
2016-05-01 18:00 | 0 | 0 | 2.635 | 0
2016-05-01 19:00 | 0.52924 | 0 | 3.226 | 0
2016-05-01 20:00 | 0.76677 | 0 | 3.226 | 0
2016-05-01 21:00 | 0.68351 | 0 | 3.226 | 0
2016-05-01 22:00 | 0.34514 | 0 | 3.226 | 0
2016-05-01 23:00 | 0 | 0 | 3.0367 | 0
2016-05-02 | 0 | 0 | 2.6779 | 0
2016-05-02 01:00 | 0 | 0 | 2.635 | 0
2016-05-02 02:00 | 0 | 0 | 2.635 | 0
2016-05-02 03:00 | 0 | 0 | 2.635 | 0
2016-05-02 04:00 | 0 | 0 | 2.635 | 0
2016-05-02 05:00 | 0 | 0.38339 | 2.635 | 0
2016-05-02 06:00 | 0 | 0.38924 | 2.635 | 0
2016-05-02 07:00 | 0 | 0.52631 | 2.635 | 0
2016-05-02 08:00 | 0 | 0 | 2.635 | 0
2016-05-02 09:00 | 0 | 0 | 2.635 | 0
2016-05-02 10:00 | 0 | 0 | 2.635 | 0
2016-05-02 11:00 | 0 | 0 | 2.635 | 0
2016-05-02 12:00 | 0 | 0 | 2.635 | 0
2016-05-02 13:00 | 0 | 0.81947 | 2.635 | 0
2016-05-02 14:00 | 0 | 0.74005 | 2.635 | 0
2016-05-02 15:00 | 0 | 0 | 2.635 | 0
2016-05-02 16:00 | 0 | 0 | 2.635 | 0
2016-05-02 17:00 | 0 | 0 | 2.635 | 0
2016-05-02 18:00 | 0 | 0 | 2.635 | 0
2016-05-02 19:00 | 0.45494 | 0 | 3.226 | 0
2016-05-02 20:00 | 0.68003 | 0 | 3.226 | 0
2016-05-02 21:00 | 0.6599 | 0 | 3.226 | 0
2016-05-02 22:00 | 0.57865 | 0 | 3.226 | 0
2016-05-02 23:00 | 0 | 0 | 3.2199 | 0
2016-05-03 | 0 | 0 | 2.7851 | 0
2016-05-03 01:00 | 0 | 0 | 2.635 | 0
2016-05-03 02:00 | 0 | 0 | 2.635 | 0
2016-05-03 03:00 | 0 | 0.37149 | 2.635 | 0
2016-05-03 04:00 | 0 | 0.40791 | 2.635 | 0
2016-05-03 05:00 | 0 | 0 | 2.635 | 0
2016-05-03 06:00 | 0 | 0.35795 | 2.635 | 0
2016-05-03 07:00 | 0 | 0.50398 | 2.635 | 0
2016-05-03 08:00 | 0 | 0 | 2.635 | 0
2016-05-03 09:00 | 0 | 0 | 2.635 | 0
2016-05-03 10:00 | 0 | 0 | 2.635 | 0
2016-05-03 11:00 | 0 | 0 | 2.635 | 0
2016-05-03 12:00 | 0 | 0.77812 | 2.635 | 0
2016-05-03 13:00 | 0 | 0 | 2.635 | 0
2016-05-03 14:00 | 0 | 0.71022 | 2.635 | 0
2016-05-03 15:00 | 0 | 0 | 2.635 | 0
2016-05-03 16:00 | 0 | 0.36417 | 2.635 | 0
2016-05-03 17:00 | 0 | 0 | 2.635 | 0
2016-05-03 18:00 | 0 | 0 | 2.635 | 0
2016-05-03 19:00 | 0.44707 | 0 | 3.226 | 0
2016-05-03 20:00 | 0.83064 | 0 | 3.226 | 0
2016-05-03 21:00 | 0.90219 | 0 | 3.226 | 0
2016-05-03 22:00 | 0.64599 | 0 | 3.226 | 0
2016-05-03 23:00 | 0.13762 | 0 | 3.226 | 0
2016-05-04 | 0 | 0 | 2.8984 | 0
2016-05-04 01:00 | 0 | 0 | 2.635 | 0
2016-05-04 02:00 | 0 | 0 | 2.635 | 0
2016-05-04 03:00 | 0 | 0 | 2.635 | 0
2016-05-04 04:00 | 0 | 0.35685 | 2.635 | 0
2016-05-04 05:00 | 0 | 0.42053 | 2.635 | 0
2016-05-04 06:00 | 0 | 0.42236 | 2.635 | 0
2016-05-04 07:00 | 0 | 0 | 2.635 | 0
2016-05-04 08:00 | 0 | 0 | 2.635 | 0
2016-05-04 09:00 | 0 | 0.90091 | 2.635 | 0
2016-05-04 10:00 | 0 | 0.27846 | 2.635 | 0
2016-05-04 11:00 | 0 | 0 | 2.635 | 0
2016-05-04 12:00 | 0 | 0 | 2.635 | 0
2016-05-04 13:00 | 0 | 0.72486 | 2.635 | 0
2016-05-04 14:00 | 0 | 0 | 2.635 | 0
2016-05-04 15:00 | 0 | 0 | 2.635 | 0
2016-05-04 16:00 | 0 | 0.51478 | 2.635 | 0
2016-05-04 17:00 | 0 | 0.38814 | 2.635 | 0
2016-05-04 18:00 | 0 | 0 | 2.635 | 0
2016-05-04 19:00 | 0.82094 | 0 | 3.226 | 0
2016-05-04 20:00 | 0.99442 | 0 | 3.226 | 0
2016-05-04 21:00 | 1.0951 | 0 | 3.226 | 0
2016-05-04 22:00 | 0.67893 | 0 | 3.226 | 0
2016-05-04 23:00 | 0.050691 | 0 | 3.226 | 0
2016-05-05 | 0 | 0 | 2.8653 | 0
2016-05-05 01:00 | 0 | 0 | 2.635 | 0
2016-05-05 02:00 | 0 | 0 | 2.635 | 0
2016-05-05 03:00 | 0 | 0 | 2.635 | 0
2016-05-05 04:00 | 0 | 0.39766 | 2.635 | 0
2016-05-05 05:00 | 0 | 0.42914 | 2.635 | 0
2016-05-05 06:00 | 0 | 0.47873 | 2.635 | 0
2016-05-05 07:00 | 0 | 0 | 2.635 | 0
2016-05-05 08:00 | 0 | 0 | 2.635 | 0
2016-05-05 09:00 | 0 | 0.89743 | 2.635 | 0
2016-05-05 10:00 | 0 | 0 | 2.635 | 0
2016-05-05 11:00 | 0 | 0 | 2.635 | 0
2016-05-05 12:00 | 0 | 0 | 2.635 | 0
2016-05-05 13:00 | 0 | 0 | 2.635 | 0
2016-05-05 14:00 | 0 | 0 | 2.635 | 0
2016-05-05 15:00 | 0 | 0 | 2.635 | 0
2016-05-05 16:00 | 0 | 0.60042 | 2.635 | 0
2016-05-05 17:00 | 0 | 0.51606 | 2.635 | 0
2016-05-05 18:00 | 0 | 0 | 2.635 | 0
2016-05-05 19:00 | 0.39967 | 0 | 3.226 | 0
2016-05-05 20:00 | 0.93733 | 0 | 3.226 | 0
2016-05-05 21:00 | 0.887 | 0 | 3.226 | 0
2016-05-05 22:00 | 0.63043 | 0 | 3.226 | 0
2016-05-05 23:00 | 0 | 0 | 3.2075 | 0
2016-05-06 | 0 | 0 | 2.635 | 0
2016-05-06 01:00 | 0 | 0 | 2.635 | 0
2016-05-06 02:00 | 0 | 0 | 2.635 | 0
2016-05-06 03:00 | 0 | 0.50947 | 2.635 | 0
2016-05-06 04:00 | 0 | 0.54388 | 2.635 | 0
2016-05-06 05:00 | 0 | 0.49721 | 2.635 | 0
2016-05-06 06:00 | 0 | 0.52393 | 2.635 | 0
2016-05-06 07:00 | 0 | 0 | 2.635 | 0
2016-05-06 08:00 | 0 | 0 | 2.635 | 0
2016-05-06 09:00 | 0 | 0.89103 | 2.635 | 0
2016-05-06 10:00 | 0 | 0 | 2.635 | 0
2016-05-06 11:00 | 0 | 0.67711 | 2.635 | 0
2016-05-06 12:00 | 0 | 0.90713 | 2.635 | 0
2016-05-06 13:00 | 0 | 0.91189 | 2.635 | 0
2016-05-06 14:00 | 0 | 0 | 2.635 | 0
2016-05-06 15:00 | 0 | 0 | 2.635 | 0
2016-05-06 16:00 | 0 | 0 | 2.635 | 0
2016-05-06 17:00 | 0 | 0 | 2.635 | 0
2016-05-06 18:00 | 0 | 0 | 2.635 | 0
2016-05-06 19:00 | 0.43206 | 0 | 3.226 | 0
2016-05-06 20:00 | 0.72267 | 0 | 3.226 | 0
2016-05-06 21:00 | 0.69467 | 0 | 3.226 | 0
2016-05-06 22:00 | 0.38485 | 0 | 3.226 | 0
2016-05-06 23:00 | 0 | 0 | 3.069 | 0
2016-05-07 | 0 | 0 | 2.635 | 0
2016-05-07 01:00 | 0 | 0.38101 | 2.635 | 0
2016-05-07 02:00 | 0 | 0 | 2.635 | 0
2016-05-07 03:00 | 0 | 0.37149 | 2.635 | 0
2016-05-07 04:00 | 0 | 0.4392 | 2.635 | 0
2016-05-07 05:00 | 0 | 0.41267 | 2.635 | 0
2016-05-07 06:00 | 0 | 0 | 2.635 | 0
2016-05-07 07:00 | 0 | 0 | 2.635 | 0
2016-05-07 08:00 | 0 | 0 | 2.635 | 0
2016-05-07 09:00 | 0 | 0.92232 | 2.635 | 0
2016-05-07 10:00 | 0 | 0.4942 | 2.635 | 0
2016-05-07 11:00 | 0 | 0 | 2.635 | 0
2016-05-07 12:00 | 0 | 0 | 2.635 | 0
2016-05-07 13:00 | 0 | 0 | 2.635 | 0
2016-05-07 14:00 | 0 | 0 | 2.635 | 0
2016-05-07 15:00 | 0 | 0 | 2.635 | 0
2016-05-07 16:00 | 0 | 0 | 2.635 | 0
2016-05-07 17:00 | 0 | 0 | 2.635 | 0
2016-05-07 18:00 | 0 | 0 | 2.635 | 0
2016-05-07 19:00 | 0.28603 | 0 | 3.226 | 0
2016-05-07 20:00 | 0.66813 | 0 | 3.226 | 0
2016-05-07 21:00 | 0.59859 | 0 | 3.226 | 0
2016-05-07 22:00 | 0.33947 | 0 | 3.226 | 0
2016-05-07 23:00 | 0 | 0 | 2.9794 | 0
2016-05-08 | 0 | 0 | 2.635 | 0
2016-05-08 01:00 | 0 | 0 | 2.635 | 0
2016-05-08 02:00 | 0 | 0 | 2.635 | 0
2016-05-08 03:00 | 0 | 0 | 2.635 | 0
2016-05-08 04:00 | 0 | 0 | 2.635 | 0
2016-05-08 05:00 | 0 | 0.3671 | 2.635 | 0
2016-05-08 06:00 | 0 | 0.44689 | 2.635 | 0
2016-05-08 07:00 | 0 | 0 | 2.635 | 0
2016-05-08 08:00 | 0 | 0 | 2.635 | 0
2016-05-08 09:00 | 0 | 0.8945 | 2.635 | 0
2016-05-08 10:00 | 0 | 0.84995 | 2.635 | 0
2016-05-08 11:00 | 0 | 0 | 2.635 | 0
2016-05-08 12:00 | 0 | 0 | 2.635 | 0
2016-05-08 13:00 | 0 | 0 | 2.635 | 0
2016-05-08 14:00 | 0 | 0 | 2.635 | 0
2016-05-08 15:00 | 0 | 0 | 2.635 | 0
2016-05-08 16:00 | 0 | 0 | 2.635 | 0
2016-05-08 17:00 | 0 | 0 | 2.635 | 0
2016-05-08 18:00 | 0 | 0 | 2.635 | 0
2016-05-08 19:00 | 0.31696 | 0 | 3.226 | 0
2016-05-08 20:00 | 0.83411 | 0 | 3.226 | 0
2016-05-08 21:00 | 0.91537 | 0 | 3.226 | 0
2016-05-08 22:00 | 0.51789 | 0 | 3.226 | 0
2016-05-08 23:00 | 0 | 0 | 3.2223 | 0
2016-05-09 | 0 | 0 | 2.635 | 0
2016-05-09 01:00 | 0 | 0 | 2.635 | 0
2016-05-09 02:00 | 0 | 0.42419 | 2.635 | 0
2016-05-09 03:00 | 0 | 0.47836 | 2.635 | 0
2016-05-09 04:00 | 0 | 0.44908 | 2.635 | 0
2016-05-09 05:00 | 0 | 0.42529 | 2.635 | 0
2016-05-09 06:00 | 0 | 0.37076 | 2.635 | 0
2016-05-09 07:00 | 0 | 0 | 2.635 | 0
2016-05-09 08:00 | 0 | 0 | 2.635 | 0
2016-05-09 09:00 | 0 | 0.51297 | 2.635 | 0
2016-05-09 10:00 | 0 | 0 | 2.635 | 0
2016-05-09 11:00 | 0 | 0 | 2.635 | 0
2016-05-09 12:00 | 0 | 0.83357 | 2.635 | 0
2016-05-09 13:00 | 0 | 0 | 2.635 | 0
2016-05-09 14:00 | 0 | 0 | 2.635 | 0
2016-05-09 15:00 | 0 | 0 | 2.635 | 0
2016-05-09 16:00 | 0 | 0 | 2.635 | 0
2016-05-09 17:00 | 0 | 0 | 2.635 | 0
2016-05-09 18:00 | 0 | 0 | 2.635 | 0
2016-05-09 19:00 | 0.4284 | 0 | 3.226 | 0
2016-05-09 20:00 | 0.77134 | 0 | 3.226 | 0
2016-05-09 21:00 | 0.80538 | 0 | 3.226 | 0
2016-05-09 22:00 | 0.52265 | 0 | 3.226 | 0
2016-05-09 23:00 | 0.017568 | 0 | 3.226 | 0
2016-05-10 | 0 | 0 | 2.7776 | 0
2016-05-10 01:00 | 0 | 0 | 2.635 | 0
2016-05-10 02:00 | 0 | 0 | 2.635 | 0
2016-05-10 03:00 | 0 | 0.38869 | 2.635 | 0
2016-05-10 04:00 | 0 | 0 | 2.635 | 0
2016-05-10 05:00 | 0 | 0 | 2.635 | 0
2016-05-10 06:00 | 0 | 0 | 2.635 | 0
2016-05-10 07:00 | 0 | 0 | 2.635 | 0
2016-05-10 08:00 | 0 | 0 | 2.635 | 0
2016-05-10 09:00 | 0 | 0 | 2.635 | 0
2016-05-10 10:00 | 0 | 0 | 2.635 | 0
2016-05-10 11:00 | 0 | 0 | 2.635 | 0
2016-05-10 12:00 | 0 | 0 | 2.635 | 0
2016-05-10 13:00 | 0 | 0 | 2.635 | 0
2016-05-10 14:00 | 0 | 0 | 2.635 | 0
2016-05-10 15:00 | 0 | 0 | 2.635 | 0
2016-05-10 16:00 | 0 | 0 | 2.635 | 0
2016-05-10 17:00 | 0 | 0 | 2.635 | 0
2016-05-10 18:00 | 0 | 0 | 2.635 | 0
2016-05-10 19:00 | 0.55431 | 0 | 3.226 | 0
2016-05-10 20:00 | 0.95746 | 0 | 3.226 | 0
2016-05-10 21:00 | 0.8224 | 0 | 3.226 | 0
2016-05-10 22:00 | 0.42419 | 0 | 3.226 | 0
2016-05-10 23:00 | 0 | 0 | 3.1015 | 0
2016-05-11 | 0 | 0 | 2.7067 | 0
2016-05-11 01:00 | 0 | 0 | 2.635 | 0
2016-05-11 02:00 | 0 | 0 | 2.635 | 0
2016-05-11 03:00 | 0 | 0.38906 | 2.635 | 0
2016-05-11 04:00 | 0 | 0 | 2.635 | 0
2016-05-11 05:00 | 0 | 0 | 2.635 | 0
2016-05-11 06:00 | 0 | 0 | 2.635 | 0
2016-05-11 07:00 | 0 | 0.48696 | 2.635 | 0
2016-05-11 08:00 | 0 | 0.73877 | 2.635 | 0
2016-05-11 09:00 | 0 | 0.8213 | 2.635 | 0
2016-05-11 10:00 | 0 | 0.54334 | 2.635 | 0
2016-05-11 11:00 | 0 | 0.89286 | 2.635 | 0
2016-05-11 12:00 | 0 | 0.79477 | 2.635 | 0
2016-05-11 13:00 | 0 | 0.83009 | 2.635 | 0
2016-05-11 14:00 | 0 | 0 | 2.635 | 0
2016-05-11 15:00 | 0 | 0.71846 | 2.635 | 0
2016-05-11 16:00 | 0 | 0 | 2.635 | 0
2016-05-11 17:00 | 0 | 0.56675 | 2.635 | 0
2016-05-11 18:00 | 0 | 0 | 2.635 | 0
2016-05-11 19:00 | 0.25144 | 0 | 3.226 | 0
2016-05-11 20:00 | 0.75176 | 0 | 3.226 | 0
2016-05-11 21:00 | 0.74719 | 0 | 3.226 | 0
2016-05-11 22:00 | 0.41779 | 0 | 3.226 | 0
2016-05-11 23:00 | 0 | 0 | 3.106 | 0
2016-05-12 | 0 | 0 | 2.635 | 0
2016-05-12 01:00 | 0 | 0 | 2.635 | 0
2016-05-12 02:00 | 0 | 0 | 2.635 | 0
2016-05-12 03:00 | 0 | 0.40004 | 2.635 | 0
2016-05-12 04:00 | 0 | 0.43371 | 2.635 | 0
2016-05-12 05:00 | 0 | 0.36234 | 2.635 | 0
2016-05-12 06:00 | 0 | 0.39766 | 2.635 | 0
2016-05-12 07:00 | 0 | 0.52887 | 2.635 | 0
2016-05-12 08:00 | 0 | 0 | 2.635 | 0
2016-05-12 09:00 | 0 | 0.80895 | 2.635 | 0
2016-05-12 10:00 | 0 | 0 | 2.635 | 0
2016-05-12 11:00 | 0 | 0 | 2.635 | 0
2016-05-12 12:00 | 0 | 0 | 2.635 | 0
2016-05-12 13:00 | 0 | 0 | 2.635 | 0
2016-05-12 14:00 | 0 | 0 | 2.635 | 0
2016-05-12 15:00 | 0 | 0 | 2.635 | 0
2016-05-12 16:00 | 0 | 0 | 2.635 | 0
2016-05-12 17:00 | 0 | 0 | 2.635 | 0
2016-05-12 18:00 | 0 | 0 | 2.635 | 0
2016-05-12 19:00 | 0.24485 | 0 | 3.226 | 0
2016-05-12 20:00 | 0.51514 | 0 | 3.226 | 0
2016-05-12 21:00 | 0.53619 | 0 | 3.226 | 0
2016-05-12 22:00 | 0.24449 | 0 | 3.226 | 0
2016-05-12 23:00 | 0 | 0 | 3.0857 | 0
2016-05-13 | 0 | 0 | 2.635 | 0
2016-05-13 01:00 | 0 | 0 | 2.635 | 0
2016-05-13 02:00 | 0 | 0.37478 | 2.635 | 0
2016-05-13 03:00 | 0 | 0.36197 | 2.635 | 0
2016-05-13 04:00 | 0 | 0.3724 | 2.635 | 0
2016-05-13 05:00 | 0 | 0.45146 | 2.635 | 0
2016-05-13 06:00 | 0 | 0.5225 | 2.635 | 0
2016-05-13 07:00 | 0 | 0 | 2.635 | 0
2016-05-13 08:00 | 0 | 0 | 2.635 | 0
2016-05-13 09:00 | 0 | 0 | 2.635 | 0
2016-05-13 10:00 | 0 | 0 | 2.635 | 0
2016-05-13 11:00 | 0 | 0 | 2.635 | 0
2016-05-13 12:00 | 0 | 0 | 2.635 | 0
2016-05-13 13:00 | 0 | 0 | 2.635 | 0
2016-05-13 14:00 | 0 | 0 | 2.635 | 0
2016-05-13 15:00 | 0 | 0 | 2.635 | 0
2016-05-13 16:00 | 0 | 0 | 2.635 | 0
2016-05-13 17:00 | 0 | 0 | 2.635 | 0
2016-05-13 18:00 | 0 | 0 | 2.635 | 0
2016-05-13 19:00 | 0.26572 | 0 | 3.226 | 0
2016-05-13 20:00 | 0.63776 | 0 | 3.226 | 0
2016-05-13 21:00 | 0.52173 | 0 | 3.226 | 0
2016-05-13 22:00 | 0.26444 | 0 | 3.226 | 0
2016-05-13 23:00 | 0 | 0 | 3.0613 | 0
2016-05-14 | 0 | 0 | 2.635 | 0
2016-05-14 01:00 | 0 | 0 | 2.635 | 0
2016-05-14 02:00 | 0 | 0 | 2.635 | 0
2016-05-14 03:00 | 0 | 0 | 2.635 | 0
2016-05-14 04:00 | 0 | 0 | 2.635 | 0
2016-05-14 05:00 | 0 | 0.42548 | 2.635 | 0
2016-05-14 06:00 | 0 | 0.50179 | 2.635 | 0
2016-05-14 07:00 | 0 | 0 | 2.635 | 0
2016-05-14 08:00 | 0 | 0 | 2.635 | 0
2016-05-14 09:00 | 0 | 0.94263 | 2.635 | 0
2016-05-14 10:00 | 0 | 0.41464 | 2.635 | 0
2016-05-14 11:00 | 0 | 0 | 2.635 | 0
2016-05-14 12:00 | 0 | 0 | 2.635 | 0
2016-05-14 13:00 | 0 | 0 | 2.635 | 0
2016-05-14 14:00 | 0 | 0 | 2.635 | 0
2016-05-14 15:00 | 0 | 0 | 2.635 | 0
2016-05-14 16:00 | 0 | 0 | 2.635 | 0
2016-05-14 17:00 | 0 | 0 | 2.635 | 0
2016-05-14 18:00 | 0 | 0 | 2.635 | 0
2016-05-14 19:00 | 0.49611 | 0 | 3.226 | 0
2016-05-14 20:00 | 0.62421 | 0 | 3.226 | 0
2016-05-14 21:00 | 0.75085 | 0 | 3.226 | 0
2016-05-14 22:00 | 0.50325 | 0 | 3.226 | 0
2016-05-14 23:00 | 0 | 0 | 3.0377 | 0
2016-05-15 | 0 | 0 | 2.675 | 0
2016-05-15 01:00 | 0 | 0 | 2.635 | 0
2016-05-15 02:00 | 0 | 0 | 2.635 | 0
2016-05-15 03:00 | 0 | 0 | 2.635 | 0
2016-05-15 04:00 | 0 | 0 | 2.635 | 0
2016-05-15 05:00 | 0 | 0.36783 | 2.635 | 0
2016-05-15 06:00 | 0 | 0.46683 | 2.635 | 0
2016-05-15 07:00 | 0 | 0 | 2.635 | 0
2016-05-15 08:00 | 0 | 0 | 2.635 | 0
2016-05-15 09:00 | 0 | 0.90731 | 2.635 | 0
2016-05-15 10:00 | 0 | 0.55143 | 2.635 | 0
2016-05-15 11:00 | 0 | 0 | 2.635 | 0
2016-05-15 12:00 | 0 | 0.91701 | 2.635 | 0
2016-05-15 13:00 | 0 | 0 | 2.635 | 0
2016-05-15 14:00 | 0 | 0 | 2.635 | 0
2016-05-15 15:00 | 0 | 0 | 2.635 | 0
2016-05-15 16:00 | 0 | 0 | 2.635 | 0
2016-05-15 17:00 | 0 | 0 | 2.635 | 0
2016-05-15 18:00 | 0 | 0 | 2.635 | 0
2016-05-15 19:00 | 0.56675 | 0 | 3.226 | 0
2016-05-15 20:00 | 0.7331 | 0 | 3.226 | 0
2016-05-15 21:00 | 0.7159 | 0 | 3.226 | 0
2016-05-15 22:00 | 0.295 | 0 | 3.226 | 0
2016-05-15 23:00 | 0 | 0 | 3.0911 | 0
2016-05-16 | 0 | 0 | 2.6705 | 0
2016-05-16 01:00 | 0 | 0 | 2.635 | 0
2016-05-16 02:00 | 0 | 0 | 2.635 | 0
2016-05-16 03:00 | 0 | 0 | 2.635 | 0
2016-05-16 04:00 | 0 | 0 | 2.635 | 0
2016-05-16 05:00 | 0 | 0 | 2.635 | 0
2016-05-16 06:00 | 0 | 0 | 2.635 | 0
2016-05-16 07:00 | 0 | 0 | 2.635 | 0
2016-05-16 08:00 | 0 | 0 | 2.635 | 0
2016-05-16 09:00 | 0 | 0 | 2.635 | 0
2016-05-16 10:00 | 0 | 0 | 2.635 | 0
2016-05-16 11:00 | 0 | 0 | 2.635 | 0
2016-05-16 12:00 | 0 | 0 | 2.635 | 0
2016-05-16 13:00 | 0 | 0 | 2.635 | 0
2016-05-16 14:00 | 0 | 0 | 2.635 | 0
2016-05-16 15:00 | 0 | 0 | 2.635 | 0
2016-05-16 16:00 | 0 | 0 | 2.635 | 0
2016-05-16 17:00 | 0 | 0 | 2.635 | 0
2016-05-16 18:00 | 0 | 0 | 2.635 | 0
2016-05-16 19:00 | 0.50526 | 0 | 3.226 | 0
2016-05-16 20:00 | 0.79038 | 0 | 3.226 | 0
2016-05-16 21:00 | 0.72285 | 0 | 3.226 | 0
2016-05-16 22:00 | 0.35813 | 0 | 3.226 | 0
2016-05-16 23:00 | 0 | 0 | 3.0848 | 0
2016-05-17 | 0 | 0 | 2.635 | 0
2016-05-17 01:00 | 0 | 0 | 2.635 | 0
2016-05-17 02:00 | 0 | 0 | 2.635 | 0
2016-05-17 03:00 | 0 | 0 | 2.635 | 0
2016-05-17 04:00 | 0 | 0.47525 | 2.635 | 0
2016-05-17 05:00 | 0 | 0.49703 | 2.635 | 0
2016-05-17 06:00 | 0 | 0 | 2.635 | 0
2016-05-17 07:00 | 0 | 0 | 2.635 | 0
2016-05-17 08:00 | 0 | 0 | 2.635 | 0
2016-05-17 09:00 | 0 | 0.53678 | 2.635 | 0
2016-05-17 10:00 | 0 | 0.93129 | 2.635 | 0
2016-05-17 11:00 | 0 | 0.88535 | 2.635 | 0
2016-05-17 12:00 | 0 | 0 | 2.635 | 0
2016-05-17 13:00 | 0 | 0 | 2.635 | 0
2016-05-17 14:00 | 0 | 0.72084 | 2.635 | 0
2016-05-17 15:00 | 0 | 0 | 2.635 | 0
2016-05-17 16:00 | 0 | 0 | 2.635 | 0
2016-05-17 17:00 | 0 | 0.50325 | 2.635 | 0
2016-05-17 18:00 | 0 | 0 | 2.635 | 0
2016-05-17 19:00 | 0.39327 | 0 | 3.226 | 0
2016-05-17 20:00 | 0.71571 | 0 | 3.226 | 0
2016-05-17 21:00 | 0.60445 | 0 | 3.226 | 0
2016-05-17 22:00 | 0.27413 | 0 | 3.226 | 0
2016-05-17 23:00 | 0 | 0 | 3.0282 | 0
2016-05-18 | 0 | 0 | 2.6401 | 0
2016-05-18 01:00 | 0 | 0 | 2.635 | 0
2016-05-18 02:00 | 0 | 0 | 2.635 | 0
2016-05-18 03:00 | 0 | 0 | 2.635 | 0
2016-05-18 04:00 | 0 | 0.49355 | 2.635 | 0
2016-05-18 05:00 | 0 | 0 | 2.635 | 0
2016-05-18 06:00 | 0 | 0.51679 | 2.635 | 0
2016-05-18 07:00 | 0 | 0.51057 | 2.635 | 0
2016-05-18 08:00 | 0 | 0 | 2.635 | 0
2016-05-18 09:00 | 0 | 0.77061 | 2.635 | 0
2016-05-18 10:00 | 0 | 0 | 2.635 | 0
2016-05-18 11:00 | 0 | 0.78214 | 2.635 | 0
2016-05-18 12:00 | 0 | 0 | 2.635 | 0
2016-05-18 13:00 | 0 | 0 | 2.635 | 0
2016-05-18 14:00 | 0 | 0.71205 | 2.635 | 0
2016-05-18 15:00 | 0 | 0.68954 | 2.635 | 0
2016-05-18 16:00 | 0 | 0 | 2.635 | 0
2016-05-18 17:00 | 0 | 0 | 2.635 | 0
2016-05-18 18:00 | 0 | 0 | 2.635 | 0
2016-05-18 19:00 | 0.31769 | 0 | 3.226 | 0
2016-05-18 20:00 | 0.60372 | 0 | 3.226 | 0
2016-05-18 21:00 | 0.64544 | 0 | 3.226 | 0
2016-05-18 22:00 | 0.40406 | 0 | 3.226 | 0
2016-05-18 23:00 | 0 | 0 | 3.1208 | 0
2016-05-19 | 0 | 0 | 2.6383 | 0
2016-05-19 01:00 | 0 | 0 | 2.635 | 0
2016-05-19 02:00 | 0 | 0 | 2.635 | 0
2016-05-19 03:00 | 0 | 0 | 2.635 | 0
2016-05-19 04:00 | 0 | 0 | 2.635 | 0
2016-05-19 05:00 | 0 | 0 | 2.635 | 0
2016-05-19 06:00 | 0 | 0 | 2.635 | 0
2016-05-19 07:00 | 0 | 0 | 2.635 | 0
2016-05-19 08:00 | 0 | 0 | 2.635 | 0
2016-05-19 09:00 | 0 | 0 | 2.635 | 0
2016-05-19 10:00 | 0 | 0.47634 | 2.635 | 0
2016-05-19 11:00 | 0 | 0.84894 | 2.635 | 0
2016-05-19 12:00 | 0 | 0.83979 | 2.635 | 0
2016-05-19 13:00 | 0 | 0 | 2.635 | 0
2016-05-19 14:00 | 0 | 0 | 2.635 | 0
2016-05-19 15:00 | 0 | 0 | 2.635 | 0
2016-05-19 16:00 | 0 | 0 | 2.635 | 0
2016-05-19 17:00 | 0 | 0.49977 | 2.635 | 0
2016-05-19 18:00 | 0 | 0 | 2.635 | 0
2016-05-19 19:00 | 0.43755 | 0 | 3.226 | 0
2016-05-19 20:00 | 0.89084 | 0 | 3.226 | 0
2016-05-19 21:00 | 0.80794 | 0 | 3.226 | 0
2016-05-19 22:00 | 0.56254 | 0 | 3.226 | 0
2016-05-19 23:00 | 0 | 0 | 3.2156 | 0
2016-05-20 | 0 | 0 | 2.658 | 0
2016-05-20 01:00 | 0 | 0 | 2.635 | 0
2016-05-20 02:00 | 0 | 0 | 2.635 | 0
2016-05-20 03:00 | 0 | 0 | 2.635 | 0
2016-05-20 04:00 | 0 | 0 | 2.635 | 0
2016-05-20 05:00 | 0 | 0 | 2.635 | 0
2016-05-20 06:00 | 0 | 0 | 2.635 | 0
2016-05-20 07:00 | 0 | 0 | 2.635 | 0
2016-05-20 08:00 | 0 | 0 | 2.635 | 0
2016-05-20 09:00 | 0 | 0 | 2.635 | 0
2016-05-20 10:00 | 0 | 0.60893 | 2.635 | 0
2016-05-20 11:00 | 0 | 0.87126 | 2.635 | 0
2016-05-20 12:00 | 0 | 0.81069 | 2.635 | 0
2016-05-20 13:00 | 0 | 0 | 2.635 | 0
2016-05-20 14:00 | 0 | 0.72669 | 2.635 | 0
2016-05-20 15:00 | 0 | 0.63153 | 2.635 | 0
2016-05-20 16:00 | 0 | 0 | 2.635 | 0
2016-05-20 17:00 | 0 | 0 | 2.635 | 0
2016-05-20 18:00 | 0 | 0 | 2.635 | 0
2016-05-20 19:00 | 0.39821 | 0 | 3.226 | 0
2016-05-20 20:00 | 0.76878 | 0 | 3.226 | 0
2016-05-20 21:00 | 0.8343 | 0 | 3.226 | 0
2016-05-20 22:00 | 0.53692 | 0 | 3.226 | 0
2016-05-20 23:00 | 0 | 0 | 3.1316 | 0
2016-05-21 | 0 | 0 | 2.635 | 0
2016-05-21 01:00 | 0 | 0.28274 | 2.635 | 0
2016-05-21 02:00 | 0 | 0 | 2.635 | 0
2016-05-21 03:00 | 0 | 0.4209 | 2.635 | 0
2016-05-21 04:00 | 0 | 0.39546 | 2.635 | 0
2016-05-21 05:00 | 0 | 0.45055 | 2.635 | 0
2016-05-21 06:00 | 0 | 0.54278 | 2.635 | 0
2016-05-21 07:00 | 0 | 0 | 2.635 | 0
2016-05-21 08:00 | 0 | 0 | 2.635 | 0
2016-05-21 09:00 | 0 | 0.85699 | 2.635 | 0
2016-05-21 10:00 | 0 | 0.48246 | 2.635 | 0
2016-05-21 11:00 | 0 | 0 | 2.635 | 0
2016-05-21 12:00 | 0 | 0 | 2.635 | 0
2016-05-21 13:00 | 0 | 0 | 2.635 | 0
2016-05-21 14:00 | 0 | 0 | 2.635 | 0
2016-05-21 15:00 | 0 | 0 | 2.635 | 0
2016-05-21 16:00 | 0 | 0 | 2.635 | 0
2016-05-21 17:00 | 0 | 0 | 2.635 | 0
2016-05-21 18:00 | 0 | 0 | 2.635 | 0
2016-05-21 19:00 | 0.39802 | 0 | 3.226 | 0
2016-05-21 20:00 | 0.65752 | 0 | 3.226 | 0
2016-05-21 21:00 | 0.56016 | 0 | 3.226 | 0
2016-05-21 22:00 | 0.24595 | 0 | 3.226 | 0
2016-05-21 23:00 | 0 | 0 | 2.9264 | 0
2016-05-22 | 0 | 0 | 2.635 | 0
2016-05-22 01:00 | 0 | 0.32775 | 2.635 | 0
2016-05-22 02:00 | 0 | 0 | 2.635 | 0
2016-05-22 03:00 | 0 | 0 | 2.635 | 0
2016-05-22 04:00 | 0 | 0 | 2.635 | 0
2016-05-22 05:00 | 0 | 0 | 2.635 | 0
2016-05-22 06:00 | 0 | 0 | 2.635 | 0
2016-05-22 07:00 | 0 | 0 | 2.635 | 0
2016-05-22 08:00 | 0 | 0 | 2.635 | 0
2016-05-22 09:00 | 0 | 0.88609 | 2.635 | 0
2016-05-22 10:00 | 0 | 0.88407 | 2.635 | 0
2016-05-22 11:00 | 0 | 0.4192 | 2.635 | 0
2016-05-22 12:00 | 0 | 0 | 2.635 | 0
2016-05-22 13:00 | 0 | 0 | 2.635 | 0
2016-05-22 14:00 | 0 | 0 | 2.635 | 0
2016-05-22 15:00 | 0 | 0 | 2.635 | 0
2016-05-22 16:00 | 0 | 0 | 2.635 | 0
2016-05-22 17:00 | 0 | 0 | 2.635 | 0
2016-05-22 18:00 | 0 | 0 | 2.635 | 0
2016-05-22 19:00 | 0.39125 | 0 | 3.226 | 0
2016-05-22 20:00 | 0.6147 | 0 | 3.226 | 0
2016-05-22 21:00 | 0.69741 | 0 | 3.226 | 0
2016-05-22 22:00 | 0.28969 | 0 | 3.226 | 0
2016-05-22 23:00 | 0 | 0 | 3.1041 | 0
2016-05-23 | 0 | 0 | 2.6677 | 0
2016-05-23 01:00 | 0 | 0.22015 | 2.635 | 0
2016-05-23 02:00 | 0 | 0.33855 | 2.635 | 0
2016-05-23 03:00 | 0 | 0.42584 | 2.635 | 0
2016-05-23 04:00 | 0 | 0.38924 | 2.635 | 0
2016-05-23 05:00 | 0 | 0 | 2.635 | 0
2016-05-23 06:00 | 0 | 0 | 2.635 | 0
2016-05-23 07:00 | 0 | 0 | 2.635 | 0
2016-05-23 08:00 | 0 | 0 | 2.635 | 0
2016-05-23 09:00 | 0 | 0.80099 | 2.635 | 0
2016-05-23 10:00 | 0 | 0 | 2.635 | 0
2016-05-23 11:00 | 0 | 0 | 2.635 | 0
2016-05-23 12:00 | 0 | 0 | 2.635 | 0
2016-05-23 13:00 | 0 | 0 | 2.635 | 0
2016-05-23 14:00 | 0 | 0.52 | 2.635 | 0
2016-05-23 15:00 | 0 | 0 | 2.635 | 0
2016-05-23 16:00 | 0 | 0 | 2.635 | 0
2016-05-23 17:00 | 0 | 0 | 2.635 | 0
2016-05-23 18:00 | 0 | 0 | 2.635 | 0
2016-05-23 19:00 | 0.36143 | 0 | 3.226 | 0
2016-05-23 20:00 | 0.66008 | 0 | 3.226 | 0
2016-05-23 21:00 | 0.71278 | 0 | 3.226 | 0
2016-05-23 22:00 | 0.44817 | 0 | 3.226 | 0
2016-05-23 23:00 | 0 | 0 | 3.1285 | 0
2016-05-24 | 0 | 0 | 2.7189 | 0
2016-05-24 01:00 | 0 | 0.18977 | 2.635 | 0
2016-05-24 02:00 | 0 | 0.36033 | 2.635 | 0
2016-05-24 03:00 | 0 | 0.47891 | 2.635 | 0
2016-05-24 04:00 | 0 | 0.478 | 2.635 | 0
2016-05-24 05:00 | 0 | 0 | 2.635 | 0
2016-05-24 06:00 | 0 | 0 | 2.635 | 0
2016-05-24 07:00 | 0 | 0 | 2.635 | 0
2016-05-24 08:00 | 0 | 0 | 2.635 | 0
2016-05-24 09:00 | 0 | 0.80959 | 2.635 | 0
2016-05-24 10:00 | 0 | 0 | 2.635 | 0
2016-05-24 11:00 | 0 | 0.63427 | 2.635 | 0
2016-05-24 12:00 | 0 | 0 | 2.635 | 0
2016-05-24 13:00 | 0 | 0 | 2.635 | 0
2016-05-24 14:00 | 0 | 0 | 2.635 | 0
2016-05-24 15:00 | 0 | 0 | 2.635 | 0
2016-05-24 16:00 | 0 | 0 | 2.635 | 0
2016-05-24 17:00 | 0 | 0 | 2.635 | 0
2016-05-24 18:00 | 0 | 0 | 2.635 | 0
2016-05-24 19:00 | 0.52118 | 0 | 3.226 | 0
2016-05-24 20:00 | 0.74756 | 0 | 3.226 | 0
2016-05-24 21:00 | 0.6685 | 0 | 3.226 | 0
2016-05-24 22:00 | 0.29335 | 0 | 3.226 | 0
2016-05-24 23:00 | 0 | 0 | 3.0117 | 0
2016-05-25 | 0 | 0 | 2.635 | 0
2016-05-25 01:00 | 0 | 0 | 2.635 | 0
2016-05-25 02:00 | 0 | 0 | 2.635 | 0
2016-05-25 03:00 | 0 | 0 | 2.635 | 0
2016-05-25 04:00 | 0 | 0 | 2.635 | 0
2016-05-25 05:00 | 0 | 0 | 2.635 | 0
2016-05-25 06:00 | 0 | 0 | 2.635 | 0
2016-05-25 07:00 | 0 | 0 | 2.635 | 0
2016-05-25 08:00 | 0 | 0 | 2.635 | 0
2016-05-25 09:00 | 0 | 0.82313 | 2.635 | 0
2016-05-25 10:00 | 0 | 0.59283 | 2.635 | 0
2016-05-25 11:00 | 0 | 0 | 2.635 | 0
2016-05-25 12:00 | 0 | 0 | 2.635 | 0
2016-05-25 13:00 | 0 | 0.87694 | 2.635 | 0
2016-05-25 14:00 | 0 | 0.72303 | 2.635 | 0
2016-05-25 15:00 | 0 | 0 | 2.635 | 0
2016-05-25 16:00 | 0 | 0 | 2.635 | 0
2016-05-25 17:00 | 0 | 0 | 2.635 | 0
2016-05-25 18:00 | 0 | 0 | 2.635 | 0
2016-05-25 19:00 | 0.31842 | 0 | 3.226 | 0
2016-05-25 20:00 | 0.65935 | 0 | 3.226 | 0
2016-05-25 21:00 | 0.60445 | 0 | 3.226 | 0
2016-05-25 22:00 | 0.31586 | 0 | 3.226 | 0
2016-05-25 23:00 | 0 | 0 | 3.0714 | 0
2016-05-26 | 0 | 0 | 2.635 | 0
2016-05-26 01:00 | 0 | 0 | 2.635 | 0
2016-05-26 02:00 | 0 | 0 | 2.635 | 0
2016-05-26 03:00 | 0 | 0 | 2.635 | 0
2016-05-26 04:00 | 0 | 0 | 2.635 | 0
2016-05-26 05:00 | 0 | 0 | 2.635 | 0
2016-05-26 06:00 | 0 | 0 | 2.635 | 0
2016-05-26 07:00 | 0 | 0 | 2.635 | 0
2016-05-26 08:00 | 0 | 0 | 2.635 | 0
2016-05-26 09:00 | 0 | 0.86394 | 2.635 | 0
2016-05-26 10:00 | 0 | 0.81541 | 2.635 | 0
2016-05-26 11:00 | 0 | 0 | 2.635 | 0
2016-05-26 12:00 | 0 | 0.887 | 2.635 | 0
2016-05-26 13:00 | 0 | 0 | 2.635 | 0
2016-05-26 14:00 | 0 | 0 | 2.635 | 0
2016-05-26 15:00 | 0 | 0 | 2.635 | 0
2016-05-26 16:00 | 0 | 0 | 2.635 | 0
2016-05-26 17:00 | 0 | 0 | 2.635 | 0
2016-05-26 18:00 | 0 | 0 | 2.635 | 0
2016-05-26 19:00 | 0.28603 | 0 | 3.226 | 0
2016-05-26 20:00 | 0.7589 | 0 | 3.226 | 0
2016-05-26 21:00 | 0.87108 | 0 | 3.226 | 0
2016-05-26 22:00 | 0.52978 | 0 | 3.226 | 0
2016-05-26 23:00 | 0 | 0 | 3.1444 | 0
2016-05-27 | 0 | 0 | 2.7528 | 0
2016-05-27 01:00 | 0 | 0 | 2.635 | 0
2016-05-27 02:00 | 0 | 0 | 2.635 | 0
2016-05-27 03:00 | 0 | 0 | 2.635 | 0
2016-05-27 04:00 | 0 | 0 | 2.635 | 0
2016-05-27 05:00 | 0 | 0 | 2.635 | 0
2016-05-27 06:00 | 0 | 0 | 2.635 | 0
2016-05-27 07:00 | 0 | 0 | 2.635 | 0
2016-05-27 08:00 | 0 | 0 | 2.635 | 0
2016-05-27 09:00 | 0 | 0.88865 | 2.635 | 0
2016-05-27 10:00 | 0 | 0.79506 | 2.635 | 0
2016-05-27 11:00 | 0 | 0 | 2.635 | 0
2016-05-27 12:00 | 0 | 0.90933 | 2.635 | 0
2016-05-27 13:00 | 0 | 0 | 2.635 | 0
2016-05-27 14:00 | 0 | 0.71388 | 2.635 | 0
2016-05-27 15:00 | 0 | 0 | 2.635 | 0
2016-05-27 16:00 | 0 | 0 | 2.635 | 0
2016-05-27 17:00 | 0 | 0 | 2.635 | 0
2016-05-27 18:00 | 0 | 0 | 2.635 | 0
2016-05-27 19:00 | 0.48952 | 0 | 3.226 | 0
2016-05-27 20:00 | 0.73603 | 0 | 3.226 | 0
2016-05-27 21:00 | 0.65221 | 0 | 3.226 | 0
2016-05-27 22:00 | 0.39711 | 0 | 3.226 | 0
2016-05-27 23:00 | 0.021594 | 0 | 3.226 | 0
2016-05-28 | 0 | 0 | 2.6829 | 0
2016-05-28 01:00 | 0 | 0 | 2.635 | 0
2016-05-28 02:00 | 0 | 0 | 2.635 | 0
2016-05-28 03:00 | 0 | 0 | 2.635 | 0
2016-05-28 04:00 | 0 | 0 | 2.635 | 0
2016-05-28 05:00 | 0 | 0 | 2.635 | 0
2016-05-28 06:00 | 0 | 0 | 2.635 | 0
2016-05-28 07:00 | 0 | 0 | 2.635 | 0
2016-05-28 08:00 | 0 | 0 | 2.635 | 0
2016-05-28 09:00 | 0 | 0 | 2.635 | 0
2016-05-28 10:00 | 0 | 0 | 2.635 | 0
2016-05-28 11:00 | 0 | 0 | 2.635 | 0
2016-05-28 12:00 | 0 | 0 | 2.635 | 0
2016-05-28 13:00 | 0 | 0 | 2.635 | 0
2016-05-28 14:00 | 0 | 0.70675 | 2.635 | 0
2016-05-28 15:00 | 0 | 0 | 2.635 | 0
2016-05-28 16:00 | 0 | 0 | 2.635 | 0
2016-05-28 17:00 | 0 | 0 | 2.635 | 0
2016-05-28 18:00 | 0 | 0 | 2.635 | 0
2016-05-28 19:00 | 0.52704 | 0 | 3.226 | 0
2016-05-28 20:00 | 0.75195 | 0 | 3.226 | 0
2016-05-28 21:00 | 0.82094 | 0 | 3.226 | 0
2016-05-28 22:00 | 0.50252 | 0 | 3.226 | 0
2016-05-28 23:00 | 0 | 0 | 3.1448 | 0
2016-05-29 | 0 | 0 | 2.7311 | 0
2016-05-29 01:00 | 0 | 0 | 2.635 | 0
2016-05-29 02:00 | 0 | 0 | 2.635 | 0
2016-05-29 03:00 | 0 | 0 | 2.635 | 0
2016-05-29 04:00 | 0 | 0 | 2.635 | 0
2016-05-29 05:00 | 0 | 0 | 2.635 | 0
2016-05-29 06:00 | 0 | 0 | 2.635 | 0
2016-05-29 07:00 | 0 | 0 | 2.635 | 0
2016-05-29 08:00 | 0 | 0 | 2.635 | 0
2016-05-29 09:00 | 0 | 0.78745 | 2.635 | 0
2016-05-29 10:00 | 0 | 0 | 2.635 | 0
2016-05-29 11:00 | 0 | 0 | 2.635 | 0
2016-05-29 12:00 | 0 | 0.69961 | 2.635 | 0
2016-05-29 13:00 | 0 | 0.73054 | 2.635 | 0
2016-05-29 14:00 | 0 | 0 | 2.635 | 0
2016-05-29 15:00 | 0 | 0 | 2.635 | 0
2016-05-29 16:00 | 0 | 0 | 2.635 | 0
2016-05-29 17:00 | 0 | 0 | 2.635 | 0
2016-05-29 18:00 | 0 | 0 | 2.635 | 0
2016-05-29 19:00 | 0.39235 | 0 | 3.226 | 0
2016-05-29 20:00 | 0.71754 | 0 | 3.226 | 0
2016-05-29 21:00 | 0.69174 | 0 | 3.226 | 0
2016-05-29 22:00 | 0.49831 | 0 | 3.226 | 0
2016-05-29 23:00 | 0.006954 | 0 | 3.226 | 0
2016-05-30 | 0 | 0 | 2.635 | 0
2016-05-30 01:00 | 0 | 0 | 2.635 | 0
2016-05-30 02:00 | 0 | 0 | 2.635 | 0
2016-05-30 03:00 | 0 | 0 | 2.635 | 0
2016-05-30 04:00 | 0 | 0 | 2.635 | 0
2016-05-30 05:00 | 0 | 0 | 2.635 | 0
2016-05-30 06:00 | 0 | 0 | 2.635 | 0
2016-05-30 07:00 | 0 | 0 | 2.635 | 0
2016-05-30 08:00 | 0 | 0 | 2.635 | 0
2016-05-30 09:00 | 0 | 0.77866 | 2.635 | 0
2016-05-30 10:00 | 0 | 0.80264 | 2.635 | 0
2016-05-30 11:00 | 0 | 0.76476 | 2.635 | 0
2016-05-30 12:00 | 0 | 0.74646 | 2.635 | 0
2016-05-30 13:00 | 0 | 0.73291 | 2.635 | 0
2016-05-30 14:00 | 0 | 0 | 2.635 | 0
2016-05-30 15:00 | 0 | 0 | 2.635 | 0
2016-05-30 16:00 | 0 | 0 | 2.635 | 0
2016-05-30 17:00 | 0 | 0 | 2.635 | 0
2016-05-30 18:00 | 0 | 0 | 2.635 | 0
2016-05-30 19:00 | 0.33782 | 0 | 3.226 | 0
2016-05-30 20:00 | 0.70876 | 0 | 3.226 | 0
2016-05-30 21:00 | 0.78708 | 0 | 3.226 | 0
2016-05-30 22:00 | 0.40699 | 0 | 3.226 | 0
2016-05-30 23:00 | 0 | 0 | 3.0046 | 0
2016-05-31 | 0 | 0 | 2.635 | 0
2016-05-31 01:00 | 0 | 0 | 2.635 | 0
2016-05-31 02:00 | 0 | 0 | 2.635 | 0
2016-05-31 03:00 | 0 | 0 | 2.635 | 0
2016-05-31 04:00 | 0 | 0 | 2.635 | 0
2016-05-31 05:00 | 0 | 0 | 2.635 | 0
2016-05-31 06:00 | 0 | 0 | 2.635 | 0
2016-05-31 07:00 | 0 | 0 | 2.635 | 0
2016-05-31 08:00 | 0 | 0 | 2.635 | 0
2016-05-31 09:00 | 0 | 0 | 2.635 | 0
2016-05-31 10:00 | 0 | 0 | 2.635 | 0
2016-05-31 11:00 | 0 | 0 | 2.635 | 0
2016-05-31 12:00 | 0 | 0.93165 | 2.635 | 0
2016-05-31 13:00 | 0 | 0.93275 | 2.635 | 0
2016-05-31 14:00 | 0 | 0.70766 | 2.635 | 0
2016-05-31 15:00 | 0 | 0 | 2.635 | 0
2016-05-31 16:00 | 0 | 0 | 2.635 | 0
2016-05-31 17:00 | 0 | 0 | 2.635 | 0
2016-05-31 18:00 | 0 | 0 | 2.635 | 0
2016-05-31 19:00 | 0.4134 | 0 | 3.226 | 0
2016-05-31 20:00 | 0.70729 | 0 | 3.226 | 0
2016-05-31 21:00 | 0.60408 | 0 | 3.226 | 0
2016-05-31 22:00 | 0.40278 | 0 | 3.226 | 0
2016-05-31 23:00 | 0 | 0 | 3.1249 | 0
2016-06-01 | 0 | 0 | 2.6974 | 0
2016-06-01 01:00 | 0 | 0.086193 | 2.635 | 0
2016-06-01 02:00 | 0 | 0 | 2.635 | 0
2016-06-01 03:00 | 0 | 0 | 2.635 | 0
2016-06-01 04:00 | 0 | 0 | 2.635 | 0
2016-06-01 05:00 | 0 | 0 | 2.635 | 0
2016-06-01 06:00 | 0 | 0 | 2.635 | 0
2016-06-01 07:00 | 0 | 0 | 2.635 | 0
2016-06-01 08:00 | 0 | 0 | 2.635 | 0
2016-06-01 09:00 | 0 | 0 | 2.635 | 0
2016-06-01 10:00 | 0 | 0 | 2.635 | 0
2016-06-01 11:00 | 0 | 0 | 2.635 | 0
2016-06-01 12:00 | 0 | 0.89615 | 2.635 | 0
2016-06-01 13:00 | 0 | 0.83814 | 2.635 | 0
2016-06-01 14:00 | 0 | 0.71864 | 2.635 | 0
2016-06-01 15:00 | 0 | 0 | 2.635 | 0
2016-06-01 16:00 | 0 | 0 | 2.635 | 0
2016-06-01 17:00 | 0 | 0 | 2.635 | 0
2016-06-01 18:00 | 0 | 0 | 2.635 | 0
2016-06-01 19:00 | 0.57114 | 0 | 3.226 | 0
2016-06-01 20:00 | 0.69577 | 0 | 3.226 | 0
2016-06-01 21:00 | 0.72962 | 0 | 3.226 | 0
2016-06-01 22:00 | 0.41029 | 0 | 3.226 | 0
2016-06-01 23:00 | 0 | 0 | 3.1448 | 0
2016-06-02 | 0 | 0 | 2.7144 | 0
2016-06-02 01:00 | 0 | 0 | 2.635 | 0
2016-06-02 02:00 | 0 | 0 | 2.635 | 0
2016-06-02 03:00 | 0 | 0 | 2.635 | 0
2016-06-02 04:00 | 0 | 0 | 2.635 | 0
2016-06-02 05:00 | 0 | 0 | 2.635 | 0
2016-06-02 06:00 | 0 | 0 | 2.635 | 0
2016-06-02 07:00 | 0 | 0 | 2.635 | 0
2016-06-02 08:00 | 0 | 0 | 2.635 | 0
2016-06-02 09:00 | 0 | 0 | 2.635 | 0
2016-06-02 10:00 | 0 | 0.79532 | 2.635 | 0
2016-06-02 11:00 | 0 | 0 | 2.635 | 0
2016-06-02 12:00 | 0 | 0.79074 | 2.635 | 0
2016-06-02 13:00 | 0 | 0.77189 | 2.635 | 0
2016-06-02 14:00 | 0 | 0.71718 | 2.635 | 0
2016-06-02 15:00 | 0 | 0 | 2.635 | 0
2016-06-02 16:00 | 0 | 0 | 2.635 | 0
2016-06-02 17:00 | 0 | 0 | 2.635 | 0
2016-06-02 18:00 | 0 | 0 | 2.635 | 0
2016-06-02 19:00 | 0.47635 | 0 | 3.226 | 0
2016-06-02 20:00 | 0.75652 | 0 | 3.226 | 0
2016-06-02 21:00 | 0.74884 | 0 | 3.226 | 0
2016-06-02 22:00 | 0.60573 | 0 | 3.226 | 0
2016-06-02 23:00 | 0.26938 | 0 | 3.226 | 0
2016-06-03 | 0 | 0 | 2.8417 | 0
2016-06-03 01:00 | 0 | 0 | 2.635 | 0
2016-06-03 02:00 | 0 | 0 | 2.635 | 0
2016-06-03 03:00 | 0 | 0 | 2.635 | 0
2016-06-03 04:00 | 0 | 0 | 2.635 | 0
2016-06-03 05:00 | 0 | 0 | 2.635 | 0
2016-06-03 06:00 | 0 | 0 | 2.635 | 0
2016-06-03 07:00 | 0 | 0 | 2.635 | 0
2016-06-03 08:00 | 0 | 0 | 2.635 | 0
2016-06-03 09:00 | 0 | 0 | 2.635 | 0
2016-06-03 10:00 | 0 | 0 | 2.635 | 0
2016-06-03 11:00 | 0 | 0 | 2.635 | 0
2016-06-03 12:00 | 0 | 0 | 2.635 | 0
2016-06-03 13:00 | 0 | 0.72362 | 2.635 | 0
2016-06-03 14:00 | 0 | 0 | 2.635 | 0
2016-06-03 15:00 | 0 | 0 | 2.635 | 0
2016-06-03 16:00 | 0 | 0 | 2.635 | 0
2016-06-03 17:00 | 0 | 0 | 2.635 | 0
2016-06-03 18:00 | 0 | 0 | 2.635 | 0
2016-06-03 19:00 | 0.37661 | 0 | 3.226 | 0
2016-06-03 20:00 | 0.68735 | 0 | 3.226 | 0
2016-06-03 21:00 | 0.63776 | 0 | 3.226 | 0
2016-06-03 22:00 | 0.53271 | 0 | 3.226 | 0
2016-06-03 23:00 | 0.070638 | 0 | 3.226 | 0
2016-06-04 | 0 | 0 | 2.8688 | 0
2016-06-04 01:00 | 0 | 0 | 2.635 | 0
2016-06-04 02:00 | 0 | 0 | 2.635 | 0
2016-06-04 03:00 | 0 | 0 | 2.635 | 0
2016-06-04 04:00 | 0 | 0 | 2.635 | 0
2016-06-04 05:00 | 0 | 0 | 2.635 | 0
2016-06-04 06:00 | 0 | 0 | 2.635 | 0
2016-06-04 07:00 | 0 | 0 | 2.635 | 0
2016-06-04 08:00 | 0 | 0.79825 | 2.635 | 0
2016-06-04 09:00 | 0 | 0 | 2.635 | 0
2016-06-04 10:00 | 0 | 0 | 2.635 | 0
2016-06-04 11:00 | 0 | 0 | 2.635 | 0
2016-06-04 12:00 | 0 | 0 | 2.635 | 0
2016-06-04 13:00 | 0 | 0.78397 | 2.635 | 0
2016-06-04 14:00 | 0 | 0.71919 | 2.635 | 0
2016-06-04 15:00 | 0 | 0 | 2.635 | 0
2016-06-04 16:00 | 0 | 0 | 2.635 | 0
2016-06-04 17:00 | 0 | 0 | 2.635 | 0
2016-06-04 18:00 | 0 | 0 | 2.635 | 0
2016-06-04 19:00 | 0.41998 | 0 | 3.226 | 0
2016-06-04 20:00 | 0.79459 | 0 | 3.226 | 0
2016-06-04 21:00 | 0.73017 | 0 | 3.226 | 0
2016-06-04 22:00 | 0.49081 | 0 | 3.226 | 0
2016-06-04 23:00 | 0 | 0 | 3.213 | 0
2016-06-05 | 0 | 0 | 2.8155 | 0
2016-06-05 01:00 | 0 | 0 | 2.635 | 0
2016-06-05 02:00 | 0 | 0 | 2.635 | 0
2016-06-05 03:00 | 0 | 0 | 2.635 | 0
2016-06-05 04:00 | 0 | 0 | 2.635 | 0
2016-06-05 05:00 | 0 | 0 | 2.635 | 0
2016-06-05 06:00 | 0 | 0 | 2.635 | 0
2016-06-05 07:00 | 0 | 0 | 2.635 | 0
2016-06-05 08:00 | 0 | 0 | 2.635 | 0
2016-06-05 09:00 | 0 | 0 | 2.635 | 0
2016-06-05 10:00 | 0 | 0 | 2.635 | 0
2016-06-05 11:00 | 0 | 0 | 2.635 | 0
2016-06-05 12:00 | 0 | 0 | 2.635 | 0
2016-06-05 13:00 | 0 | 0.74225 | 2.635 | 0
2016-06-05 14:00 | 0 | 0 | 2.635 | 0
2016-06-05 15:00 | 0 | 0.72962 | 2.635 | 0
2016-06-05 16:00 | 0 | 0.74353 | 2.635 | 0
2016-06-05 17:00 | 0 | 0 | 2.635 | 0
2016-06-05 18:00 | 0 | 0.1819 | 2.635 | 0
2016-06-05 19:00 | 0.56071 | 0 | 3.226 | 0
2016-06-05 20:00 | 0.84656 | 0 | 3.226 | 0
2016-06-05 21:00 | 0.81618 | 0 | 3.226 | 0
2016-06-05 22:00 | 0.62055 | 0 | 3.226 | 0
2016-06-05 23:00 | 0.059475 | 0 | 3.226 | 0
2016-06-06 | 0 | 0 | 2.7694 | 0
2016-06-06 01:00 | 0 | 0 | 2.635 | 0
2016-06-06 02:00 | 0 | 0 | 2.635 | 0
2016-06-06 03:00 | 0 | 0 | 2.635 | 0
2016-06-06 04:00 | 0 | 0 | 2.635 | 0
2016-06-06 05:00 | 0 | 0 | 2.635 | 0
2016-06-06 06:00 | 0 | 0 | 2.635 | 0
2016-06-06 07:00 | 0 | 0 | 2.635 | 0
2016-06-06 08:00 | 0 | 0 | 2.635 | 0
2016-06-06 09:00 | 0 | 0 | 2.635 | 0
2016-06-06 10:00 | 0 | 0 | 2.635 | 0
2016-06-06 11:00 | 0 | 0 | 2.635 | 0
2016-06-06 12:00 | 0 | 0.88298 | 2.635 | 0
2016-06-06 13:00 | 0 | 0.78196 | 2.635 | 0
2016-06-06 14:00 | 0 | 0 | 2.635 | 0
2016-06-06 15:00 | 0 | 0 | 2.635 | 0
2016-06-06 16:00 | 0 | 0 | 2.635 | 0
2016-06-06 17:00 | 0 | 0 | 2.635 | 0
2016-06-06 18:00 | 0 | 0 | 2.635 | 0
2016-06-06 19:00 | 0.65185 | 0 | 3.226 | 0
2016-06-06 20:00 | 0.80959 | 0 | 3.226 | 0
2016-06-06 21:00 | 0.81215 | 0 | 3.226 | 0
2016-06-06 22:00 | 0.53784 | 0 | 3.226 | 0
2016-06-06 23:00 | 0 | 0 | 3.2089 | 0
2016-06-07 | 0 | 0 | 2.6596 | 0
2016-06-07 01:00 | 0 | 0 | 2.635 | 0
2016-06-07 02:00 | 0 | 0 | 2.635 | 0
2016-06-07 03:00 | 0 | 0 | 2.635 | 0
2016-06-07 04:00 | 0 | 0 | 2.635 | 0
2016-06-07 05:00 | 0 | 0 | 2.635 | 0
2016-06-07 06:00 | 0 | 0 | 2.635 | 0
2016-06-07 07:00 | 0 | 0 | 2.635 | 0
2016-06-07 08:00 | 0 | 0.80191 | 2.635 | 0
2016-06-07 09:00 | 0 | 0 | 2.635 | 0
2016-06-07 10:00 | 0 | 0 | 2.635 | 0
2016-06-07 11:00 | 0 | 0 | 2.635 | 0
2016-06-07 12:00 | 0 | 0 | 2.635 | 0
2016-06-07 13:00 | 0 | 0 | 2.635 | 0
2016-06-07 14:00 | 0 | 0 | 2.635 | 0
2016-06-07 15:00 | 0 | 0 | 2.635 | 0
2016-06-07 16:00 | 0 | 0 | 2.635 | 0
2016-06-07 17:00 | 0 | 0 | 2.635 | 0
2016-06-07 18:00 | 0 | 0 | 2.635 | 0
2016-06-07 19:00 | 0.57828 | 0 | 3.226 | 0
2016-06-07 20:00 | 0.92543 | 0 | 3.226 | 0
2016-06-07 21:00 | 1.0021 | 0 | 3.226 | 0
2016-06-07 22:00 | 0.59493 | 0 | 3.226 | 0
2016-06-07 23:00 | 0.07686 | 0 | 3.226 | 0
2016-06-08 | 0 | 0 | 2.7235 | 0
2016-06-08 01:00 | 0 | 0 | 2.635 | 0
2016-06-08 02:00 | 0 | 0 | 2.635 | 0
2016-06-08 03:00 | 0 | 0 | 2.635 | 0
2016-06-08 04:00 | 0 | 0 | 2.635 | 0
2016-06-08 05:00 | 0 | 0 | 2.635 | 0
2016-06-08 06:00 | 0 | 0 | 2.635 | 0
2016-06-08 07:00 | 0 | 0 | 2.635 | 0
2016-06-08 08:00 | 0 | 0 | 2.635 | 0
2016-06-08 09:00 | 0 | 0 | 2.635 | 0
2016-06-08 10:00 | 0 | 0 | 2.635 | 0
2016-06-08 11:00 | 0 | 0 | 2.635 | 0
2016-06-08 12:00 | 0 | 0 | 2.635 | 0
2016-06-08 13:00 | 0 | 0 | 2.635 | 0
2016-06-08 14:00 | 0 | 0 | 2.635 | 0
2016-06-08 15:00 | 0 | 0 | 2.635 | 0
2016-06-08 16:00 | 0 | 0 | 2.635 | 0
2016-06-08 17:00 | 0 | 0 | 2.635 | 0
2016-06-08 18:00 | 0 | 0 | 2.635 | 0
2016-06-08 19:00 | 0.27999 | 0 | 3.226 | 0
2016-06-08 20:00 | 0.69394 | 0 | 3.226 | 0
2016-06-08 21:00 | 0.75561 | 0 | 3.226 | 0
2016-06-08 22:00 | 0.53326 | 0 | 3.226 | 0
2016-06-08 23:00 | 0.22344 | 0 | 3.226 | 0
2016-06-09 | 0 | 0 | 2.9177 | 0
2016-06-09 01:00 | 0 | 0 | 2.635 | 0
2016-06-09 02:00 | 0 | 0 | 2.635 | 0
2016-06-09 03:00 | 0 | 0 | 2.635 | 0
2016-06-09 04:00 | 0 | 0 | 2.635 | 0
2016-06-09 05:00 | 0 | 0 | 2.635 | 0
2016-06-09 06:00 | 0 | 0 | 2.635 | 0
2016-06-09 07:00 | 0 | 0 | 2.635 | 0
2016-06-09 08:00 | 0 | 0 | 2.635 | 0
2016-06-09 09:00 | 0 | 0 | 2.635 | 0
2016-06-09 10:00 | 0 | 0 | 2.635 | 0
2016-06-09 11:00 | 0 | 0 | 2.635 | 0
2016-06-09 12:00 | 0 | 0 | 2.635 | 0
2016-06-09 13:00 | 0 | 0 | 2.635 | 0
2016-06-09 14:00 | 0 | 0 | 2.635 | 0
2016-06-09 15:00 | 0 | 0 | 2.635 | 0
2016-06-09 16:00 | 0 | 0 | 2.635 | 0
2016-06-09 17:00 | 0 | 0 | 2.635 | 0
2016-06-09 18:00 | 0 | 0 | 2.635 | 0
2016-06-09 19:00 | 0.41779 | 0 | 3.226 | 0
2016-06-09 20:00 | 0.9505 | 0 | 3.226 | 0
2016-06-09 21:00 | 0.85992 | 0 | 3.226 | 0
2016-06-09 22:00 | 0.69522 | 0 | 3.226 | 0
2016-06-09 23:00 | 0.28145 | 0 | 3.226 | 0
2016-06-10 | 0 | 0 | 2.9009 | 0
2016-06-10 01:00 | 0 | 0 | 2.635 | 0
2016-06-10 02:00 | 0 | 0 | 2.635 | 0
2016-06-10 03:00 | 0 | 0 | 2.635 | 0
2016-06-10 04:00 | 0 | 0 | 2.635 | 0
2016-06-10 05:00 | 0 | 0 | 2.635 | 0
2016-06-10 06:00 | 0 | 0 | 2.635 | 0
2016-06-10 07:00 | 0 | 0 | 2.635 | 0
2016-06-10 08:00 | 0 | 0 | 2.635 | 0
2016-06-10 09:00 | 0 | 0 | 2.635 | 0
2016-06-10 10:00 | 0 | 0 | 2.635 | 0
2016-06-10 11:00 | 0 | 0 | 2.635 | 0
2016-06-10 12:00 | 0 | 0 | 2.635 | 0
2016-06-10 13:00 | 0 | 0 | 2.635 | 0
2016-06-10 14:00 | 0 | 0 | 2.635 | 0
2016-06-10 15:00 | 0 | 0 | 2.635 | 0
2016-06-10 16:00 | 0 | 0 | 2.635 | 0
2016-06-10 17:00 | 0 | 0 | 2.635 | 0
2016-06-10 18:00 | 0 | 0 | 2.635 | 0
2016-06-10 19:00 | 0.32153 | 0 | 3.226 | 0
2016-06-10 20:00 | 0.72303 | 0 | 3.226 | 0
2016-06-10 21:00 | 0.63464 | 0 | 3.226 | 0
2016-06-10 22:00 | 0.55504 | 0 | 3.226 | 0
2016-06-10 23:00 | 0.11255 | 0 | 3.226 | 0
2016-06-11 | 0 | 0 | 2.7989 | 0
2016-06-11 01:00 | 0 | 0 | 2.635 | 0
2016-06-11 02:00 | 0 | 0 | 2.635 | 0
2016-06-11 03:00 | 0 | 0 | 2.635 | 0
2016-06-11 04:00 | 0 | 0 | 2.635 | 0
2016-06-11 05:00 | 0 | 0 | 2.635 | 0
2016-06-11 06:00 | 0 | 0 | 2.635 | 0
2016-06-11 07:00 | 0 | 0 | 2.635 | 0
2016-06-11 08:00 | 0 | 0 | 2.635 | 0
2016-06-11 09:00 | 0 | 0 | 2.635 | 0
2016-06-11 10:00 | 0 | 0 | 2.635 | 0
2016-06-11 11:00 | 0 | 0 | 2.635 | 0
2016-06-11 12:00 | 0 | 0 | 2.635 | 0
2016-06-11 13:00 | 0 | 0 | 2.635 | 0
2016-06-11 14:00 | 0 | 0 | 2.635 | 0
2016-06-11 15:00 | 0 | 0 | 2.635 | 0
2016-06-11 16:00 | 0 | 0 | 2.635 | 0
2016-06-11 17:00 | 0 | 0 | 2.635 | 0
2016-06-11 18:00 | 0 | 0 | 2.635 | 0
2016-06-11 19:00 | 0.44121 | 0 | 3.226 | 0
2016-06-11 20:00 | 0.8235 | 0 | 3.226 | 0
2016-06-11 21:00 | 0.76714 | 0 | 3.226 | 0
2016-06-11 22:00 | 0.50362 | 0 | 3.226 | 0
2016-06-11 23:00 | 0.04209 | 0 | 3.226 | 0
2016-06-12 | 0 | 0 | 2.7223 | 0
2016-06-12 01:00 | 0 | 0 | 2.635 | 0
2016-06-12 02:00 | 0 | 0 | 2.635 | 0
2016-06-12 03:00 | 0 | 0 | 2.635 | 0
2016-06-12 04:00 | 0 | 0 | 2.635 | 0
2016-06-12 05:00 | 0 | 0 | 2.635 | 0
2016-06-12 06:00 | 0 | 0 | 2.635 | 0
2016-06-12 07:00 | 0 | 0 | 2.635 | 0
2016-06-12 08:00 | 0 | 0 | 2.635 | 0
2016-06-12 09:00 | 0 | 0 | 2.635 | 0
2016-06-12 10:00 | 0 | 0 | 2.635 | 0
2016-06-12 11:00 | 0 | 0 | 2.635 | 0
2016-06-12 12:00 | 0 | 0 | 2.635 | 0
2016-06-12 13:00 | 0 | 0 | 2.635 | 0
2016-06-12 14:00 | 0 | 0 | 2.635 | 0
2016-06-12 15:00 | 0 | 0 | 2.635 | 0
2016-06-12 16:00 | 0 | 0 | 2.635 | 0
2016-06-12 17:00 | 0 | 0 | 2.635 | 0
2016-06-12 18:00 | 0 | 0 | 2.635 | 0
2016-06-12 19:00 | 0.53784 | 0 | 3.226 | 0
2016-06-12 20:00 | 0.77702 | 0 | 3.226 | 0
2016-06-12 21:00 | 0.76805 | 0 | 3.226 | 0
2016-06-12 22:00 | 0.36801 | 0 | 3.226 | 0
2016-06-12 23:00 | 0 | 0 | 3.1399 | 0
2016-06-13 | 0 | 0 | 2.7213 | 0
2016-06-13 01:00 | 0 | 0 | 2.635 | 0
2016-06-13 02:00 | 0 | 0 | 2.635 | 0
2016-06-13 03:00 | 0 | 0 | 2.635 | 0
2016-06-13 04:00 | 0 | 0 | 2.635 | 0
2016-06-13 05:00 | 0 | 0 | 2.635 | 0
2016-06-13 06:00 | 0 | 0 | 2.635 | 0
2016-06-13 07:00 | 0 | 0 | 2.635 | 0
2016-06-13 08:00 | 0 | 0 | 2.635 | 0
2016-06-13 09:00 | 0 | 0 | 2.635 | 0
2016-06-13 10:00 | 0 | 0 | 2.635 | 0
2016-06-13 11:00 | 0 | 0 | 2.635 | 0
2016-06-13 12:00 | 0 | 0 | 2.635 | 0
2016-06-13 13:00 | 0 | 0 | 2.635 | 0
2016-06-13 14:00 | 0 | 0 | 2.635 | 0
2016-06-13 15:00 | 0 | 0 | 2.635 | 0
2016-06-13 16:00 | 0 | 0 | 2.635 | 0
2016-06-13 17:00 | 0 | 0 | 2.635 | 0
2016-06-13 18:00 | 0 | 0 | 2.635 | 0
2016-06-13 19:00 | 0.49867 | 0 | 3.226 | 0
2016-06-13 20:00 | 0.6932 | 0 | 3.226 | 0
2016-06-13 21:00 | 0.68735 | 0 | 3.226 | 0
2016-06-13 22:00 | 0.42273 | 0 | 3.226 | 0
2016-06-13 23:00 | 0.025803 | 0 | 3.226 | 0
2016-06-14 | 0 | 0 | 2.8007 | 0
2016-06-14 01:00 | 0 | 0 | 2.635 | 0
2016-06-14 02:00 | 0 | 0 | 2.635 | 0
2016-06-14 03:00 | 0 | 0 | 2.635 | 0
2016-06-14 04:00 | 0 | 0 | 2.635 | 0
2016-06-14 05:00 | 0 | 0 | 2.635 | 0
2016-06-14 06:00 | 0 | 0 | 2.635 | 0
2016-06-14 07:00 | 0 | 0 | 2.635 | 0
2016-06-14 08:00 | 0 | 0 | 2.635 | 0
2016-06-14 09:00 | 0 | 0 | 2.635 | 0
2016-06-14 10:00 | 0 | 0 | 2.635 | 0
2016-06-14 11:00 | 0 | 0 | 2.635 | 0
2016-06-14 12:00 | 0 | 0 | 2.635 | 0
2016-06-14 13:00 | 0 | 0 | 2.635 | 0
2016-06-14 14:00 | 0 | 0 | 2.635 | 0
2016-06-14 15:00 | 0 | 0 | 2.635 | 0
2016-06-14 16:00 | 0 | 0 | 2.635 | 0
2016-06-14 17:00 | 0 | 0 | 2.635 | 0
2016-06-14 18:00 | 0 | 0 | 2.635 | 0
2016-06-14 19:00 | 0.12609 | 0 | 3.226 | 0
2016-06-14 20:00 | 0.46702 | 0 | 3.226 | 0
2016-06-14 21:00 | 0.52869 | 0 | 3.226 | 0
2016-06-14 22:00 | 0.40754 | 0 | 3.226 | 0
2016-06-14 23:00 | 0.013542 | 0 | 3.226 | 0
2016-06-15 | 0 | 0 | 2.8143 | 0
2016-06-15 01:00 | 0 | 0 | 2.635 | 0
2016-06-15 02:00 | 0 | 0 | 2.635 | 0
2016-06-15 03:00 | 0 | 0 | 2.635 | 0
2016-06-15 04:00 | 0 | 0 | 2.635 | 0
2016-06-15 05:00 | 0 | 0 | 2.635 | 0
2016-06-15 06:00 | 0 | 0 | 2.635 | 0
2016-06-15 07:00 | 0 | 0 | 2.635 | 0
2016-06-15 08:00 | 0 | 0 | 2.635 | 0
2016-06-15 09:00 | 0 | 0 | 2.635 | 0
2016-06-15 10:00 | 0 | 0 | 2.635 | 0
2016-06-15 11:00 | 0 | 0 | 2.635 | 0
2016-06-15 12:00 | 0 | 0 | 2.635 | 0
2016-06-15 13:00 | 0 | 0 | 2.635 | 0
2016-06-15 14:00 | 0 | 0 | 2.635 | 0
2016-06-15 15:00 | 0 | 0 | 2.635 | 0
2016-06-15 16:00 | 0 | 0 | 2.635 | 0
2016-06-15 17:00 | 0 | 0 | 2.635 | 0
2016-06-15 18:00 | 0 | 0 | 2.635 | 0
2016-06-15 19:00 | 0.1755 | 0 | 3.226 | 0
2016-06-15 20:00 | 0.4683 | 0 | 3.226 | 0
2016-06-15 21:00 | 0.39235 | 0 | 3.226 | 0
2016-06-15 22:00 | 0.20697 | 0 | 3.226 | 0
2016-06-15 23:00 | 0.13231 | 0 | 3.226 | 0
2016-06-16 | 0 | 0 | 2.9008 | 0
2016-06-16 01:00 | 0 | 0 | 2.635 | 0
2016-06-16 02:00 | 0 | 0 | 2.635 | 0
2016-06-16 03:00 | 0 | 0 | 2.635 | 0
2016-06-16 04:00 | 0 | 0 | 2.635 | 0
2016-06-16 05:00 | 0 | 0 | 2.635 | 0
2016-06-16 06:00 | 0 | 0 | 2.635 | 0
2016-06-16 07:00 | 0 | 0 | 2.635 | 0
2016-06-16 08:00 | 0 | 0 | 2.635 | 0
2016-06-16 09:00 | 0 | 0 | 2.635 | 0
2016-06-16 10:00 | 0 | 0 | 2.635 | 0
2016-06-16 11:00 | 0 | 0 | 2.635 | 0
2016-06-16 12:00 | 0 | 0 | 2.635 | 0
2016-06-16 13:00 | 0 | 0 | 2.635 | 0
2016-06-16 14:00 | 0 | 0 | 2.635 | 0
2016-06-16 15:00 | 0 | 0 | 2.635 | 0
2016-06-16 16:00 | 0 | 0 | 2.635 | 0
2016-06-16 17:00 | 0 | 0 | 2.635 | 0
2016-06-16 18:00 | 0 | 0 | 2.635 | 0
2016-06-16 19:00 | 0.47013 | 0 | 3.226 | 0
2016-06-16 20:00 | 0.80923 | 0 | 3.226 | 0
2016-06-16 21:00 | 0.63757 | 0 | 3.226 | 0
2016-06-16 22:00 | 0.40461 | 0 | 3.226 | 0
2016-06-16 23:00 | 0.00732 | 0 | 3.226 | 0
2016-06-17 | 0 | 0 | 2.717 | 0
2016-06-17 01:00 | 0 | 0 | 2.635 | 0
2016-06-17 02:00 | 0 | 0 | 2.635 | 0
2016-06-17 03:00 | 0 | 0 | 2.635 | 0
2016-06-17 04:00 | 0 | 0 | 2.635 | 0
2016-06-17 05:00 | 0 | 0 | 2.635 | 0
2016-06-17 06:00 | 0 | 0 | 2.635 | 0
2016-06-17 07:00 | 0 | 0 | 2.635 | 0
2016-06-17 08:00 | 0 | 0 | 2.635 | 0
2016-06-17 09:00 | 0 | 0 | 2.635 | 0
2016-06-17 10:00 | 0 | 0 | 2.635 | 0
2016-06-17 11:00 | 0 | 0 | 2.635 | 0
2016-06-17 12:00 | 0 | 0 | 2.635 | 0
2016-06-17 13:00 | 0 | 0 | 2.635 | 0
2016-06-17 14:00 | 0 | 0 | 2.635 | 0
2016-06-17 15:00 | 0 | 0 | 2.635 | 0
2016-06-17 16:00 | 0 | 0 | 2.635 | 0
2016-06-17 17:00 | 0 | 0 | 2.635 | 0
2016-06-17 18:00 | 0 | 0 | 2.635 | 0
2016-06-17 19:00 | 0.51551 | 0 | 3.226 | 0
2016-06-17 20:00 | 0.70583 | 0 | 3.226 | 0
2016-06-17 21:00 | 0.65276 | 0 | 3.226 | 0
2016-06-17 22:00 | 0.40754 | 0 | 3.226 | 0
2016-06-17 23:00 | 0 | 0 | 3.189 | 0
2016-06-18 | 0 | 0 | 2.7278 | 0
2016-06-18 01:00 | 0 | 0 | 2.635 | 0
2016-06-18 02:00 | 0 | 0 | 2.635 | 0
2016-06-18 03:00 | 0 | 0 | 2.635 | 0
2016-06-18 04:00 | 0 | 0 | 2.635 | 0
2016-06-18 05:00 | 0 | 0 | 2.635 | 0
2016-06-18 06:00 | 0 | 0 | 2.635 | 0
2016-06-18 07:00 | 0 | 0 | 2.635 | 0
2016-06-18 08:00 | 0 | 0 | 2.635 | 0
2016-06-18 09:00 | 0 | 0 | 2.635 | 0
2016-06-18 10:00 | 0 | 0.11957 | 2.635 | 0
2016-06-18 11:00 | 0 | 0 | 2.635 | 0
2016-06-18 12:00 | 0 | 0.87694 | 2.635 | 0
2016-06-18 13:00 | 0 | 0 | 2.635 | 0
2016-06-18 14:00 | 0 | 0.77958 | 2.635 | 0
2016-06-18 15:00 | 0 | 0.77153 | 2.635 | 0
2016-06-18 16:00 | 0 | 0.74371 | 2.635 | 0
2016-06-18 17:00 | 0 | 0 | 2.635 | 0
2016-06-18 18:00 | 0 | 0 | 2.635 | 0
2016-06-18 19:00 | 0.50746 | 0 | 3.226 | 0
2016-06-18 20:00 | 0.8257 | 0 | 3.226 | 0
2016-06-18 21:00 | 0.67454 | 0 | 3.226 | 0
2016-06-18 22:00 | 0.42657 | 0 | 3.226 | 0
2016-06-18 23:00 | 0 | 0 | 3.1283 | 0
2016-06-19 | 0 | 0 | 2.7725 | 0
2016-06-19 01:00 | 0 | 0 | 2.635 | 0
2016-06-19 02:00 | 0 | 0 | 2.635 | 0
2016-06-19 03:00 | 0 | 0 | 2.635 | 0
2016-06-19 04:00 | 0 | 0 | 2.635 | 0
2016-06-19 05:00 | 0 | 0.50051 | 2.635 | 0
2016-06-19 06:00 | 0 | 0.53839 | 2.635 | 0
2016-06-19 07:00 | 0 | 0 | 2.635 | 0
2016-06-19 08:00 | 0 | 0 | 2.635 | 0
2016-06-19 09:00 | 0 | 0 | 2.635 | 0
2016-06-19 10:00 | 0 | 0 | 2.635 | 0
2016-06-19 11:00 | 0 | 0.48995 | 2.635 | 0
2016-06-19 12:00 | 0 | 0 | 2.635 | 0
2016-06-19 13:00 | 0 | 0.79404 | 2.635 | 0
2016-06-19 14:00 | 0 | 0.69796 | 2.635 | 0
2016-06-19 15:00 | 0 | 0 | 2.635 | 0
2016-06-19 16:00 | 0 | 0.65203 | 2.635 | 0
2016-06-19 17:00 | 0 | 0 | 2.635 | 0
2016-06-19 18:00 | 0 | 0 | 2.635 | 0
2016-06-19 19:00 | 0.51533 | 0 | 3.226 | 0
2016-06-19 20:00 | 0.83887 | 0 | 3.226 | 0
2016-06-19 21:00 | 0.74042 | 0 | 3.226 | 0
2016-06-19 22:00 | 0.5393 | 0 | 3.226 | 0
2016-06-19 23:00 | 0.082533 | 0 | 3.226 | 0
2016-06-20 | 0 | 0 | 2.7571 | 0
2016-06-20 01:00 | 0 | 0 | 2.635 | 0
2016-06-20 02:00 | 0 | 0.36033 | 2.635 | 0
2016-06-20 03:00 | 0 | 0.32775 | 2.635 | 0
2016-06-20 04:00 | 0 | 0 | 2.635 | 0
2016-06-20 05:00 | 0 | 0.4295 | 2.635 | 0
2016-06-20 06:00 | 0 | 0.42383 | 2.635 | 0
2016-06-20 07:00 | 0 | 0.47672 | 2.635 | 0
2016-06-20 08:00 | 0 | 0 | 2.635 | 0
2016-06-20 09:00 | 0 | 0 | 2.635 | 0
2016-06-20 10:00 | 0 | 0 | 2.635 | 0
2016-06-20 11:00 | 0 | 0.47084 | 2.635 | 0
2016-06-20 12:00 | 0 | 0 | 2.635 | 0
2016-06-20 13:00 | 0 | 0.78727 | 2.635 | 0
2016-06-20 14:00 | 0 | 0 | 2.635 | 0
2016-06-20 15:00 | 0 | 0 | 2.635 | 0
2016-06-20 16:00 | 0 | 0 | 2.635 | 0
2016-06-20 17:00 | 0 | 0 | 2.635 | 0
2016-06-20 18:00 | 0 | 0 | 2.635 | 0
2016-06-20 19:00 | 0.43279 | 0 | 3.226 | 0
2016-06-20 20:00 | 0.83375 | 0 | 3.226 | 0
2016-06-20 21:00 | 0.64105 | 0 | 3.226 | 0
2016-06-20 22:00 | 0.44926 | 0 | 3.226 | 0
2016-06-20 23:00 | 0.066246 | 0 | 3.226 | 0
2016-06-21 | 0 | 0 | 2.8023 | 0
2016-06-21 01:00 | 0 | 0 | 2.635 | 0
2016-06-21 02:00 | 0 | 0 | 2.635 | 0
2016-06-21 03:00 | 0 | 0 | 2.635 | 0
2016-06-21 04:00 | 0 | 0 | 2.635 | 0
2016-06-21 05:00 | 0 | 0 | 2.635 | 0
2016-06-21 06:00 | 0 | 0 | 2.635 | 0
2016-06-21 07:00 | 0 | 0 | 2.635 | 0
2016-06-21 08:00 | 0 | 0 | 2.635 | 0
2016-06-21 09:00 | 0 | 0 | 2.635 | 0
2016-06-21 10:00 | 0 | 0 | 2.635 | 0
2016-06-21 11:00 | 0 | 0.2446 | 2.635 | 0
2016-06-21 12:00 | 0 | 0.80008 | 2.635 | 0
2016-06-21 13:00 | 0 | 0.75103 | 2.635 | 0
2016-06-21 14:00 | 0 | 0 | 2.635 | 0
2016-06-21 15:00 | 0 | 0.69869 | 2.635 | 0
2016-06-21 16:00 | 0 | 0.76476 | 2.635 | 0
2016-06-21 17:00 | 0 | 0 | 2.635 | 0
2016-06-21 18:00 | 0 | 0 | 2.635 | 0
2016-06-21 19:00 | 0.51734 | 0 | 3.226 | 0
2016-06-21 20:00 | 0.83576 | 0 | 3.226 | 0
2016-06-21 21:00 | 0.6577 | 0 | 3.226 | 0
2016-06-21 22:00 | 0.39967 | 0 | 3.226 | 0
2016-06-21 23:00 | 0 | 0 | 3.1702 | 0
2016-06-22 | 0 | 0 | 2.7975 | 0
2016-06-22 01:00 | 0 | 0 | 2.635 | 0
2016-06-22 02:00 | 0 | 0 | 2.635 | 0
2016-06-22 03:00 | 0 | 0 | 2.635 | 0
2016-06-22 04:00 | 0 | 0 | 2.635 | 0
2016-06-22 05:00 | 0 | 0.37639 | 2.635 | 0
2016-06-22 06:00 | 0 | 0.47086 | 2.635 | 0
2016-06-22 07:00 | 0 | 0.54406 | 2.635 | 0
2016-06-22 08:00 | 0 | 0 | 2.635 | 0
2016-06-22 09:00 | 0 | 0.77317 | 2.635 | 0
2016-06-22 10:00 | 0 | 0.79697 | 2.635 | 0
2016-06-22 11:00 | 0 | 0 | 2.635 | 0
2016-06-22 12:00 | 0 | 0 | 2.635 | 0
2016-06-22 13:00 | 0 | 0 | 2.635 | 0
2016-06-22 14:00 | 0 | 0 | 2.635 | 0
2016-06-22 15:00 | 0 | 0.70748 | 2.635 | 0
2016-06-22 16:00 | 0 | 0 | 2.635 | 0
2016-06-22 17:00 | 0 | 0 | 2.635 | 0
2016-06-22 18:00 | 0 | 0 | 2.635 | 0
2016-06-22 19:00 | 0.45933 | 0 | 3.226 | 0
2016-06-22 20:00 | 0.73657 | 0 | 3.226 | 0
2016-06-22 21:00 | 0.56364 | 0 | 3.226 | 0
2016-06-22 22:00 | 0.56913 | 0 | 3.226 | 0
2016-06-22 23:00 | 0.10083 | 0 | 3.226 | 0
2016-06-23 | 0 | 0 | 2.7039 | 0
2016-06-23 01:00 | 0 | 0 | 2.635 | 0
2016-06-23 02:00 | 0 | 0.36893 | 2.635 | 0
2016-06-23 03:00 | 0 | 0 | 2.635 | 0
2016-06-23 04:00 | 0 | 0 | 2.635 | 0
2016-06-23 05:00 | 0 | 0 | 2.635 | 0
2016-06-23 06:00 | 0 | 0.44451 | 2.635 | 0
2016-06-23 07:00 | 0 | 0.5307 | 2.635 | 0
2016-06-23 08:00 | 0 | 0.78928 | 2.635 | 0
2016-06-23 09:00 | 0 | 0 | 2.635 | 0
2016-06-23 10:00 | 0 | 0 | 2.635 | 0
2016-06-23 11:00 | 0 | 0 | 2.635 | 0
2016-06-23 12:00 | 0 | 0 | 2.635 | 0
2016-06-23 13:00 | 0 | 0 | 2.635 | 0
2016-06-23 14:00 | 0 | 0.7298 | 2.635 | 0
2016-06-23 15:00 | 0 | 0.69284 | 2.635 | 0
2016-06-23 16:00 | 0 | 0 | 2.635 | 0
2016-06-23 17:00 | 0 | 0 | 2.635 | 0
2016-06-23 18:00 | 0 | 0 | 2.635 | 0
2016-06-23 19:00 | 0.38265 | 0 | 3.226 | 0
2016-06-23 20:00 | 0.79953 | 0 | 3.226 | 0
2016-06-23 21:00 | 0.80868 | 0 | 3.226 | 0
2016-06-23 22:00 | 0.72779 | 0 | 3.226 | 0
2016-06-23 23:00 | 0.19544 | 0 | 3.226 | 0
2016-06-24 | 0 | 0 | 2.7544 | 0
2016-06-24 01:00 | 0 | 0 | 2.635 | 0
2016-06-24 02:00 | 0 | 0 | 2.635 | 0
2016-06-24 03:00 | 0 | 0 | 2.635 | 0
2016-06-24 04:00 | 0 | 0 | 2.635 | 0
2016-06-24 05:00 | 0 | 0 | 2.635 | 0
2016-06-24 06:00 | 0 | 0 | 2.635 | 0
2016-06-24 07:00 | 0 | 0 | 2.635 | 0
2016-06-24 08:00 | 0 | 0 | 2.635 | 0
2016-06-24 09:00 | 0 | 0 | 2.635 | 0
2016-06-24 10:00 | 0 | 0.46022 | 2.635 | 0
2016-06-24 11:00 | 0 | 0.90622 | 2.635 | 0
2016-06-24 12:00 | 0 | 0 | 2.635 | 0
2016-06-24 13:00 | 0 | 0.84436 | 2.635 | 0
2016-06-24 14:00 | 0 | 0 | 2.635 | 0
2016-06-24 15:00 | 0 | 0 | 2.635 | 0
2016-06-24 16:00 | 0 | 0.70839 | 2.635 | 0
2016-06-24 17:00 | 0 | 0 | 2.635 | 0
2016-06-24 18:00 | 0 | 0 | 2.635 | 0
2016-06-24 19:00 | 0.36344 | 0 | 3.226 | 0
2016-06-24 20:00 | 0.71608 | 0 | 3.226 | 0
2016-06-24 21:00 | 0.63574 | 0 | 3.226 | 0
2016-06-24 22:00 | 0.44377 | 0 | 3.226 | 0
2016-06-24 23:00 | 0 | 0 | 3.1293 | 0
2016-06-25 | 0 | 0 | 2.635 | 0
2016-06-25 01:00 | 0 | 0 | 2.635 | 0
2016-06-25 02:00 | 0 | 0 | 2.635 | 0
2016-06-25 03:00 | 0 | 0 | 2.635 | 0
2016-06-25 04:00 | 0 | 0.39857 | 2.635 | 0
2016-06-25 05:00 | 0 | 0.39729 | 2.635 | 0
2016-06-25 06:00 | 0 | 0.42401 | 2.635 | 0
2016-06-25 07:00 | 0 | 0 | 2.635 | 0
2016-06-25 08:00 | 0 | 0.80026 | 2.635 | 0
2016-06-25 09:00 | 0 | 0.20417 | 2.635 | 0
2016-06-25 10:00 | 0 | 0 | 2.635 | 0
2016-06-25 11:00 | 0 | 0.8493 | 2.635 | 0
2016-06-25 12:00 | 0 | 0.76531 | 2.635 | 0
2016-06-25 13:00 | 0 | 0.7384 | 2.635 | 0
2016-06-25 14:00 | 0 | 0 | 2.635 | 0
2016-06-25 15:00 | 0 | 0 | 2.635 | 0
2016-06-25 16:00 | 0 | 0.69284 | 2.635 | 0
2016-06-25 17:00 | 0 | 0 | 2.635 | 0
2016-06-25 18:00 | 0 | 0 | 2.635 | 0
2016-06-25 19:00 | 0.53033 | 0 | 3.226 | 0
2016-06-25 20:00 | 0.7977 | 0 | 3.226 | 0
2016-06-25 21:00 | 0.88663 | 0 | 3.226 | 0
2016-06-25 22:00 | 0.54424 | 0 | 3.226 | 0
2016-06-25 23:00 | 0.077775 | 0 | 3.226 | 0
2016-06-26 | 0 | 0 | 2.646 | 0
2016-06-26 01:00 | 0 | 0 | 2.635 | 0
2016-06-26 02:00 | 0 | 0.3574 | 2.635 | 0
2016-06-26 03:00 | 0 | 0.35795 | 2.635 | 0
2016-06-26 04:00 | 0 | 0 | 2.635 | 0
2016-06-26 05:00 | 0 | 0.45293 | 2.635 | 0
2016-06-26 06:00 | 0 | 0.4597 | 2.635 | 0
2016-06-26 07:00 | 0 | 0 | 2.635 | 0
2016-06-26 08:00 | 0 | 0 | 2.635 | 0
2016-06-26 09:00 | 0 | 0 | 2.635 | 0
2016-06-26 10:00 | 0 | 0 | 2.635 | 0
2016-06-26 11:00 | 0 | 0 | 2.635 | 0
2016-06-26 12:00 | 0 | 0.84473 | 2.635 | 0
2016-06-26 13:00 | 0 | 0 | 2.635 | 0
2016-06-26 14:00 | 0 | 0 | 2.635 | 0
2016-06-26 15:00 | 0 | 0 | 2.635 | 0
2016-06-26 16:00 | 0 | 0 | 2.635 | 0
2016-06-26 17:00 | 0 | 0 | 2.635 | 0
2016-06-26 18:00 | 0 | 0 | 2.635 | 0
2016-06-26 19:00 | 0.48861 | 0 | 3.226 | 0
2016-06-26 20:00 | 0.85736 | 0 | 3.226 | 0
2016-06-26 21:00 | 0.8956 | 0 | 3.226 | 0
2016-06-26 22:00 | 0.5512 | 0 | 3.226 | 0
2016-06-26 23:00 | 0.097173 | 0 | 3.226 | 0
2016-06-27 | 0 | 0 | 2.7851 | 0
2016-06-27 01:00 | 0 | 0 | 2.635 | 0
2016-06-27 02:00 | 0 | 0 | 2.635 | 0
2016-06-27 03:00 | 0 | 0 | 2.635 | 0
2016-06-27 04:00 | 0 | 0 | 2.635 | 0
2016-06-27 05:00 | 0 | 0 | 2.635 | 0
2016-06-27 06:00 | 0 | 0.45384 | 2.635 | 0
2016-06-27 07:00 | 0 | 0.53308 | 2.635 | 0
2016-06-27 08:00 | 0 | 0 | 2.635 | 0
2016-06-27 09:00 | 0 | 0.68808 | 2.635 | 0
2016-06-27 10:00 | 0 | 0.74591 | 2.635 | 0
2016-06-27 11:00 | 0 | 0.74463 | 2.635 | 0
2016-06-27 12:00 | 0 | 0.70071 | 2.635 | 0
2016-06-27 13:00 | 0 | 0.7514 | 2.635 | 0
2016-06-27 14:00 | 0 | 0.75707 | 2.635 | 0
2016-06-27 15:00 | 0 | 0 | 2.635 | 0
2016-06-27 16:00 | 0 | 0 | 2.635 | 0
2016-06-27 17:00 | 0 | 0 | 2.635 | 0
2016-06-27 18:00 | 0 | 0 | 2.635 | 0
2016-06-27 19:00 | 0.60829 | 0 | 3.226 | 0
2016-06-27 20:00 | 0.94629 | 0 | 3.226 | 0
2016-06-27 21:00 | 0.76531 | 0 | 3.226 | 0
2016-06-27 22:00 | 0.47928 | 0 | 3.226 | 0
2016-06-27 23:00 | 0 | 0 | 3.2219 | 0
2016-06-28 | 0 | 0 | 2.635 | 0
2016-06-28 01:00 | 0 | 0 | 2.635 | 0
2016-06-28 02:00 | 0 | 0 | 2.635 | 0
2016-06-28 03:00 | 0 | 0 | 2.635 | 0
2016-06-28 04:00 | 0 | 0 | 2.635 | 0
2016-06-28 05:00 | 0 | 0 | 2.635 | 0
2016-06-28 06:00 | 0 | 0 | 2.635 | 0
2016-06-28 07:00 | 0 | 0.025519 | 2.635 | 0
2016-06-28 08:00 | 0 | 0 | 2.635 | 0
2016-06-28 09:00 | 0 | 0 | 2.635 | 0
2016-06-28 10:00 | 0 | 0 | 2.635 | 0
2016-06-28 11:00 | 0 | 0 | 2.635 | 0
2016-06-28 12:00 | 0 | 0.72065 | 2.635 | 0
2016-06-28 13:00 | 0 | 0.69284 | 2.635 | 0
2016-06-28 14:00 | 0 | 0 | 2.635 | 0
2016-06-28 15:00 | 0 | 0 | 2.635 | 0
2016-06-28 16:00 | 0 | 0 | 2.635 | 0
2016-06-28 17:00 | 0 | 0.54735 | 2.635 | 0
2016-06-28 18:00 | 0 | 0 | 2.635 | 0
2016-06-28 19:00 | 0.57297 | 0 | 3.226 | 0
2016-06-28 20:00 | 0.76165 | 0 | 3.226 | 0
2016-06-28 21:00 | 0.6469 | 0 | 3.226 | 0
2016-06-28 22:00 | 0.54223 | 0 | 3.226 | 0
2016-06-28 23:00 | 0.12133 | 0 | 3.226 | 0
2016-06-29 | 0 | 0 | 2.7372 | 0
2016-06-29 01:00 | 0 | 0 | 2.635 | 0
2016-06-29 02:00 | 0 | 0 | 2.635 | 0
2016-06-29 03:00 | 0 | 0 | 2.635 | 0
2016-06-29 04:00 | 0 | 0 | 2.635 | 0
2016-06-29 05:00 | 0 | 0 | 2.635 | 0
2016-06-29 06:00 | 0 | 0 | 2.635 | 0
2016-06-29 07:00 | 0 | 0 | 2.635 | 0
2016-06-29 08:00 | 0 | 0.81911 | 2.635 | 0
2016-06-29 09:00 | 0 | 0.7537 | 2.635 | 0
2016-06-29 10:00 | 0 | 0 | 2.635 | 0
2016-06-29 11:00 | 0 | 0 | 2.635 | 0
2016-06-29 12:00 | 0 | 0 | 2.635 | 0
2016-06-29 13:00 | 0 | 0 | 2.635 | 0
2016-06-29 14:00 | 0 | 0.73895 | 2.635 | 0
2016-06-29 15:00 | 0 | 0 | 2.635 | 0
2016-06-29 16:00 | 0 | 0 | 2.635 | 0
2016-06-29 17:00 | 0 | 0.50673 | 2.635 | 0
2016-06-29 18:00 | 0 | 0 | 2.635 | 0
2016-06-29 19:00 | 0.4736 | 0 | 3.226 | 0
2016-06-29 20:00 | 0.63483 | 0 | 3.226 | 0
2016-06-29 21:00 | 0.57389 | 0 | 3.226 | 0
2016-06-29 22:00 | 0.40223 | 0 | 3.226 | 0
2016-06-29 23:00 | 0 | 0 | 3.1492 | 0
2016-06-30 | 0 | 0 | 2.7274 | 0
2016-06-30 01:00 | 0 | 0 | 2.635 | 0
2016-06-30 02:00 | 0 | 0 | 2.635 | 0
2016-06-30 03:00 | 0 | 0 | 2.635 | 0
2016-06-30 04:00 | 0 | 0 | 2.635 | 0
2016-06-30 05:00 | 0 | 0 | 2.635 | 0
2016-06-30 06:00 | 0 | 0 | 2.635 | 0
2016-06-30 07:00 | 0 | 0 | 2.635 | 0
2016-06-30 08:00 | 0 | 0 | 2.635 | 0
2016-06-30 09:00 | 0 | 0.23794 | 2.635 | 0
2016-06-30 10:00 | 0 | 0.80374 | 2.635 | 0
2016-06-30 11:00 | 0 | 0.85681 | 2.635 | 0
2016-06-30 12:00 | 0 | 0.81069 | 2.635 | 0
2016-06-30 13:00 | 0 | 0.76476 | 2.635 | 0
2016-06-30 14:00 | 0 | 0 | 2.635 | 0
2016-06-30 15:00 | 0 | 0 | 2.635 | 0
2016-06-30 16:00 | 0 | 0 | 2.635 | 0
2016-06-30 17:00 | 0 | 0 | 2.635 | 0
2016-06-30 18:00 | 0 | 0 | 2.635 | 0
2016-06-30 19:00 | 0.47251 | 0 | 3.226 | 0
2016-06-30 20:00 | 0.67838 | 0 | 3.226 | 0
2016-06-30 21:00 | 0.65569 | 0 | 3.226 | 0
2016-06-30 22:00 | 0.61726 | 0 | 3.226 | 0
2016-06-30 23:00 | 0.14549 | 0 | 3.226 | 0
2016-07-01 | 0 | 0 | 2.9086 | 0
2016-07-01 01:00 | 0 | 0 | 2.7093 | 0
2016-07-01 02:00 | 0 | 0 | 2.635 | 0
2016-07-01 03:00 | 0 | 0 | 2.635 | 0
2016-07-01 04:00 | 0 | 0 | 2.635 | 0
2016-07-01 05:00 | 0 | 0 | 2.635 | 0
2016-07-01 06:00 | 0 | 0 | 2.635 | 0
2016-07-01 07:00 | 0 | 0 | 2.635 | 0
2016-07-01 08:00 | 0 | 0 | 2.635 | 0
2016-07-01 09:00 | 0 | 0 | 2.635 | 0
2016-07-01 10:00 | 0 | 0.62514 | 2.635 | 0
2016-07-01 11:00 | 0 | 0.89212 | 2.635 | 0
2016-07-01 12:00 | 0 | 0.78013 | 2.635 | 0
2016-07-01 13:00 | 0 | 0.75012 | 2.635 | 0
2016-07-01 14:00 | 0 | 0 | 2.635 | 0
2016-07-01 15:00 | 0 | 0 | 2.635 | 0
2016-07-01 16:00 | 0 | 0.72779 | 2.635 | 0
2016-07-01 17:00 | 0 | 0 | 2.635 | 0
2016-07-01 18:00 | 0 | 0 | 2.635 | 0
2016-07-01 19:00 | 0.25346 | 0 | 3.226 | 0
2016-07-01 20:00 | 0.71096 | 0 | 3.226 | 0
2016-07-01 21:00 | 0.73932 | 0 | 3.226 | 0
2016-07-01 22:00 | 0.80136 | 0 | 3.226 | 0
2016-07-01 23:00 | 0.28713 | 0 | 3.226 | 0
2016-07-02 | 0 | 0 | 3.03 | 0
2016-07-02 01:00 | 0 | 0 | 2.7099 | 0
2016-07-02 02:00 | 0 | 0 | 2.635 | 0
2016-07-02 03:00 | 0 | 0 | 2.635 | 0
2016-07-02 04:00 | 0 | 0 | 2.635 | 0
2016-07-02 05:00 | 0 | 0.46409 | 2.635 | 0
2016-07-02 06:00 | 0 | 0 | 2.635 | 0
2016-07-02 07:00 | 0 | 0 | 2.635 | 0
2016-07-02 08:00 | 0 | 0 | 2.635 | 0
2016-07-02 09:00 | 0 | 0.30625 | 2.635 | 0
2016-07-02 10:00 | 0 | 0 | 2.635 | 0
2016-07-02 11:00 | 0 | 0.84546 | 2.635 | 0
2016-07-02 12:00 | 0 | 0.86065 | 2.635 | 0
2016-07-02 13:00 | 0 | 0 | 2.635 | 0
2016-07-02 14:00 | 0 | 0.81746 | 2.635 | 0
2016-07-02 15:00 | 0 | 0.73566 | 2.635 | 0
2016-07-02 16:00 | 0 | 0.78049 | 2.635 | 0
2016-07-02 17:00 | 0 | 0 | 2.635 | 0
2016-07-02 18:00 | 0 | 0 | 2.635 | 0
2016-07-02 19:00 | 0.44908 | 0 | 3.226 | 0
2016-07-02 20:00 | 1.0426 | 0 | 3.226 | 0
2016-07-02 21:00 | 1.0537 | 0 | 3.226 | 0
2016-07-02 22:00 | 0.79294 | 0 | 3.226 | 0
2016-07-02 23:00 | 0.21923 | 0 | 3.226 | 0
2016-07-03 | 0 | 0 | 2.8216 | 0
2016-07-03 01:00 | 0 | 0 | 2.6385 | 0
2016-07-03 02:00 | 0 | 0 | 2.635 | 0
2016-07-03 03:00 | 0 | 0 | 2.635 | 0
2016-07-03 04:00 | 0 | 0 | 2.635 | 0
2016-07-03 05:00 | 0 | 0.47763 | 2.635 | 0
2016-07-03 06:00 | 0 | 0 | 2.635 | 0
2016-07-03 07:00 | 0 | 0 | 2.635 | 0
2016-07-03 08:00 | 0 | 0 | 2.635 | 0
2016-07-03 09:00 | 0 | 0.88243 | 2.635 | 0
2016-07-03 10:00 | 0 | 0.85717 | 2.635 | 0
2016-07-03 11:00 | 0 | 0.86175 | 2.635 | 0
2016-07-03 12:00 | 0 | 0.8299 | 2.635 | 0
2016-07-03 13:00 | 0 | 0.83045 | 2.635 | 0
2016-07-03 14:00 | 0 | 0.75799 | 2.635 | 0
2016-07-03 15:00 | 0 | 0.70144 | 2.635 | 0
2016-07-03 16:00 | 0 | 0.74115 | 2.635 | 0
2016-07-03 17:00 | 0 | 0.59475 | 2.635 | 0
2016-07-03 18:00 | 0 | 0.40589 | 2.635 | 0
2016-07-03 19:00 | 0.41504 | 0 | 3.226 | 0
2016-07-03 20:00 | 1.0473 | 0 | 3.226 | 0
2016-07-03 21:00 | 1.014 | 0 | 3.226 | 0
2016-07-03 22:00 | 0.80465 | 0 | 3.226 | 0
2016-07-03 23:00 | 0.20313 | 0 | 3.226 | 0
2016-07-04 | 0 | 0 | 2.9053 | 0
2016-07-04 01:00 | 0 | 0 | 2.635 | 0
2016-07-04 02:00 | 0 | 0 | 2.635 | 0
2016-07-04 03:00 | 0 | 0 | 2.635 | 0
2016-07-04 04:00 | 0 | 0.38174 | 2.635 | 0
2016-07-04 05:00 | 0 | 0.5329 | 2.635 | 0
2016-07-04 06:00 | 0 | 0 | 2.635 | 0
2016-07-04 07:00 | 0 | 0 | 2.635 | 0
2016-07-04 08:00 | 0 | 0 | 2.635 | 0
2016-07-04 09:00 | 0 | 0.031794 | 2.635 | 0
2016-07-04 10:00 | 0 | 0 | 2.635 | 0
2016-07-04 11:00 | 0 | 0 | 2.635 | 0
2016-07-04 12:00 | 0 | 0 | 2.635 | 0
2016-07-04 13:00 | 0 | 0 | 2.635 | 0
2016-07-04 14:00 | 0 | 0 | 2.635 | 0
2016-07-04 15:00 | 0 | 0 | 2.635 | 0
2016-07-04 16:00 | 0 | 0 | 2.635 | 0
2016-07-04 17:00 | 0 | 0 | 2.635 | 0
2016-07-04 18:00 | 0 | 0 | 2.635 | 0
2016-07-04 19:00 | 0.43975 | 0 | 3.226 | 0
2016-07-04 20:00 | 0.93531 | 0 | 3.226 | 0
2016-07-04 21:00 | 0.83558 | 0 | 3.226 | 0
2016-07-04 22:00 | 0.71004 | 0 | 3.226 | 0
2016-07-04 23:00 | 0.16799 | 0 | 3.226 | 0
2016-07-05 | 0 | 0 | 2.9396 | 0
2016-07-05 01:00 | 0 | 0 | 2.6904 | 0
2016-07-05 02:00 | 0 | 0 | 2.635 | 0
2016-07-05 03:00 | 0 | 0 | 2.635 | 0
2016-07-05 04:00 | 0 | 0 | 2.635 | 0
2016-07-05 05:00 | 0 | 0 | 2.635 | 0
2016-07-05 06:00 | 0 | 0 | 2.635 | 0
2016-07-05 07:00 | 0 | 0 | 2.635 | 0
2016-07-05 08:00 | 0 | 0 | 2.635 | 0
2016-07-05 09:00 | 0 | 0 | 2.635 | 0
2016-07-05 10:00 | 0 | 0.75175 | 2.635 | 0
2016-07-05 11:00 | 0 | 0.84729 | 2.635 | 0
2016-07-05 12:00 | 0 | 0.81014 | 2.635 | 0
2016-07-05 13:00 | 0 | 0.79019 | 2.635 | 0
2016-07-05 14:00 | 0 | 0.72669 | 2.635 | 0
2016-07-05 15:00 | 0 | 0.60866 | 2.635 | 0
2016-07-05 16:00 | 0 | 0 | 2.635 | 0
2016-07-05 17:00 | 0 | 0 | 2.635 | 0
2016-07-05 18:00 | 0 | 0.36307 | 2.635 | 0
2016-07-05 19:00 | 0.41669 | 0 | 3.226 | 0
2016-07-05 20:00 | 0.97667 | 0 | 3.226 | 0
2016-07-05 21:00 | 0.86394 | 0 | 3.226 | 0
2016-07-05 22:00 | 0.85205 | 0 | 3.226 | 0
2016-07-05 23:00 | 0.30268 | 0 | 3.226 | 0
2016-07-06 | 0 | 0 | 2.9961 | 0
2016-07-06 01:00 | 0 | 0 | 2.6456 | 0
2016-07-06 02:00 | 0 | 0 | 2.635 | 0
2016-07-06 03:00 | 0 | 0 | 2.635 | 0
2016-07-06 04:00 | 0 | 0 | 2.635 | 0
2016-07-06 05:00 | 0 | 0.41834 | 2.635 | 0
2016-07-06 06:00 | 0 | 0 | 2.635 | 0
2016-07-06 07:00 | 0 | 0 | 2.635 | 0
2016-07-06 08:00 | 0 | 0 | 2.635 | 0
2016-07-06 09:00 | 0 | 0.79532 | 2.635 | 0
2016-07-06 10:00 | 0 | 0.70254 | 2.635 | 0
2016-07-06 11:00 | 0 | 0.6943 | 2.635 | 0
2016-07-06 12:00 | 0 | 0.70217 | 2.635 | 0
2016-07-06 13:00 | 0 | 0.69119 | 2.635 | 0
2016-07-06 14:00 | 0 | 0 | 2.635 | 0
2016-07-06 15:00 | 0 | 0.5587 | 2.635 | 0
2016-07-06 16:00 | 0 | 0 | 2.635 | 0
2016-07-06 17:00 | 0 | 0 | 2.635 | 0
2016-07-06 18:00 | 0 | 0.3488 | 2.635 | 0
2016-07-06 19:00 | 0.45439 | 0 | 3.226 | 0
2016-07-06 20:00 | 0.9699 | 0 | 3.226 | 0
2016-07-06 21:00 | 0.99387 | 0 | 3.226 | 0
2016-07-06 22:00 | 1.0451 | 0 | 3.226 | 0
2016-07-06 23:00 | 0.37954 | 0 | 3.226 | 0
2016-07-07 | 0 | 0 | 3.1612 | 0
2016-07-07 01:00 | 0 | 0 | 2.6854 | 0
2016-07-07 02:00 | 0 | 0 | 2.635 | 0
2016-07-07 03:00 | 0 | 0 | 2.635 | 0
2016-07-07 04:00 | 0 | 0 | 2.635 | 0
2016-07-07 05:00 | 0 | 0 | 2.635 | 0
2016-07-07 06:00 | 0 | 0 | 2.635 | 0
2016-07-07 07:00 | 0 | 0 | 2.635 | 0
2016-07-07 08:00 | 0 | 0.79038 | 2.635 | 0
2016-07-07 09:00 | 0 | 0.76238 | 2.635 | 0
2016-07-07 10:00 | 0 | 0.73895 | 2.635 | 0
2016-07-07 11:00 | 0 | 0.72688 | 2.635 | 0
2016-07-07 12:00 | 0 | 0 | 2.635 | 0
2016-07-07 13:00 | 0 | 0 | 2.635 | 0
2016-07-07 14:00 | 0 | 0.15196 | 2.635 | 0
2016-07-07 15:00 | 0 | 0 | 2.635 | 0
2016-07-07 16:00 | 0 | 0 | 2.635 | 0
2016-07-07 17:00 | 0 | 0 | 2.635 | 0
2016-07-07 18:00 | 0 | 0.4328 | 2.635 | 0
2016-07-07 19:00 | 0.34916 | 0 | 3.226 | 0
2016-07-07 20:00 | 1.1196 | 0 | 3.226 | 0
2016-07-07 21:00 | 0 | 0 | 5.861 | 0
2016-07-07 22:00 | 0.90091 | 0 | 3.226 | 0
2016-07-07 23:00 | 0.29536 | 0 | 3.226 | 0
2016-07-08 | 0 | 0 | 2.9045 | 0
2016-07-08 01:00 | 0 | 0 | 2.6482 | 0
2016-07-08 02:00 | 0 | 0 | 2.635 | 0
2016-07-08 03:00 | 0 | 0 | 2.635 | 0
2016-07-08 04:00 | 0 | 0 | 2.635 | 0
2016-07-08 05:00 | 0 | 0 | 2.635 | 0
2016-07-08 06:00 | 0 | 0 | 2.635 | 0
2016-07-08 07:00 | 0 | 0 | 2.635 | 0
2016-07-08 08:00 | 0 | 0 | 2.635 | 0
2016-07-08 09:00 | 0 | 0.047764 | 2.635 | 0
2016-07-08 10:00 | 0 | 0.8676 | 2.635 | 0
2016-07-08 11:00 | 0 | 0.81142 | 2.635 | 0
2016-07-08 12:00 | 0 | 0.77391 | 2.635 | 0
2016-07-08 13:00 | 0 | 0 | 2.635 | 0
2016-07-08 14:00 | 0 | 0.71498 | 2.635 | 0
2016-07-08 15:00 | 0 | 0.70071 | 2.635 | 0
2016-07-08 16:00 | 0 | 0.74225 | 2.635 | 0
2016-07-08 17:00 | 0 | 0 | 2.635 | 0
2016-07-08 18:00 | 0 | 0 | 2.635 | 0
2016-07-08 19:00 | 0.31 | 0 | 3.226 | 0
2016-07-08 20:00 | 0.95142 | 0 | 3.226 | 0
2016-07-08 21:00 | 0.91811 | 0 | 3.226 | 0
2016-07-08 22:00 | 0.88883 | 0 | 3.226 | 0
2016-07-08 23:00 | 0.37716 | 0 | 3.226 | 0
2016-07-09 | 0 | 0 | 3.054 | 0
2016-07-09 01:00 | 0 | 0 | 2.7175 | 0
2016-07-09 02:00 | 0 | 0 | 2.635 | 0
2016-07-09 03:00 | 0 | 0 | 2.635 | 0
2016-07-09 04:00 | 0 | 0 | 2.635 | 0
2016-07-09 05:00 | 0 | 0 | 2.635 | 0
2016-07-09 06:00 | 0 | 0 | 2.635 | 0
2016-07-09 07:00 | 0 | 0 | 2.635 | 0
2016-07-09 08:00 | 0 | 0 | 2.635 | 0
2016-07-09 09:00 | 0 | 0.87968 | 2.635 | 0
2016-07-09 10:00 | 0 | 0.89963 | 2.635 | 0
2016-07-09 11:00 | 0 | 0.041225 | 2.635 | 0
2016-07-09 12:00 | 0 | 0.88224 | 2.635 | 0
2016-07-09 13:00 | 0 | 0.85736 | 2.635 | 0
2016-07-09 14:00 | 0 | 0.75012 | 2.635 | 0
2016-07-09 15:00 | 0 | 0 | 2.635 | 0
2016-07-09 16:00 | 0 | 0 | 2.635 | 0
2016-07-09 17:00 | 0 | 0 | 2.635 | 0
2016-07-09 18:00 | 0 | 0 | 2.635 | 0
2016-07-09 19:00 | 0.37442 | 0 | 3.226 | 0
2016-07-09 20:00 | 0.86285 | 0 | 3.226 | 0
2016-07-09 21:00 | 0.88883 | 0 | 3.226 | 0
2016-07-09 22:00 | 0.8235 | 0 | 3.226 | 0
2016-07-09 23:00 | 0.23827 | 0 | 3.226 | 0
2016-07-10 | 0 | 0 | 2.9234 | 0
2016-07-10 01:00 | 0 | 0 | 2.635 | 0
2016-07-10 02:00 | 0 | 0 | 2.635 | 0
2016-07-10 03:00 | 0 | 0 | 2.635 | 0
2016-07-10 04:00 | 0 | 0 | 2.635 | 0
2016-07-10 05:00 | 0 | 0 | 2.635 | 0
2016-07-10 06:00 | 0 | 0 | 2.635 | 0
2016-07-10 07:00 | 0 | 0 | 2.635 | 0
2016-07-10 08:00 | 0 | 0 | 2.635 | 0
2016-07-10 09:00 | 0 | 0 | 2.635 | 0
2016-07-10 10:00 | 0 | 0 | 2.635 | 0
2016-07-10 11:00 | 0 | 0 | 2.635 | 0
2016-07-10 12:00 | 0 | 0.7109 | 2.635 | 0
2016-07-10 13:00 | 0 | 0.90237 | 2.635 | 0
2016-07-10 14:00 | 0 | 0 | 2.635 | 0
2016-07-10 15:00 | 0 | 0.74719 | 2.635 | 0
2016-07-10 16:00 | 0 | 0.75579 | 2.635 | 0
2016-07-10 17:00 | 0 | 0.67564 | 2.635 | 0
2016-07-10 18:00 | 0 | 0.36124 | 2.635 | 0
2016-07-10 19:00 | 0.37808 | 0 | 3.226 | 0
2016-07-10 20:00 | 0.90311 | 0 | 3.226 | 0
2016-07-10 21:00 | 0.8848 | 0 | 3.226 | 0
2016-07-10 22:00 | 0.75487 | 0 | 3.226 | 0
2016-07-10 23:00 | 0.15079 | 0 | 3.226 | 0
2016-07-11 | 0 | 0 | 2.8592 | 0
2016-07-11 01:00 | 0 | 0 | 2.635 | 0
2016-07-11 02:00 | 0 | 0 | 2.635 | 0
2016-07-11 03:00 | 0 | 0 | 2.635 | 0
2016-07-11 04:00 | 0 | 0.3826 | 2.635 | 0
2016-07-11 05:00 | 0 | 0 | 2.635 | 0
2016-07-11 06:00 | 0 | 0 | 2.635 | 0
2016-07-11 07:00 | 0 | 0 | 2.635 | 0
2016-07-11 08:00 | 0 | 0.81691 | 2.635 | 0
2016-07-11 09:00 | 0 | 0 | 2.635 | 0
2016-07-11 10:00 | 0 | 0 | 2.635 | 0
2016-07-11 11:00 | 0 | 0.81472 | 2.635 | 0
2016-07-11 12:00 | 0 | 0 | 2.635 | 0
2016-07-11 13:00 | 0 | 0.78214 | 2.635 | 0
2016-07-11 14:00 | 0 | 0 | 2.635 | 0
2016-07-11 15:00 | 0 | 0 | 2.635 | 0
2016-07-11 16:00 | 0 | 0.77208 | 2.635 | 0
2016-07-11 17:00 | 0 | 0 | 2.635 | 0
2016-07-11 18:00 | 0 | 0 | 2.635 | 0
2016-07-11 19:00 | 0.23241 | 0 | 3.226 | 0
2016-07-11 20:00 | 0.76988 | 0 | 3.226 | 0
2016-07-11 21:00 | 0.80246 | 0 | 3.226 | 0
2016-07-11 22:00 | 0.65679 | 0 | 3.226 | 0
2016-07-11 23:00 | 0.17769 | 0 | 3.226 | 0
2016-07-12 | 0 | 0 | 2.8872 | 0
2016-07-12 01:00 | 0 | 0 | 2.635 | 0
2016-07-12 02:00 | 0 | 0 | 2.635 | 0
2016-07-12 03:00 | 0 | 0 | 2.635 | 0
2016-07-12 04:00 | 0 | 0 | 2.635 | 0
2016-07-12 05:00 | 0 | 0 | 2.635 | 0
2016-07-12 06:00 | 0 | 0 | 2.635 | 0
2016-07-12 07:00 | 0 | 0 | 2.635 | 0
2016-07-12 08:00 | 0 | 0 | 2.635 | 0
2016-07-12 09:00 | 0 | 0 | 2.635 | 0
2016-07-12 10:00 | 0 | 0 | 2.635 | 0
2016-07-12 11:00 | 0 | 0.75747 | 2.635 | 0
2016-07-12 12:00 | 0 | 0.76402 | 2.635 | 0
2016-07-12 13:00 | 0 | 0.74389 | 2.635 | 0
2016-07-12 14:00 | 0 | 0.7245 | 2.635 | 0
2016-07-12 15:00 | 0 | 0 | 2.635 | 0
2016-07-12 16:00 | 0 | 0.75176 | 2.635 | 0
2016-07-12 17:00 | 0 | 0 | 2.635 | 0
2016-07-12 18:00 | 0 | 0 | 2.635 | 0
2016-07-12 19:00 | 0.2196 | 0 | 3.226 | 0
2016-07-12 20:00 | 0.74701 | 0 | 3.226 | 0
2016-07-12 21:00 | 0.86376 | 0 | 3.226 | 0
2016-07-12 22:00 | 0.62952 | 0 | 3.226 | 0
2016-07-12 23:00 | 0.30744 | 0 | 3.226 | 0
2016-07-13 | 0 | 0 | 3.0042 | 0
2016-07-13 01:00 | 0 | 0 | 2.7532 | 0
2016-07-13 02:00 | 0 | 0 | 2.635 | 0
2016-07-13 03:00 | 0 | 0 | 2.635 | 0
2016-07-13 04:00 | 0 | 0 | 2.635 | 0
2016-07-13 05:00 | 0 | 0 | 2.635 | 0
2016-07-13 06:00 | 0 | 0 | 2.635 | 0
2016-07-13 07:00 | 0 | 0 | 2.635 | 0
2016-07-13 08:00 | 0 | 0 | 2.635 | 0
2016-07-13 09:00 | 0 | 0 | 2.635 | 0
2016-07-13 10:00 | 0 | 0 | 2.635 | 0
2016-07-13 11:00 | 0 | 0.65164 | 2.635 | 0
2016-07-13 12:00 | 0 | 0.79697 | 2.635 | 0
2016-07-13 13:00 | 0 | 0.78452 | 2.635 | 0
2016-07-13 14:00 | 0 | 0.75908 | 2.635 | 0
2016-07-13 15:00 | 0 | 0 | 2.635 | 0
2016-07-13 16:00 | 0 | 0.78507 | 2.635 | 0
2016-07-13 17:00 | 0 | 0 | 2.635 | 0
2016-07-13 18:00 | 0 | 0 | 2.635 | 0
2016-07-13 19:00 | 0.19087 | 0 | 3.226 | 0
2016-07-13 20:00 | 0.8332 | 0 | 3.226 | 0
2016-07-13 21:00 | 0.79587 | 0 | 3.226 | 0
2016-07-13 22:00 | 0.74042 | 0 | 3.226 | 0
2016-07-13 23:00 | 0.23332 | 0 | 3.226 | 0
2016-07-14 | 0 | 0 | 3.0446 | 0
2016-07-14 01:00 | 0 | 0 | 2.6354 | 0
2016-07-14 02:00 | 0 | 0 | 2.635 | 0
2016-07-14 03:00 | 0 | 0 | 2.635 | 0
2016-07-14 04:00 | 0 | 0 | 2.635 | 0
2016-07-14 05:00 | 0 | 0 | 2.635 | 0
2016-07-14 06:00 | 0 | 0 | 2.635 | 0
2016-07-14 07:00 | 0 | 0 | 2.635 | 0
2016-07-14 08:00 | 0 | 0 | 2.635 | 0
2016-07-14 09:00 | 0 | 0 | 2.635 | 0
2016-07-14 10:00 | 0 | 0 | 2.635 | 0
2016-07-14 11:00 | 0 | 0 | 2.635 | 0
2016-07-14 12:00 | 0 | 0.076959 | 2.635 | 0
2016-07-14 13:00 | 0 | 0.78635 | 2.635 | 0
2016-07-14 14:00 | 0 | 0.72541 | 2.635 | 0
2016-07-14 15:00 | 0 | 0 | 2.635 | 0
2016-07-14 16:00 | 0 | 0.73346 | 2.635 | 0
2016-07-14 17:00 | 0 | 0.70711 | 2.635 | 0
2016-07-14 18:00 | 0 | 0 | 2.635 | 0
2016-07-14 19:00 | 0.13011 | 0 | 3.226 | 0
2016-07-14 20:00 | 0.6674 | 0 | 3.226 | 0
2016-07-14 21:00 | 0.72852 | 0 | 3.226 | 0
2016-07-14 22:00 | 0.6017 | 0 | 3.226 | 0
2016-07-14 23:00 | 0.11273 | 0 | 3.226 | 0
2016-07-15 | 0 | 0 | 2.9197 | 0
2016-07-15 01:00 | 0 | 0 | 2.635 | 0
2016-07-15 02:00 | 0 | 0 | 2.635 | 0
2016-07-15 03:00 | 0 | 0 | 2.635 | 0
2016-07-15 04:00 | 0 | 0 | 2.635 | 0
2016-07-15 05:00 | 0 | 0 | 2.635 | 0
2016-07-15 06:00 | 0 | 0 | 2.635 | 0
2016-07-15 07:00 | 0 | 0 | 2.635 | 0
2016-07-15 08:00 | 0 | 0 | 2.635 | 0
2016-07-15 09:00 | 0 | 0 | 2.635 | 0
2016-07-15 10:00 | 0 | 0 | 2.635 | 0
2016-07-15 11:00 | 0 | 0 | 2.635 | 0
2016-07-15 12:00 | 0 | 0 | 2.635 | 0
2016-07-15 13:00 | 0 | 0.4591 | 2.635 | 0
2016-07-15 14:00 | 0 | 0 | 2.635 | 0
2016-07-15 15:00 | 0 | 0.74408 | 2.635 | 0
2016-07-15 16:00 | 0 | 0.71388 | 2.635 | 0
2016-07-15 17:00 | 0 | 0.69284 | 2.635 | 0
2016-07-15 18:00 | 0 | 0 | 2.635 | 0
2016-07-15 19:00 | 0.27212 | 0 | 3.226 | 0
2016-07-15 20:00 | 0.65642 | 0 | 3.226 | 0
2016-07-15 21:00 | 0.55614 | 0 | 3.226 | 0
2016-07-15 22:00 | 0.41541 | 0 | 3.226 | 0
2016-07-15 23:00 | 0.030195 | 0 | 3.226 | 0
2016-07-16 | 0 | 0 | 2.8275 | 0
2016-07-16 01:00 | 0 | 0 | 2.635 | 0
2016-07-16 02:00 | 0 | 0 | 2.635 | 0
2016-07-16 03:00 | 0 | 0 | 2.635 | 0
2016-07-16 04:00 | 0 | 0 | 2.635 | 0
2016-07-16 05:00 | 0 | 0 | 2.635 | 0
2016-07-16 06:00 | 0 | 0 | 2.635 | 0
2016-07-16 07:00 | 0 | 0 | 2.635 | 0
2016-07-16 08:00 | 0 | 0 | 2.635 | 0
2016-07-16 09:00 | 0 | 0.052496 | 2.635 | 0
2016-07-16 10:00 | 0 | 0.86285 | 2.635 | 0
2016-07-16 11:00 | 0 | 0.84253 | 2.635 | 0
2016-07-16 12:00 | 0 | 0.78855 | 2.635 | 0
2016-07-16 13:00 | 0 | 0.8041 | 2.635 | 0
2016-07-16 14:00 | 0 | 0.74518 | 2.635 | 0
2016-07-16 15:00 | 0 | 0 | 2.635 | 0
2016-07-16 16:00 | 0 | 0 | 2.635 | 0
2016-07-16 17:00 | 0 | 0 | 2.635 | 0
2016-07-16 18:00 | 0 | 0 | 2.635 | 0
2016-07-16 19:00 | 0.34294 | 0 | 3.226 | 0
2016-07-16 20:00 | 0.88462 | 0 | 3.226 | 0
2016-07-16 21:00 | 0.90109 | 0 | 3.226 | 0
2016-07-16 22:00 | 0.6405 | 0 | 3.226 | 0
2016-07-16 23:00 | 0.11492 | 0 | 3.226 | 0
2016-07-17 | 0 | 0 | 2.9191 | 0
2016-07-17 01:00 | 0 | 0 | 2.6464 | 0
2016-07-17 02:00 | 0 | 0 | 2.635 | 0
2016-07-17 03:00 | 0 | 0 | 2.635 | 0
2016-07-17 04:00 | 0 | 0 | 2.635 | 0
2016-07-17 05:00 | 0 | 0 | 2.635 | 0
2016-07-17 06:00 | 0 | 0 | 2.635 | 0
2016-07-17 07:00 | 0 | 0 | 2.635 | 0
2016-07-17 08:00 | 0 | 0 | 2.635 | 0
2016-07-17 09:00 | 0 | 0.83668 | 2.635 | 0
2016-07-17 10:00 | 0 | 0.80703 | 2.635 | 0
2016-07-17 11:00 | 0 | 0.79257 | 2.635 | 0
2016-07-17 12:00 | 0 | 0.76622 | 2.635 | 0
2016-07-17 13:00 | 0 | 0.74719 | 2.635 | 0
2016-07-17 14:00 | 0 | 0.72011 | 2.635 | 0
2016-07-17 15:00 | 0 | 0 | 2.635 | 0
2016-07-17 16:00 | 0 | 0 | 2.635 | 0
2016-07-17 17:00 | 0 | 0 | 2.635 | 0
2016-07-17 18:00 | 0 | 0 | 2.635 | 0
2016-07-17 19:00 | 0.44194 | 0 | 3.226 | 0
2016-07-17 20:00 | 1.0235 | 0 | 3.226 | 0
2016-07-17 21:00 | 1.0453 | 0 | 3.226 | 0
2016-07-17 22:00 | 0.78031 | 0 | 3.226 | 0
2016-07-17 23:00 | 0.30781 | 0 | 3.226 | 0
2016-07-18 | 0 | 0 | 3.0755 | 0
2016-07-18 01:00 | 0 | 0 | 2.635 | 0
2016-07-18 02:00 | 0 | 0 | 2.635 | 0
2016-07-18 03:00 | 0 | 0 | 2.635 | 0
2016-07-18 04:00 | 0 | 0 | 2.635 | 0
2016-07-18 05:00 | 0 | 0 | 2.635 | 0
2016-07-18 06:00 | 0 | 0 | 2.635 | 0
2016-07-18 07:00 | 0 | 0 | 2.635 | 0
2016-07-18 08:00 | 0 | 0 | 2.635 | 0
2016-07-18 09:00 | 0 | 0 | 2.635 | 0
2016-07-18 10:00 | 0 | 0.086353 | 2.635 | 0
2016-07-18 11:00 | 0 | 0.79422 | 2.635 | 0
2016-07-18 12:00 | 0 | 0.71571 | 2.635 | 0
2016-07-18 13:00 | 0 | 0.71443 | 2.635 | 0
2016-07-18 14:00 | 0 | 0.71626 | 2.635 | 0
2016-07-18 15:00 | 0 | 0 | 2.635 | 0
2016-07-18 16:00 | 0 | 0.71937 | 2.635 | 0
2016-07-18 17:00 | 0 | 0 | 2.635 | 0
2016-07-18 18:00 | 0 | 0 | 2.635 | 0
2016-07-18 19:00 | 0.31604 | 0 | 3.226 | 0
2016-07-18 20:00 | 0.78214 | 0 | 3.226 | 0
2016-07-18 21:00 | 0.82259 | 0 | 3.226 | 0
2016-07-18 22:00 | 0.66868 | 0 | 3.226 | 0
2016-07-18 23:00 | 0.18135 | 0 | 3.226 | 0
2016-07-19 | 0 | 0 | 2.9317 | 0
2016-07-19 01:00 | 0 | 0 | 2.635 | 0
2016-07-19 02:00 | 0 | 0 | 2.635 | 0
2016-07-19 03:00 | 0 | 0 | 2.635 | 0
2016-07-19 04:00 | 0 | 0 | 2.635 | 0
2016-07-19 05:00 | 0 | 0 | 2.635 | 0
2016-07-19 06:00 | 0 | 0 | 2.635 | 0
2016-07-19 07:00 | 0 | 0 | 2.635 | 0
2016-07-19 08:00 | 0 | 0 | 2.635 | 0
2016-07-19 09:00 | 0 | 0 | 2.635 | 0
2016-07-19 10:00 | 0 | 0.046147 | 2.635 | 0
2016-07-19 11:00 | 0 | 0.86376 | 2.635 | 0
2016-07-19 12:00 | 0 | 0.82039 | 2.635 | 0
2016-07-19 13:00 | 0 | 0.75963 | 2.635 | 0
2016-07-19 14:00 | 0 | 0 | 2.635 | 0
2016-07-19 15:00 | 0 | 0.57755 | 2.635 | 0
2016-07-19 16:00 | 0 | 0 | 2.635 | 0
2016-07-19 17:00 | 0 | 0 | 2.635 | 0
2016-07-19 18:00 | 0 | 0.37478 | 2.635 | 0
2016-07-19 19:00 | 0.26224 | 0 | 3.226 | 0
2016-07-19 20:00 | 0.78708 | 0 | 3.226 | 0
2016-07-19 21:00 | 0.74005 | 0 | 3.226 | 0
2016-07-19 22:00 | 0.56126 | 0 | 3.226 | 0
2016-07-19 23:00 | 0.19526 | 0 | 3.226 | 0
2016-07-20 | 0 | 0 | 3.0085 | 0
2016-07-20 01:00 | 0 | 0 | 2.7061 | 0
2016-07-20 02:00 | 0 | 0 | 2.635 | 0
2016-07-20 03:00 | 0 | 0 | 2.635 | 0
2016-07-20 04:00 | 0 | 0 | 2.635 | 0
2016-07-20 05:00 | 0 | 0 | 2.635 | 0
2016-07-20 06:00 | 0 | 0 | 2.635 | 0
2016-07-20 07:00 | 0 | 0 | 2.635 | 0
2016-07-20 08:00 | 0 | 0 | 2.635 | 0
2016-07-20 09:00 | 0 | 0 | 2.635 | 0
2016-07-20 10:00 | 0 | 0.30048 | 2.635 | 0
2016-07-20 11:00 | 0 | 0.92031 | 2.635 | 0
2016-07-20 12:00 | 0 | 0.87456 | 2.635 | 0
2016-07-20 13:00 | 0 | 0.85168 | 2.635 | 0
2016-07-20 14:00 | 0 | 0 | 2.635 | 0
2016-07-20 15:00 | 0 | 0 | 2.635 | 0
2016-07-20 16:00 | 0 | 0.74847 | 2.635 | 0
2016-07-20 17:00 | 0 | 0 | 2.635 | 0
2016-07-20 18:00 | 0 | 0.45219 | 2.635 | 0
2016-07-20 19:00 | 0.22216 | 0 | 3.226 | 0
2016-07-20 20:00 | 0.92488 | 0 | 3.226 | 0
2016-07-20 21:00 | 1.0244 | 0 | 3.226 | 0
2016-07-20 22:00 | 0.7417 | 0 | 3.226 | 0
2016-07-20 23:00 | 0.15445 | 0 | 3.226 | 0
2016-07-21 | 0 | 0 | 2.8948 | 0
2016-07-21 01:00 | 0 | 0 | 2.635 | 0
2016-07-21 02:00 | 0 | 0 | 2.635 | 0
2016-07-21 03:00 | 0 | 0 | 2.635 | 0
2016-07-21 04:00 | 0 | 0 | 2.635 | 0
2016-07-21 05:00 | 0 | 0 | 2.635 | 0
2016-07-21 06:00 | 0 | 0 | 2.635 | 0
2016-07-21 07:00 | 0 | 0 | 2.635 | 0
2016-07-21 08:00 | 0 | 0 | 2.635 | 0
2016-07-21 09:00 | 0 | 0 | 2.635 | 0
2016-07-21 10:00 | 0 | 0 | 2.635 | 0
2016-07-21 11:00 | 0 | 0 | 2.635 | 0
2016-07-21 12:00 | 0 | 0.39338 | 2.635 | 0
2016-07-21 13:00 | 0 | 0.84509 | 2.635 | 0
2016-07-21 14:00 | 0 | 0.76933 | 2.635 | 0
2016-07-21 15:00 | 0 | 0.76531 | 2.635 | 0
2016-07-21 16:00 | 0 | 0.7578 | 2.635 | 0
2016-07-21 17:00 | 0 | 0 | 2.635 | 0
2016-07-21 18:00 | 0 | 0.4015 | 2.635 | 0
2016-07-21 19:00 | 0.55229 | 0 | 3.226 | 0
2016-07-21 20:00 | 0 | 0 | 5.861 | 0
2016-07-21 21:00 | 1.1181 | 0 | 3.226 | 0
2016-07-21 22:00 | 0.98985 | 0 | 3.226 | 0
2016-07-21 23:00 | 0.24815 | 0 | 3.226 | 0
2016-07-22 | 0 | 0 | 3.0625 | 0
2016-07-22 01:00 | 0 | 0 | 2.635 | 0
2016-07-22 02:00 | 0 | 0 | 2.635 | 0
2016-07-22 03:00 | 0 | 0 | 2.635 | 0
2016-07-22 04:00 | 0 | 0 | 2.635 | 0
2016-07-22 05:00 | 0 | 0 | 2.635 | 0
2016-07-22 06:00 | 0 | 0 | 2.635 | 0
2016-07-22 07:00 | 0 | 0 | 2.635 | 0
2016-07-22 08:00 | 0 | 0 | 2.635 | 0
2016-07-22 09:00 | 0 | 0 | 2.635 | 0
2016-07-22 10:00 | 0 | 0.89575 | 2.635 | 0
2016-07-22 11:00 | 0 | 0.91354 | 2.635 | 0
2016-07-22 12:00 | 0 | 0.83466 | 2.635 | 0
2016-07-22 13:00 | 0 | 0.80849 | 2.635 | 0
2016-07-22 14:00 | 0 | 0 | 2.635 | 0
2016-07-22 15:00 | 0 | 0 | 2.635 | 0
2016-07-22 16:00 | 0 | 0.7159 | 2.635 | 0
2016-07-22 17:00 | 0 | 0 | 2.635 | 0
2016-07-22 18:00 | 0 | 0.43042 | 2.635 | 0
2016-07-22 19:00 | 0.37826 | 0 | 3.226 | 0
2016-07-22 20:00 | 0.99644 | 0 | 3.226 | 0
2016-07-22 21:00 | 0.9591 | 0 | 3.226 | 0
2016-07-22 22:00 | 0.78653 | 0 | 3.226 | 0
2016-07-22 23:00 | 0.2809 | 0 | 3.226 | 0
2016-07-23 | 0 | 0 | 2.9459 | 0
2016-07-23 01:00 | 0 | 0 | 2.635 | 0
2016-07-23 02:00 | 0 | 0 | 2.635 | 0
2016-07-23 03:00 | 0 | 0 | 2.635 | 0
2016-07-23 04:00 | 0 | 0 | 2.635 | 0
2016-07-23 05:00 | 0 | 0 | 2.635 | 0
2016-07-23 06:00 | 0 | 0 | 2.635 | 0
2016-07-23 07:00 | 0 | 0 | 2.635 | 0
2016-07-23 08:00 | 0 | 0 | 2.635 | 0
2016-07-23 09:00 | 0 | 0.96972 | 2.635 | 0
2016-07-23 10:00 | 0 | 0.91646 | 2.635 | 0
2016-07-23 11:00 | 0 | 0.88993 | 2.635 | 0
2016-07-23 12:00 | 0 | 0.79568 | 2.635 | 0
2016-07-23 13:00 | 0 | 0.13621 | 2.635 | 0
2016-07-23 14:00 | 0 | 0 | 2.635 | 0
2016-07-23 15:00 | 0 | 0 | 2.635 | 0
2016-07-23 16:00 | 0 | 0 | 2.635 | 0
2016-07-23 17:00 | 0 | 0 | 2.635 | 0
2016-07-23 18:00 | 0 | 0 | 2.635 | 0
2016-07-23 19:00 | 0.33434 | 0 | 3.226 | 0
2016-07-23 20:00 | 1.0158 | 0 | 3.226 | 0
2016-07-23 21:00 | 0 | 0 | 5.861 | 0
2016-07-23 22:00 | 0.97795 | 0 | 3.226 | 0
2016-07-23 23:00 | 0.41431 | 0 | 3.226 | 0
2016-07-24 | 0 | 0 | 2.9697 | 0
2016-07-24 01:00 | 0 | 0 | 2.6746 | 0
2016-07-24 02:00 | 0 | 0 | 2.635 | 0
2016-07-24 03:00 | 0 | 0 | 2.635 | 0
2016-07-24 04:00 | 0 | 0 | 2.635 | 0
2016-07-24 05:00 | 0 | 0 | 2.635 | 0
2016-07-24 06:00 | 0 | 0 | 2.635 | 0
2016-07-24 07:00 | 0 | 0 | 2.635 | 0
2016-07-24 08:00 | 0 | 0 | 2.635 | 0
2016-07-24 09:00 | 0 | 0.17903 | 2.635 | 0
2016-07-24 10:00 | 0 | 0.81032 | 2.635 | 0
2016-07-24 11:00 | 0 | 0.80666 | 2.635 | 0
2016-07-24 12:00 | 0 | 0.80538 | 2.635 | 0
2016-07-24 13:00 | 0 | 0.80026 | 2.635 | 0
2016-07-24 14:00 | 0 | 0.76091 | 2.635 | 0
2016-07-24 15:00 | 0 | 0 | 2.635 | 0
2016-07-24 16:00 | 0 | 0 | 2.635 | 0
2016-07-24 17:00 | 0 | 0 | 2.635 | 0
2016-07-24 18:00 | 0 | 0.42529 | 2.635 | 0
2016-07-24 19:00 | 0.3197 | 0 | 3.226 | 0
2016-07-24 20:00 | 0.80794 | 0 | 3.226 | 0
2016-07-24 21:00 | 0.89999 | 0 | 3.226 | 0
2016-07-24 22:00 | 0.89304 | 0 | 3.226 | 0
2016-07-24 23:00 | 0.47251 | 0 | 3.226 | 0
2016-07-25 | 0 | 0 | 3.1834 | 0
2016-07-25 01:00 | 0 | 0 | 2.6841 | 0
2016-07-25 02:00 | 0 | 0 | 2.635 | 0
2016-07-25 03:00 | 0 | 0 | 2.635 | 0
2016-07-25 04:00 | 0 | 0 | 2.635 | 0
2016-07-25 05:00 | 0 | 0 | 2.635 | 0
2016-07-25 06:00 | 0 | 0 | 2.635 | 0
2016-07-25 07:00 | 0 | 0 | 2.635 | 0
2016-07-25 08:00 | 0 | 0 | 2.635 | 0
2016-07-25 09:00 | 0 | 0.81801 | 2.635 | 0
2016-07-25 10:00 | 0 | 0.8138 | 2.635 | 0
2016-07-25 11:00 | 0 | 0.80904 | 2.635 | 0
2016-07-25 12:00 | 0 | 0.75506 | 2.635 | 0
2016-07-25 13:00 | 0 | 0.48067 | 2.635 | 0
2016-07-25 14:00 | 0 | 0 | 2.635 | 0
2016-07-25 15:00 | 0 | 0 | 2.635 | 0
2016-07-25 16:00 | 0 | 0 | 2.635 | 0
2016-07-25 17:00 | 0 | 0 | 2.635 | 0
2016-07-25 18:00 | 0 | 0 | 2.635 | 0
2016-07-25 19:00 | 0.43097 | 0 | 3.226 | 0
2016-07-25 20:00 | 1.107 | 0 | 3.226 | 0
2016-07-25 21:00 | 0 | 0 | 5.861 | 0
2016-07-25 22:00 | 0.89396 | 0 | 3.226 | 0
2016-07-25 23:00 | 0.28731 | 0 | 3.226 | 0
2016-07-26 | 0 | 0 | 2.9396 | 0
2016-07-26 01:00 | 0 | 0 | 2.635 | 0
2016-07-26 02:00 | 0 | 0 | 2.635 | 0
2016-07-26 03:00 | 0 | 0 | 2.635 | 0
2016-07-26 04:00 | 0 | 0 | 2.635 | 0
2016-07-26 05:00 | 0 | 0 | 2.635 | 0
2016-07-26 06:00 | 0 | 0 | 2.635 | 0
2016-07-26 07:00 | 0 | 0 | 2.635 | 0
2016-07-26 08:00 | 0 | 0 | 2.635 | 0
2016-07-26 09:00 | 0 | 0.88499 | 2.635 | 0
2016-07-26 10:00 | 0 | 0.84253 | 2.635 | 0
2016-07-26 11:00 | 0 | 0.803 | 2.635 | 0
2016-07-26 12:00 | 0 | 0.78946 | 2.635 | 0
2016-07-26 13:00 | 0 | 0.7384 | 2.635 | 0
2016-07-26 14:00 | 0 | 0.71041 | 2.635 | 0
2016-07-26 15:00 | 0 | 0 | 2.635 | 0
2016-07-26 16:00 | 0 | 0.76457 | 2.635 | 0
2016-07-26 17:00 | 0 | 0.70382 | 2.635 | 0
2016-07-26 18:00 | 0 | 0 | 2.635 | 0
2016-07-26 19:00 | 0.28914 | 0 | 3.226 | 0
2016-07-26 20:00 | 0.73639 | 0 | 3.226 | 0
2016-07-26 21:00 | 0.9677 | 0 | 3.226 | 0
2016-07-26 22:00 | 0.64306 | 0 | 3.226 | 0
2016-07-26 23:00 | 0.085827 | 0 | 3.226 | 0
2016-07-27 | 0 | 0 | 2.898 | 0
2016-07-27 01:00 | 0 | 0 | 2.635 | 0
2016-07-27 02:00 | 0 | 0 | 2.635 | 0
2016-07-27 03:00 | 0 | 0 | 2.635 | 0
2016-07-27 04:00 | 0 | 0 | 2.635 | 0
2016-07-27 05:00 | 0 | 0 | 2.635 | 0
2016-07-27 06:00 | 0 | 0 | 2.635 | 0
2016-07-27 07:00 | 0 | 0 | 2.635 | 0
2016-07-27 08:00 | 0 | 0 | 2.635 | 0
2016-07-27 09:00 | 0 | 0.46455 | 2.635 | 0
2016-07-27 10:00 | 0 | 0.81764 | 2.635 | 0
2016-07-27 11:00 | 0 | 0.72724 | 2.635 | 0
2016-07-27 12:00 | 0 | 0 | 2.635 | 0
2016-07-27 13:00 | 0 | 0 | 2.635 | 0
2016-07-27 14:00 | 0 | 0 | 2.635 | 0
2016-07-27 15:00 | 0 | 0 | 2.635 | 0
2016-07-27 16:00 | 0 | 0 | 2.635 | 0
2016-07-27 17:00 | 0 | 0 | 2.635 | 0
2016-07-27 18:00 | 0 | 0 | 2.635 | 0
2016-07-27 19:00 | 0.44121 | 0 | 3.226 | 0
2016-07-27 20:00 | 1.0447 | 0 | 3.226 | 0
2016-07-27 21:00 | 0.95636 | 0 | 3.226 | 0
2016-07-27 22:00 | 0.81984 | 0 | 3.226 | 0
2016-07-27 23:00 | 0.11492 | 0 | 3.226 | 0
2016-07-28 | 0 | 0 | 2.925 | 0
2016-07-28 01:00 | 0 | 0 | 2.6596 | 0
2016-07-28 02:00 | 0 | 0 | 2.635 | 0
2016-07-28 03:00 | 0 | 0 | 2.635 | 0
2016-07-28 04:00 | 0 | 0 | 2.635 | 0
2016-07-28 05:00 | 0 | 0 | 2.635 | 0
2016-07-28 06:00 | 0 | 0 | 2.635 | 0
2016-07-28 07:00 | 0 | 0 | 2.635 | 0
2016-07-28 08:00 | 0 | 0.82075 | 2.635 | 0
2016-07-28 09:00 | 0 | 0.74335 | 2.635 | 0
2016-07-28 10:00 | 0 | 0.81398 | 2.635 | 0
2016-07-28 11:00 | 0 | 0.82057 | 2.635 | 0
2016-07-28 12:00 | 0 | 0.74573 | 2.635 | 0
2016-07-28 13:00 | 0 | 0.75616 | 2.635 | 0
2016-07-28 14:00 | 0 | 0.015745 | 2.635 | 0
2016-07-28 15:00 | 0 | 0 | 2.635 | 0
2016-07-28 16:00 | 0 | 0 | 2.635 | 0
2016-07-28 17:00 | 0 | 0 | 2.635 | 0
2016-07-28 18:00 | 0 | 0 | 2.635 | 0
2016-07-28 19:00 | 0.46537 | 0 | 3.226 | 0
2016-07-28 20:00 | 1.0563 | 0 | 3.226 | 0
2016-07-28 21:00 | 1.0211 | 0 | 3.226 | 0
2016-07-28 22:00 | 0.81764 | 0 | 3.226 | 0
2016-07-28 23:00 | 0.12773 | 0 | 3.226 | 0
2016-07-29 | 0 | 0 | 2.9285 | 0
2016-07-29 01:00 | 0 | 0 | 2.6911 | 0
2016-07-29 02:00 | 0 | 0 | 2.635 | 0
2016-07-29 03:00 | 0 | 0 | 2.635 | 0
2016-07-29 04:00 | 0 | 0 | 2.635 | 0
2016-07-29 05:00 | 0 | 0 | 2.635 | 0
2016-07-29 06:00 | 0 | 0 | 2.635 | 0
2016-07-29 07:00 | 0 | 0 | 2.635 | 0
2016-07-29 08:00 | 0 | 0 | 2.635 | 0
2016-07-29 09:00 | 0 | 0.89359 | 2.635 | 0
2016-07-29 10:00 | 0 | 0.47685 | 2.635 | 0
2016-07-29 11:00 | 0 | 0 | 2.635 | 0
2016-07-29 12:00 | 0 | 0.87053 | 2.635 | 0
2016-07-29 13:00 | 0 | 0.85406 | 2.635 | 0
2016-07-29 14:00 | 0 | 0.80758 | 2.635 | 0
2016-07-29 15:00 | 0 | 0.75451 | 2.635 | 0
2016-07-29 16:00 | 0 | 0.73566 | 2.635 | 0
2016-07-29 17:00 | 0 | 0.6954 | 2.635 | 0
2016-07-29 18:00 | 0 | 0 | 2.635 | 0
2016-07-29 19:00 | 0.21246 | 0 | 3.226 | 0
2016-07-29 20:00 | 0.86559 | 0 | 3.226 | 0
2016-07-29 21:00 | 0 | 0 | 5.861 | 0
2016-07-29 22:00 | 1.0436 | 0 | 3.226 | 0
2016-07-29 23:00 | 0.40589 | 0 | 3.226 | 0
2016-07-30 | 0 | 0 | 3.0306 | 0
2016-07-30 01:00 | 0 | 0 | 2.635 | 0
2016-07-30 02:00 | 0 | 0 | 2.635 | 0
2016-07-30 03:00 | 0 | 0 | 2.635 | 0
2016-07-30 04:00 | 0 | 0 | 2.635 | 0
2016-07-30 05:00 | 0 | 0 | 2.635 | 0
2016-07-30 06:00 | 0 | 0 | 2.635 | 0
2016-07-30 07:00 | 0 | 0 | 2.635 | 0
2016-07-30 08:00 | 0 | 0 | 2.635 | 0
2016-07-30 09:00 | 0 | 0 | 2.635 | 0
2016-07-30 10:00 | 0 | 0 | 2.635 | 0
2016-07-30 11:00 | 0 | 0 | 2.635 | 0
2016-07-30 12:00 | 0 | 0 | 2.635 | 0
2016-07-30 13:00 | 0 | 0 | 2.635 | 0
2016-07-30 14:00 | 0 | 0 | 2.635 | 0
2016-07-30 15:00 | 0 | 0 | 2.635 | 0
2016-07-30 16:00 | 0 | 0 | 2.635 | 0
2016-07-30 17:00 | 0 | 0 | 2.635 | 0
2016-07-30 18:00 | 0 | 0.48037 | 2.635 | 0
2016-07-30 19:00 | 0.20404 | 0 | 3.226 | 0
2016-07-30 20:00 | 0.76586 | 0 | 3.226 | 0
2016-07-30 21:00 | 0.68534 | 0 | 3.226 | 0
2016-07-30 22:00 | 0.60701 | 0 | 3.226 | 0
2016-07-30 23:00 | 0.068259 | 0 | 3.226 | 0
2016-07-31 | 0 | 0 | 2.7711 | 0
2016-07-31 01:00 | 0 | 0 | 2.635 | 0
2016-07-31 02:00 | 0 | 0 | 2.635 | 0
2016-07-31 03:00 | 0 | 0 | 2.635 | 0
2016-07-31 04:00 | 0 | 0 | 2.635 | 0
2016-07-31 05:00 | 0 | 0 | 2.635 | 0
2016-07-31 06:00 | 0 | 0 | 2.635 | 0
2016-07-31 07:00 | 0 | 0 | 2.635 | 0
2016-07-31 08:00 | 0 | 0 | 2.635 | 0
2016-07-31 09:00 | 0 | 0 | 2.635 | 0
2016-07-31 10:00 | 0 | 0 | 2.635 | 0
2016-07-31 11:00 | 0 | 0.56754 | 2.635 | 0
2016-07-31 12:00 | 0 | 0.83265 | 2.635 | 0
2016-07-31 13:00 | 0 | 0.87309 | 2.635 | 0
2016-07-31 14:00 | 0 | 0 | 2.635 | 0
2016-07-31 15:00 | 0 | 0.71443 | 2.635 | 0
2016-07-31 16:00 | 0 | 0.72029 | 2.635 | 0
2016-07-31 17:00 | 0 | 0 | 2.635 | 0
2016-07-31 18:00 | 0 | 0.38723 | 2.635 | 0
2016-07-31 19:00 | 0.36197 | 0 | 3.226 | 0
2016-07-31 20:00 | 0.91518 | 0 | 3.226 | 0
2016-07-31 21:00 | 0.77464 | 0 | 3.226 | 0
2016-07-31 22:00 | 0.75835 | 0 | 3.226 | 0
2016-07-31 23:00 | 0.21869 | 0 | 3.226 | 0
2016-08-01 | 0 | 0 | 2.9778 | 0
2016-08-01 01:00 | 0 | 0 | 2.8667 | 0
2016-08-01 02:00 | 0 | 0 | 2.635 | 0
2016-08-01 03:00 | 0 | 0 | 2.635 | 0
2016-08-01 04:00 | 0 | 0 | 2.635 | 0
2016-08-01 05:00 | 0 | 0 | 2.635 | 0
2016-08-01 06:00 | 0 | 0 | 2.635 | 0
2016-08-01 07:00 | 0 | 0 | 2.635 | 0
2016-08-01 08:00 | 0 | 0.52854 | 2.635 | 0
2016-08-01 09:00 | 0 | 0.85662 | 2.635 | 0
2016-08-01 10:00 | 0 | 0.84564 | 2.635 | 0
2016-08-01 11:00 | 0 | 0.79495 | 2.635 | 0
2016-08-01 12:00 | 0 | 0.68826 | 2.635 | 0
2016-08-01 13:00 | 0 | 0 | 2.635 | 0
2016-08-01 14:00 | 0 | 0.54058 | 2.635 | 0
2016-08-01 15:00 | 0 | 0.40278 | 2.635 | 0
2016-08-01 16:00 | 0 | 0.33745 | 2.635 | 0
2016-08-01 17:00 | 0 | 0.40114 | 2.635 | 0
2016-08-01 18:00 | 0 | 0 | 2.635 | 0
2016-08-01 19:00 | 0.38393 | 0 | 3.226 | 0
2016-08-01 20:00 | 1.0078 | 0 | 3.226 | 0
2016-08-01 21:00 | 0.99772 | 0 | 3.226 | 0
2016-08-01 22:00 | 0.97813 | 0 | 3.226 | 0
2016-08-01 23:00 | 0.6233 | 0 | 3.226 | 0
2016-08-02 | 0 | 0 | 3.1121 | 0
2016-08-02 01:00 | 0 | 0 | 2.8164 | 0
2016-08-02 02:00 | 0 | 0 | 2.635 | 0
2016-08-02 03:00 | 0 | 0 | 2.635 | 0
2016-08-02 04:00 | 0 | 0 | 2.635 | 0
2016-08-02 05:00 | 0 | 0 | 2.635 | 0
2016-08-02 06:00 | 0 | 0 | 2.635 | 0
2016-08-02 07:00 | 0 | 0 | 2.635 | 0
2016-08-02 08:00 | 0 | 0.80502 | 2.635 | 0
2016-08-02 09:00 | 0 | 0.79733 | 2.635 | 0
2016-08-02 10:00 | 0 | 0.71095 | 2.635 | 0
2016-08-02 11:00 | 0 | 0.70272 | 2.635 | 0
2016-08-02 12:00 | 0 | 0 | 2.635 | 0
2016-08-02 13:00 | 0 | 0 | 2.635 | 0
2016-08-02 14:00 | 0 | 0 | 2.635 | 0
2016-08-02 15:00 | 0 | 0 | 2.635 | 0
2016-08-02 16:00 | 0 | 0.48934 | 2.635 | 0
2016-08-02 17:00 | 0 | 0.29723 | 2.635 | 0
2016-08-02 18:00 | 0 | 0.34386 | 2.635 | 0
2016-08-02 19:00 | 0.52064 | 0 | 3.226 | 0
2016-08-02 20:00 | 0.98363 | 0 | 3.226 | 0
2016-08-02 21:00 | 0 | 0 | 5.861 | 0
2016-08-02 22:00 | 0.96825 | 0 | 3.226 | 0
2016-08-02 23:00 | 0.57279 | 0 | 3.226 | 0
2016-08-03 | 0.021411 | 0 | 3.226 | 0
2016-08-03 01:00 | 0 | 0 | 2.9742 | 0
2016-08-03 02:00 | 0 | 0 | 2.6486 | 0
2016-08-03 03:00 | 0 | 0 | 2.635 | 0
2016-08-03 04:00 | 0 | 0 | 2.635 | 0
2016-08-03 05:00 | 0 | 0 | 2.635 | 0
2016-08-03 06:00 | 0 | 0 | 2.635 | 0
2016-08-03 07:00 | 0 | 0 | 2.635 | 0
2016-08-03 08:00 | 0 | 0 | 2.635 | 0
2016-08-03 09:00 | 0 | 0.75286 | 2.635 | 0
2016-08-03 10:00 | 0 | 0 | 2.635 | 0
2016-08-03 11:00 | 0 | 0.69412 | 2.635 | 0
2016-08-03 12:00 | 0 | 0 | 2.635 | 0
2016-08-03 13:00 | 0 | 0 | 2.635 | 0
2016-08-03 14:00 | 0 | 0.46405 | 2.635 | 0
2016-08-03 15:00 | 0 | 0.44195 | 2.635 | 0
2016-08-03 16:00 | 0 | 0.4747 | 2.635 | 0
2016-08-03 17:00 | 0 | 0.50947 | 2.635 | 0
2016-08-03 18:00 | 0 | 0.37259 | 2.635 | 0
2016-08-03 19:00 | 0.42053 | 0 | 3.226 | 0
2016-08-03 20:00 | 1.0625 | 0 | 3.226 | 0
2016-08-03 21:00 | 0 | 0 | 5.861 | 0
2016-08-03 22:00 | 0.76988 | 0 | 3.226 | 0
2016-08-03 23:00 | 0.46628 | 0 | 3.226 | 0
2016-08-04 | 0.024522 | 0 | 3.226 | 0
2016-08-04 01:00 | 0 | 0 | 3.0217 | 0
2016-08-04 02:00 | 0 | 0 | 2.8013 | 0
2016-08-04 03:00 | 0 | 0 | 2.635 | 0
2016-08-04 04:00 | 0 | 0 | 2.635 | 0
2016-08-04 05:00 | 0 | 0 | 2.635 | 0
2016-08-04 06:00 | 0 | 0 | 2.635 | 0
2016-08-04 07:00 | 0 | 0 | 2.635 | 0
2016-08-04 08:00 | 0 | 0 | 2.635 | 0
2016-08-04 09:00 | 0 | 0.68231 | 2.635 | 0
2016-08-04 10:00 | 0 | 0.77738 | 2.635 | 0
2016-08-04 11:00 | 0 | 0.79568 | 2.635 | 0
2016-08-04 12:00 | 0 | 0 | 2.635 | 0
2016-08-04 13:00 | 0 | 0.55614 | 2.635 | 0
2016-08-04 14:00 | 0 | 0.50874 | 2.635 | 0
2016-08-04 15:00 | 0 | 0.4306 | 2.635 | 0
2016-08-04 16:00 | 0 | 0.5221 | 2.635 | 0
2016-08-04 17:00 | 0 | 0.51569 | 2.635 | 0
2016-08-04 18:00 | 0 | 0.35594 | 2.635 | 0
2016-08-04 19:00 | 0.36289 | 0 | 3.226 | 0
2016-08-04 20:00 | 0.88828 | 0 | 3.226 | 0
2016-08-04 21:00 | 1.04 | 0 | 3.226 | 0
2016-08-04 22:00 | 0.91921 | 0 | 3.226 | 0
2016-08-04 23:00 | 0.50691 | 0 | 3.226 | 0
2016-08-05 | 0.087657 | 0 | 3.226 | 0
2016-08-05 01:00 | 0 | 0 | 2.95 | 0
2016-08-05 02:00 | 0 | 0 | 2.635 | 0
2016-08-05 03:00 | 0 | 0 | 2.635 | 0
2016-08-05 04:00 | 0 | 0 | 2.635 | 0
2016-08-05 05:00 | 0 | 0 | 2.635 | 0
2016-08-05 06:00 | 0 | 0.12198 | 2.635 | 0
2016-08-05 07:00 | 0 | 0 | 2.635 | 0
2016-08-05 08:00 | 0 | 0 | 2.635 | 0
2016-08-05 09:00 | 0 | 0.79166 | 2.635 | 0
2016-08-05 10:00 | 0 | 0.79129 | 2.635 | 0
2016-08-05 11:00 | 0 | 0.74389 | 2.635 | 0
2016-08-05 12:00 | 0 | 0 | 2.635 | 0
2016-08-05 13:00 | 0 | 0 | 2.635 | 0
2016-08-05 14:00 | 0 | 0.53729 | 2.635 | 0
2016-08-05 15:00 | 0 | 0.53033 | 2.635 | 0
2016-08-05 16:00 | 0 | 0.53253 | 2.635 | 0
2016-08-05 17:00 | 0 | 0.52009 | 2.635 | 0
2016-08-05 18:00 | 0 | 0 | 2.635 | 0
2016-08-05 19:00 | 0.34111 | 0 | 3.226 | 0
2016-08-05 20:00 | 0.99058 | 0 | 3.226 | 0
2016-08-05 21:00 | 1.0221 | 0 | 3.226 | 0
2016-08-05 22:00 | 0.68131 | 0 | 3.226 | 0
2016-08-05 23:00 | 0.34422 | 0 | 3.226 | 0
2016-08-06 | 0 | 0 | 3.0997 | 0
2016-08-06 01:00 | 0 | 0 | 2.7343 | 0
2016-08-06 02:00 | 0 | 0 | 2.635 | 0
2016-08-06 03:00 | 0 | 0 | 2.635 | 0
2016-08-06 04:00 | 0 | 0 | 2.635 | 0
2016-08-06 05:00 | 0 | 0 | 2.635 | 0
2016-08-06 06:00 | 0 | 0 | 2.635 | 0
2016-08-06 07:00 | 0 | 0 | 2.635 | 0
2016-08-06 08:00 | 0 | 0 | 2.635 | 0
2016-08-06 09:00 | 0 | 0.82716 | 2.635 | 0
2016-08-06 10:00 | 0 | 0.75323 | 2.635 | 0
2016-08-06 11:00 | 0 | 0.7029 | 2.635 | 0
2016-08-06 12:00 | 0 | 0 | 2.635 | 0
2016-08-06 13:00 | 0 | 0 | 2.635 | 0
2016-08-06 14:00 | 0 | 0 | 2.635 | 0
2016-08-06 15:00 | 0 | 0.24653 | 2.635 | 0
2016-08-06 16:00 | 0 | 0.50709 | 2.635 | 0
2016-08-06 17:00 | 0 | 0.55504 | 2.635 | 0
2016-08-06 18:00 | 0 | 0.42236 | 2.635 | 0
2016-08-06 19:00 | 0.35045 | 0 | 3.226 | 0
2016-08-06 20:00 | 0 | 0 | 5.861 | 0
2016-08-06 21:00 | 1.0753 | 0 | 3.226 | 0
2016-08-06 22:00 | 0.97429 | 0 | 3.226 | 0
2016-08-06 23:00 | 0.52796 | 0 | 3.226 | 0
2016-08-07 | 0.040992 | 0 | 3.226 | 0
2016-08-07 01:00 | 0 | 0 | 2.9618 | 0
2016-08-07 02:00 | 0 | 0 | 2.6728 | 0
2016-08-07 03:00 | 0 | 0 | 2.635 | 0
2016-08-07 04:00 | 0 | 0 | 2.635 | 0
2016-08-07 05:00 | 0 | 0 | 2.635 | 0
2016-08-07 06:00 | 0 | 0 | 2.635 | 0
2016-08-07 07:00 | 0 | 0 | 2.635 | 0
2016-08-07 08:00 | 0 | 0.81344 | 2.635 | 0
2016-08-07 09:00 | 0 | 0.73328 | 2.635 | 0
2016-08-07 10:00 | 0 | 0.72633 | 2.635 | 0
2016-08-07 11:00 | 0 | 0 | 2.635 | 0
2016-08-07 12:00 | 0 | 0.70235 | 2.635 | 0
2016-08-07 13:00 | 0 | 0 | 2.635 | 0
2016-08-07 14:00 | 0 | 0 | 2.635 | 0
2016-08-07 15:00 | 0 | 0 | 2.635 | 0
2016-08-07 16:00 | 0 | 0.52704 | 2.635 | 0
2016-08-07 17:00 | 0 | 0.5146 | 2.635 | 0
2016-08-07 18:00 | 0 | 0.32291 | 2.635 | 0
2016-08-07 19:00 | 0.14988 | 0 | 3.226 | 0
2016-08-07 20:00 | 0.80612 | 0 | 3.226 | 0
2016-08-07 21:00 | 0.92049 | 0 | 3.226 | 0
2016-08-07 22:00 | 0.80941 | 0 | 3.226 | 0
2016-08-07 23:00 | 0.52393 | 0 | 3.226 | 0
2016-08-08 | 0 | 0 | 3.1675 | 0
2016-08-08 01:00 | 0 | 0 | 2.73 | 0
2016-08-08 02:00 | 0 | 0 | 2.635 | 0
2016-08-08 03:00 | 0 | 0 | 2.635 | 0
2016-08-08 04:00 | 0 | 0 | 2.635 | 0
2016-08-08 05:00 | 0 | 0 | 2.635 | 0
2016-08-08 06:00 | 0 | 0 | 2.635 | 0
2016-08-08 07:00 | 0 | 0 | 2.635 | 0
2016-08-08 08:00 | 0 | 0 | 2.635 | 0
2016-08-08 09:00 | 0 | 0.59001 | 2.635 | 0
2016-08-08 10:00 | 0 | 0.8343 | 2.635 | 0
2016-08-08 11:00 | 0 | 0.70601 | 2.635 | 0
2016-08-08 12:00 | 0 | 0 | 2.635 | 0
2016-08-08 13:00 | 0 | 0 | 2.635 | 0
2016-08-08 14:00 | 0 | 0.53875 | 2.635 | 0
2016-08-08 15:00 | 0 | 0.49685 | 2.635 | 0
2016-08-08 16:00 | 0 | 0.51752 | 2.635 | 0
2016-08-08 17:00 | 0 | 0.51752 | 2.635 | 0
2016-08-08 18:00 | 0 | 0.40644 | 2.635 | 0
2016-08-08 19:00 | 0.37167 | 0 | 3.226 | 0
2016-08-08 20:00 | 0.99204 | 0 | 3.226 | 0
2016-08-08 21:00 | 0.90878 | 0 | 3.226 | 0
2016-08-08 22:00 | 0.71297 | 0 | 3.226 | 0
2016-08-08 23:00 | 0.42218 | 0 | 3.226 | 0
2016-08-09 | 0 | 0 | 3.1886 | 0
2016-08-09 01:00 | 0 | 0 | 2.843 | 0
2016-08-09 02:00 | 0 | 0 | 2.635 | 0
2016-08-09 03:00 | 0 | 0 | 2.635 | 0
2016-08-09 04:00 | 0 | 0 | 2.635 | 0
2016-08-09 05:00 | 0 | 0 | 2.635 | 0
2016-08-09 06:00 | 0 | 0 | 2.635 | 0
2016-08-09 07:00 | 0 | 0.54186 | 2.635 | 0
2016-08-09 08:00 | 0 | 0 | 2.635 | 0
2016-08-09 09:00 | 0 | 0.788 | 2.635 | 0
2016-08-09 10:00 | 0 | 0.75006 | 2.635 | 0
2016-08-09 11:00 | 0 | 0.82021 | 2.635 | 0
2016-08-09 12:00 | 0 | 0.71077 | 2.635 | 0
2016-08-09 13:00 | 0 | 0.57023 | 2.635 | 0
2016-08-09 14:00 | 0 | 0.4295 | 2.635 | 0
2016-08-09 15:00 | 0 | 0.54625 | 2.635 | 0
2016-08-09 16:00 | 0 | 0 | 2.635 | 0
2016-08-09 17:00 | 0 | 0 | 2.635 | 0
2016-08-09 18:00 | 0 | 0.45659 | 2.635 | 0
2016-08-09 19:00 | 0.45238 | 0 | 3.226 | 0
2016-08-09 20:00 | 0.99808 | 0 | 3.226 | 0
2016-08-09 21:00 | 1.1088 | 0 | 3.226 | 0
2016-08-09 22:00 | 0.81142 | 0 | 3.226 | 0
2016-08-09 23:00 | 0.62806 | 0 | 3.226 | 0
2016-08-10 | 0.15299 | 0 | 3.226 | 0
2016-08-10 01:00 | 0 | 0 | 2.937 | 0
2016-08-10 02:00 | 0 | 0 | 2.6894 | 0
2016-08-10 03:00 | 0 | 0 | 2.635 | 0
2016-08-10 04:00 | 0 | 0 | 2.635 | 0
2016-08-10 05:00 | 0 | 0 | 2.635 | 0
2016-08-10 06:00 | 0 | 0 | 2.635 | 0
2016-08-10 07:00 | 0 | 0 | 2.635 | 0
2016-08-10 08:00 | 0 | 0 | 2.635 | 0
2016-08-10 09:00 | 0 | 0 | 2.635 | 0
2016-08-10 10:00 | 0 | 0.7556 | 2.635 | 0
2016-08-10 11:00 | 0 | 0.80081 | 2.635 | 0
2016-08-10 12:00 | 0 | 0.72944 | 2.635 | 0
2016-08-10 13:00 | 0 | 0 | 2.635 | 0
2016-08-10 14:00 | 0 | 0.59054 | 2.635 | 0
2016-08-10 15:00 | 0 | 0.52997 | 2.635 | 0
2016-08-10 16:00 | 0 | 0.5867 | 2.635 | 0
2016-08-10 17:00 | 0 | 0.60042 | 2.635 | 0
2016-08-10 18:00 | 0 | 0.47342 | 2.635 | 0
2016-08-10 19:00 | 0.16269 | 0 | 3.226 | 0
2016-08-10 20:00 | 0.97942 | 0 | 3.226 | 0
2016-08-10 21:00 | 1.0934 | 0 | 3.226 | 0
2016-08-10 22:00 | 0.98857 | 0 | 3.226 | 0
2016-08-10 23:00 | 0.52338 | 0 | 3.226 | 0
2016-08-11 | 0 | 0 | 3.1456 | 0
2016-08-11 01:00 | 0 | 0 | 2.8462 | 0
2016-08-11 02:00 | 0 | 0 | 2.635 | 0
2016-08-11 03:00 | 0 | 0 | 2.635 | 0
2016-08-11 04:00 | 0 | 0 | 2.635 | 0
2016-08-11 05:00 | 0 | 0 | 2.635 | 0
2016-08-11 06:00 | 0 | 0 | 2.635 | 0
2016-08-11 07:00 | 0 | 0 | 2.635 | 0
2016-08-11 08:00 | 0 | 0 | 2.635 | 0
2016-08-11 09:00 | 0 | 0.78379 | 2.635 | 0
2016-08-11 10:00 | 0 | 0.82295 | 2.635 | 0
2016-08-11 11:00 | 0 | 0.79916 | 2.635 | 0
2016-08-11 12:00 | 0 | 0.76805 | 2.635 | 0
2016-08-11 13:00 | 0 | 0 | 2.635 | 0
2016-08-11 14:00 | 0 | 0 | 2.635 | 0
2016-08-11 15:00 | 0 | 0 | 2.635 | 0
2016-08-11 16:00 | 0 | 0.71425 | 2.635 | 0
2016-08-11 17:00 | 0 | 0 | 2.635 | 0
2016-08-11 18:00 | 0 | 0.43986 | 2.635 | 0
2016-08-11 19:00 | 0.18428 | 0 | 3.226 | 0
2016-08-11 20:00 | 0.90274 | 0 | 3.226 | 0
2016-08-11 21:00 | 0.97887 | 0 | 3.226 | 0
2016-08-11 22:00 | 0.74243 | 0 | 3.226 | 0
2016-08-11 23:00 | 0.39272 | 0 | 3.226 | 0
2016-08-12 | 0 | 0 | 3.1862 | 0
2016-08-12 01:00 | 0 | 0 | 2.795 | 0
2016-08-12 02:00 | 0 | 0 | 2.6443 | 0
2016-08-12 03:00 | 0 | 0 | 2.635 | 0
2016-08-12 04:00 | 0 | 0 | 2.635 | 0
2016-08-12 05:00 | 0 | 0 | 2.635 | 0
2016-08-12 06:00 | 0 | 0 | 2.635 | 0
2016-08-12 07:00 | 0 | 0 | 2.635 | 0
2016-08-12 08:00 | 0 | 0 | 2.635 | 0
2016-08-12 09:00 | 0 | 0.81142 | 2.635 | 0
2016-08-12 10:00 | 0 | 0.83027 | 2.635 | 0
2016-08-12 11:00 | 0 | 0.75927 | 2.635 | 0
2016-08-12 12:00 | 0 | 0 | 2.635 | 0
2016-08-12 13:00 | 0 | 0 | 2.635 | 0
2016-08-12 14:00 | 0 | 0 | 2.635 | 0
2016-08-12 15:00 | 0 | 0 | 2.635 | 0
2016-08-12 16:00 | 0 | 0 | 2.635 | 0
2016-08-12 17:00 | 0 | 0.022875 | 2.635 | 0
2016-08-12 18:00 | 0 | 0 | 2.635 | 0
2016-08-12 19:00 | 0.37954 | 0 | 3.226 | 0
2016-08-12 20:00 | 0 | 0 | 5.861 | 0
2016-08-12 21:00 | 0 | 0 | 5.861 | 0
2016-08-12 22:00 | 0.97942 | 0 | 3.226 | 0
2016-08-12 23:00 | 0.43371 | 0 | 3.226 | 0
2016-08-13 | 0 | 0 | 3.0006 | 0
2016-08-13 01:00 | 0 | 0 | 2.7024 | 0
2016-08-13 02:00 | 0 | 0 | 2.635 | 0
2016-08-13 03:00 | 0 | 0 | 2.635 | 0
2016-08-13 04:00 | 0 | 0 | 2.635 | 0
2016-08-13 05:00 | 0 | 0 | 2.635 | 0
2016-08-13 06:00 | 0 | 0 | 2.635 | 0
2016-08-13 07:00 | 0 | 0 | 2.635 | 0
2016-08-13 08:00 | 0 | 0 | 2.635 | 0
2016-08-13 09:00 | 0 | 0.76348 | 2.635 | 0
2016-08-13 10:00 | 0 | 0.7847 | 2.635 | 0
2016-08-13 11:00 | 0 | 0.80776 | 2.635 | 0
2016-08-13 12:00 | 0 | 0.69668 | 2.635 | 0
2016-08-13 13:00 | 0 | 0.70126 | 2.635 | 0
2016-08-13 14:00 | 0 | 0 | 2.635 | 0
2016-08-13 15:00 | 0 | 0.43234 | 2.635 | 0
2016-08-13 16:00 | 0 | 0.51661 | 2.635 | 0
2016-08-13 17:00 | 0 | 0.46848 | 2.635 | 0
2016-08-13 18:00 | 0 | 0 | 2.635 | 0
2016-08-13 19:00 | 0.30598 | 0 | 3.226 | 0
2016-08-13 20:00 | 1.0857 | 0 | 3.226 | 0
2016-08-13 21:00 | 1.0951 | 0 | 3.226 | 0
2016-08-13 22:00 | 0.94318 | 0 | 3.226 | 0
2016-08-13 23:00 | 0.39473 | 0 | 3.226 | 0
2016-08-14 | 0 | 0 | 3.0412 | 0
2016-08-14 01:00 | 0 | 0 | 2.7684 | 0
2016-08-14 02:00 | 0 | 0 | 2.635 | 0
2016-08-14 03:00 | 0 | 0 | 2.635 | 0
2016-08-14 04:00 | 0 | 0 | 2.635 | 0
2016-08-14 05:00 | 0 | 0 | 2.635 | 0
2016-08-14 06:00 | 0 | 0 | 2.635 | 0
2016-08-14 07:00 | 0 | 0 | 2.635 | 0
2016-08-14 08:00 | 0 | 0 | 2.635 | 0
2016-08-14 09:00 | 0 | 0.61106 | 2.635 | 0
2016-08-14 10:00 | 0 | 0.75744 | 2.635 | 0
2016-08-14 11:00 | 0 | 0.7944 | 2.635 | 0
2016-08-14 12:00 | 0 | 0.74975 | 2.635 | 0
2016-08-14 13:00 | 0 | 0 | 2.635 | 0
2016-08-14 14:00 | 0 | 0.6039 | 2.635 | 0
2016-08-14 15:00 | 0 | 0.56748 | 2.635 | 0
2016-08-14 16:00 | 0 | 0.57791 | 2.635 | 0
2016-08-14 17:00 | 0 | 0.58359 | 2.635 | 0
2016-08-14 18:00 | 0 | 0 | 2.635 | 0
2016-08-14 19:00 | 0.44414 | 0 | 3.226 | 0
2016-08-14 20:00 | 1.0142 | 0 | 3.226 | 0
2016-08-14 21:00 | 0.92982 | 0 | 3.226 | 0
2016-08-14 22:00 | 0.77684 | 0 | 3.226 | 0
2016-08-14 23:00 | 0.56181 | 0 | 3.226 | 0
2016-08-15 | 0.15281 | 0 | 3.226 | 0
2016-08-15 01:00 | 0 | 0 | 2.9141 | 0
2016-08-15 02:00 | 0 | 0 | 2.6389 | 0
2016-08-15 03:00 | 0 | 0 | 2.635 | 0
2016-08-15 04:00 | 0 | 0 | 2.635 | 0
2016-08-15 05:00 | 0 | 0 | 2.635 | 0
2016-08-15 06:00 | 0 | 0.1745 | 2.635 | 0
2016-08-15 07:00 | 0 | 0 | 2.635 | 0
2016-08-15 08:00 | 0 | 0 | 2.635 | 0
2016-08-15 09:00 | 0 | 0.74243 | 2.635 | 0
2016-08-15 10:00 | 0 | 0.77537 | 2.635 | 0
2016-08-15 11:00 | 0 | 0 | 2.635 | 0
2016-08-15 12:00 | 0 | 0.59438 | 2.635 | 0
2016-08-15 13:00 | 0 | 0 | 2.635 | 0
2016-08-15 14:00 | 0 | 0.55595 | 2.635 | 0
2016-08-15 15:00 | 0 | 0 | 2.635 | 0
2016-08-15 16:00 | 0 | 0.50471 | 2.635 | 0
2016-08-15 17:00 | 0 | 0.47818 | 2.635 | 0
2016-08-15 18:00 | 0 | 0 | 2.635 | 0
2016-08-15 19:00 | 0.27194 | 0 | 3.226 | 0
2016-08-15 20:00 | 0.83119 | 0 | 3.226 | 0
2016-08-15 21:00 | 0.83777 | 0 | 3.226 | 0
2016-08-15 22:00 | 0.50453 | 0 | 3.226 | 0
2016-08-15 23:00 | 0.35356 | 0 | 3.226 | 0
2016-08-16 | 0.030378 | 0 | 3.226 | 0
2016-08-16 01:00 | 0 | 0 | 2.9599 | 0
2016-08-16 02:00 | 0 | 0 | 2.8054 | 0
2016-08-16 03:00 | 0 | 0 | 2.6462 | 0
2016-08-16 04:00 | 0 | 0 | 2.635 | 0
2016-08-16 05:00 | 0 | 0 | 2.635 | 0
2016-08-16 06:00 | 0 | 0.25382 | 2.635 | 0
2016-08-16 07:00 | 0 | 0 | 2.635 | 0
2016-08-16 08:00 | 0 | 0 | 2.635 | 0
2016-08-16 09:00 | 0 | 0 | 2.635 | 0
2016-08-16 10:00 | 0 | 0.78763 | 2.635 | 0
2016-08-16 11:00 | 0 | 0 | 2.635 | 0
2016-08-16 12:00 | 0 | 0.61049 | 2.635 | 0
2016-08-16 13:00 | 0 | 0 | 2.635 | 0
2016-08-16 14:00 | 0 | 0 | 2.635 | 0
2016-08-16 15:00 | 0 | 0.46061 | 2.635 | 0
2016-08-16 16:00 | 0 | 0.53601 | 2.635 | 0
2016-08-16 17:00 | 0 | 0.55577 | 2.635 | 0
2016-08-16 18:00 | 0 | 0.37204 | 2.635 | 0
2016-08-16 19:00 | 0.10651 | 0 | 3.226 | 0
2016-08-16 20:00 | 0.54278 | 0 | 3.226 | 0
2016-08-16 21:00 | 0.76274 | 0 | 3.226 | 0
2016-08-16 22:00 | 0.56089 | 0 | 3.226 | 0
2016-08-16 23:00 | 0.4866 | 0 | 3.226 | 0
2016-08-17 | 0.18556 | 0 | 3.226 | 0
2016-08-17 01:00 | 0 | 0 | 2.9855 | 0
2016-08-17 02:00 | 0 | 0 | 2.7747 | 0
2016-08-17 03:00 | 0 | 0 | 2.6385 | 0
2016-08-17 04:00 | 0 | 0 | 2.635 | 0
2016-08-17 05:00 | 0 | 0 | 2.635 | 0
2016-08-17 06:00 | 0 | 0 | 2.635 | 0
2016-08-17 07:00 | 0 | 0.49245 | 2.635 | 0
2016-08-17 08:00 | 0 | 0 | 2.635 | 0
2016-08-17 09:00 | 0 | 0.816 | 2.635 | 0
2016-08-17 10:00 | 0 | 0.69325 | 2.635 | 0
2016-08-17 11:00 | 0 | 0.71644 | 2.635 | 0
2016-08-17 12:00 | 0 | 0 | 2.635 | 0
2016-08-17 13:00 | 0 | 0.5199 | 2.635 | 0
2016-08-17 14:00 | 0 | 0.51039 | 2.635 | 0
2016-08-17 15:00 | 0 | 0.4758 | 2.635 | 0
2016-08-17 16:00 | 0 | 0.53015 | 2.635 | 0
2016-08-17 17:00 | 0 | 0 | 2.635 | 0
2016-08-17 18:00 | 0 | 0 | 2.635 | 0
2016-08-17 19:00 | 0.29847 | 0 | 3.226 | 0
2016-08-17 20:00 | 0.95508 | 0 | 3.226 | 0
2016-08-17 21:00 | 1.0016 | 0 | 3.226 | 0
2016-08-17 22:00 | 0.82515 | 0 | 3.226 | 0
2016-08-17 23:00 | 0.43609 | 0 | 3.226 | 0
2016-08-18 | 0 | 0 | 3.1876 | 0
2016-08-18 01:00 | 0 | 0 | 2.7965 | 0
2016-08-18 02:00 | 0 | 0 | 2.635 | 0
2016-08-18 03:00 | 0 | 0 | 2.635 | 0
2016-08-18 04:00 | 0 | 0 | 2.635 | 0
2016-08-18 05:00 | 0 | 0 | 2.635 | 0
2016-08-18 06:00 | 0 | 0 | 2.635 | 0
2016-08-18 07:00 | 0 | 0.056788 | 2.635 | 0
2016-08-18 08:00 | 0 | 0 | 2.635 | 0
2016-08-18 09:00 | 0 | 0.79513 | 2.635 | 0
2016-08-18 10:00 | 0 | 0.81051 | 2.635 | 0
2016-08-18 11:00 | 0 | 0.77738 | 2.635 | 0
2016-08-18 12:00 | 0 | 0.71754 | 2.635 | 0
2016-08-18 13:00 | 0 | 0.56126 | 2.635 | 0
2016-08-18 14:00 | 0 | 0 | 2.635 | 0
2016-08-18 15:00 | 0 | 0 | 2.635 | 0
2016-08-18 16:00 | 0 | 0.43938 | 2.635 | 0
2016-08-18 17:00 | 0 | 0.46079 | 2.635 | 0
2016-08-18 18:00 | 0 | 0 | 2.635 | 0
2016-08-18 19:00 | 0.35319 | 0 | 3.226 | 0
2016-08-18 20:00 | 1.1141 | 0 | 3.226 | 0
2016-08-18 21:00 | 0.86211 | 0 | 3.226 | 0
2016-08-18 22:00 | 0.73255 | 0 | 3.226 | 0
2016-08-18 23:00 | 0.35411 | 0 | 3.226 | 0
2016-08-19 | 0 | 0 | 3.1464 | 0
2016-08-19 01:00 | 0 | 0 | 2.7469 | 0
2016-08-19 02:00 | 0 | 0 | 2.635 | 0
2016-08-19 03:00 | 0 | 0 | 2.635 | 0
2016-08-19 04:00 | 0 | 0 | 2.635 | 0
2016-08-19 05:00 | 0 | 0 | 2.635 | 0
2016-08-19 06:00 | 0 | 0 | 2.635 | 0
2016-08-19 07:00 | 0 | 0 | 2.635 | 0
2016-08-19 08:00 | 0 | 0.78928 | 2.635 | 0
2016-08-19 09:00 | 0 | 0.79385 | 2.635 | 0
2016-08-19 10:00 | 0 | 0.79879 | 2.635 | 0
2016-08-19 11:00 | 0 | 0.72175 | 2.635 | 0
2016-08-19 12:00 | 0 | 0 | 2.635 | 0
2016-08-19 13:00 | 0 | 0.56181 | 2.635 | 0
2016-08-19 14:00 | 0 | 0 | 2.635 | 0
2016-08-19 15:00 | 0 | 0 | 2.635 | 0
2016-08-19 16:00 | 0 | 0.175 | 2.635 | 0
2016-08-19 17:00 | 0 | 0.51405 | 2.635 | 0
2016-08-19 18:00 | 0 | 0 | 2.635 | 0
2016-08-19 19:00 | 0.23552 | 0 | 3.226 | 0
2016-08-19 20:00 | 0.79514 | 0 | 3.226 | 0
2016-08-19 21:00 | 0.92012 | 0 | 3.226 | 0
2016-08-19 22:00 | 0.84125 | 0 | 3.226 | 0
2016-08-19 23:00 | 0.42859 | 0 | 3.226 | 0
2016-08-20 | 0 | 0 | 3.1151 | 0
2016-08-20 01:00 | 0 | 0 | 2.7339 | 0
2016-08-20 02:00 | 0 | 0 | 2.635 | 0
2016-08-20 03:00 | 0 | 0 | 2.635 | 0
2016-08-20 04:00 | 0 | 0.0036118 | 2.635 | 0
2016-08-20 05:00 | 0 | 0.49026 | 2.635 | 0
2016-08-20 06:00 | 0 | 0 | 2.635 | 0
2016-08-20 07:00 | 0 | 0 | 2.635 | 0
2016-08-20 08:00 | 0 | 0.82185 | 2.635 | 0
2016-08-20 09:00 | 0 | 0.78544 | 2.635 | 0
2016-08-20 10:00 | 0 | 0.84528 | 2.635 | 0
2016-08-20 11:00 | 0 | 0 | 2.635 | 0
2016-08-20 12:00 | 0 | 0 | 2.635 | 0
2016-08-20 13:00 | 0 | 0.57773 | 2.635 | 0
2016-08-20 14:00 | 0 | 0.53454 | 2.635 | 0
2016-08-20 15:00 | 0 | 0.58487 | 2.635 | 0
2016-08-20 16:00 | 0 | 0.56108 | 2.635 | 0
2016-08-20 17:00 | 0 | 0.5598 | 2.635 | 0
2016-08-20 18:00 | 0 | 0 | 2.635 | 0
2016-08-20 19:00 | 0.42145 | 0 | 3.226 | 0
2016-08-20 20:00 | 1.0017 | 0 | 3.226 | 0
2016-08-20 21:00 | 1.0078 | 0 | 3.226 | 0
2016-08-20 22:00 | 0.78836 | 0 | 3.226 | 0
2016-08-20 23:00 | 0.39528 | 0 | 3.226 | 0
2016-08-21 | 0 | 0 | 3.2171 | 0
2016-08-21 01:00 | 0 | 0 | 2.82 | 0
2016-08-21 02:00 | 0 | 0 | 2.6608 | 0
2016-08-21 03:00 | 0 | 0 | 2.635 | 0
2016-08-21 04:00 | 0 | 0 | 2.635 | 0
2016-08-21 05:00 | 0 | 0 | 2.635 | 0
2016-08-21 06:00 | 0 | 0.48532 | 2.635 | 0
2016-08-21 07:00 | 0 | 0 | 2.635 | 0
2016-08-21 08:00 | 0 | 0 | 2.635 | 0
2016-08-21 09:00 | 0 | 0.81929 | 2.635 | 0
2016-08-21 10:00 | 0 | 0.80538 | 2.635 | 0
2016-08-21 11:00 | 0 | 0.70309 | 2.635 | 0
2016-08-21 12:00 | 0 | 0 | 2.635 | 0
2016-08-21 13:00 | 0 | 0.54479 | 2.635 | 0
2016-08-21 14:00 | 0 | 0.48605 | 2.635 | 0
2016-08-21 15:00 | 0 | 0.4769 | 2.635 | 0
2016-08-21 16:00 | 0 | 0.54992 | 2.635 | 0
2016-08-21 17:00 | 0 | 0.49154 | 2.635 | 0
2016-08-21 18:00 | 0 | 0 | 2.635 | 0
2016-08-21 19:00 | 0.45421 | 0 | 3.226 | 0
2016-08-21 20:00 | 0 | 0 | 5.861 | 0
2016-08-21 21:00 | 1.0971 | 0 | 3.226 | 0
2016-08-21 22:00 | 0.81746 | 0 | 3.226 | 0
2016-08-21 23:00 | 0.38595 | 0 | 3.226 | 0
2016-08-22 | 0 | 0 | 3.1521 | 0
2016-08-22 01:00 | 0 | 0 | 2.9128 | 0
2016-08-22 02:00 | 0 | 0 | 2.7727 | 0
2016-08-22 03:00 | 0 | 0 | 2.635 | 0
2016-08-22 04:00 | 0 | 0 | 2.635 | 0
2016-08-22 05:00 | 0 | 0.36216 | 2.635 | 0
2016-08-22 06:00 | 0 | 0.41102 | 2.635 | 0
2016-08-22 07:00 | 0 | 0.54424 | 2.635 | 0
2016-08-22 08:00 | 0 | 0 | 2.635 | 0
2016-08-22 09:00 | 0 | 0.78635 | 2.635 | 0
2016-08-22 10:00 | 0 | 0.81966 | 2.635 | 0
2016-08-22 11:00 | 0 | 0.70382 | 2.635 | 0
2016-08-22 12:00 | 0 | 0.60079 | 2.635 | 0
2016-08-22 13:00 | 0 | 0.51185 | 2.635 | 0
2016-08-22 14:00 | 0 | 0.42822 | 2.635 | 0
2016-08-22 15:00 | 0 | 0.40827 | 2.635 | 0
2016-08-22 16:00 | 0 | 0.46574 | 2.635 | 0
2016-08-22 17:00 | 0 | 0.55193 | 2.635 | 0
2016-08-22 18:00 | 0 | 0.35081 | 2.635 | 0
2016-08-22 19:00 | 0.36069 | 0 | 3.226 | 0
2016-08-22 20:00 | 0 | 0 | 5.861 | 0
2016-08-22 21:00 | 0 | 0 | 5.861 | 0
2016-08-22 22:00 | 0.87822 | 0 | 3.226 | 0
2016-08-22 23:00 | 0.66228 | 0 | 3.226 | 0
2016-08-23 | 0 | 0 | 3.2091 | 0
2016-08-23 01:00 | 0 | 0 | 2.8117 | 0
2016-08-23 02:00 | 0 | 0 | 2.635 | 0
2016-08-23 03:00 | 0 | 0 | 2.635 | 0
2016-08-23 04:00 | 0 | 0.35484 | 2.635 | 0
2016-08-23 05:00 | 0 | 0.51954 | 2.635 | 0
2016-08-23 06:00 | 0 | 0.51935 | 2.635 | 0
2016-08-23 07:00 | 0 | 0 | 2.635 | 0
2016-08-23 08:00 | 0 | 0 | 2.635 | 0
2016-08-23 09:00 | 0 | 0.76366 | 2.635 | 0
2016-08-23 10:00 | 0 | 0.78964 | 2.635 | 0
2016-08-23 11:00 | 0 | 0.72651 | 2.635 | 0
2016-08-23 12:00 | 0 | 0.69119 | 2.635 | 0
2016-08-23 13:00 | 0 | 0 | 2.635 | 0
2016-08-23 14:00 | 0 | 0.49959 | 2.635 | 0
2016-08-23 15:00 | 0 | 0 | 2.635 | 0
2016-08-23 16:00 | 0 | 0 | 2.635 | 0
2016-08-23 17:00 | 0 | 0 | 2.635 | 0
2016-08-23 18:00 | 0 | 0 | 2.635 | 0
2016-08-23 19:00 | 0.34459 | 0 | 3.226 | 0
2016-08-23 20:00 | 0.97338 | 0 | 3.226 | 0
2016-08-23 21:00 | 0.96404 | 0 | 3.226 | 0
2016-08-23 22:00 | 0.85241 | 0 | 3.226 | 0
2016-08-23 23:00 | 0.49136 | 0 | 3.226 | 0
2016-08-24 | 0 | 0 | 3.1417 | 0
2016-08-24 01:00 | 0 | 0 | 2.7887 | 0
2016-08-24 02:00 | 0 | 0 | 2.6626 | 0
2016-08-24 03:00 | 0 | 0 | 2.635 | 0
2016-08-24 04:00 | 0 | 0.34587 | 2.635 | 0
2016-08-24 05:00 | 0 | 0.4284 | 2.635 | 0
2016-08-24 06:00 | 0 | 0.37295 | 2.635 | 0
2016-08-24 07:00 | 0 | 0.49172 | 2.635 | 0
2016-08-24 08:00 | 0 | 0 | 2.635 | 0
2016-08-24 09:00 | 0 | 0.71901 | 2.635 | 0
2016-08-24 10:00 | 0 | 0.69028 | 2.635 | 0
2016-08-24 11:00 | 0 | 0 | 2.635 | 0
2016-08-24 12:00 | 0 | 0 | 2.635 | 0
2016-08-24 13:00 | 0 | 0 | 2.635 | 0
2016-08-24 14:00 | 0 | 0 | 2.635 | 0
2016-08-24 15:00 | 0 | 0 | 2.635 | 0
2016-08-24 16:00 | 0 | 0 | 2.635 | 0
2016-08-24 17:00 | 0 | 0 | 2.635 | 0
2016-08-24 18:00 | 0 | 0 | 2.635 | 0
2016-08-24 19:00 | 0.28786 | 0 | 3.226 | 0
2016-08-24 20:00 | 0.82075 | 0 | 3.226 | 0
2016-08-24 21:00 | 0.96587 | 0 | 3.226 | 0
2016-08-24 22:00 | 0.74719 | 0 | 3.226 | 0
2016-08-24 23:00 | 0.32867 | 0 | 3.226 | 0
2016-08-25 | 0 | 0 | 3.0042 | 0
2016-08-25 01:00 | 0 | 0 | 2.6385 | 0
2016-08-25 02:00 | 0 | 0 | 2.635 | 0
2016-08-25 03:00 | 0 | 0 | 2.635 | 0
2016-08-25 04:00 | 0 | 0 | 2.635 | 0
2016-08-25 05:00 | 0 | 0 | 2.635 | 0
2016-08-25 06:00 | 0 | 0 | 2.635 | 0
2016-08-25 07:00 | 0 | 0.46372 | 2.635 | 0
2016-08-25 08:00 | 0 | 0 | 2.635 | 0
2016-08-25 09:00 | 0 | 0.73767 | 2.635 | 0
2016-08-25 10:00 | 0 | 0.79129 | 2.635 | 0
2016-08-25 11:00 | 0 | 0.77299 | 2.635 | 0
2016-08-25 12:00 | 0 | 0 | 2.635 | 0
2016-08-25 13:00 | 0 | 0 | 2.635 | 0
2016-08-25 14:00 | 0 | 0 | 2.635 | 0
2016-08-25 15:00 | 0 | 0 | 2.635 | 0
2016-08-25 16:00 | 0 | 0 | 2.635 | 0
2016-08-25 17:00 | 0 | 0 | 2.635 | 0
2016-08-25 18:00 | 0 | 0 | 2.635 | 0
2016-08-25 19:00 | 0.25931 | 0 | 3.226 | 0
2016-08-25 20:00 | 0.94684 | 0 | 3.226 | 0
2016-08-25 21:00 | 1.0609 | 0 | 3.226 | 0
2016-08-25 22:00 | 0.88755 | 0 | 3.226 | 0
2016-08-25 23:00 | 0.4586 | 0 | 3.226 | 0
2016-08-26 | 0 | 0 | 3.1795 | 0
2016-08-26 01:00 | 0 | 0 | 2.687 | 0
2016-08-26 02:00 | 0 | 0 | 2.635 | 0
2016-08-26 03:00 | 0 | 0 | 2.635 | 0
2016-08-26 04:00 | 0 | 0 | 2.635 | 0
2016-08-26 05:00 | 0 | 0 | 2.635 | 0
2016-08-26 06:00 | 0 | 0 | 2.635 | 0
2016-08-26 07:00 | 0 | 0 | 2.635 | 0
2016-08-26 08:00 | 0 | 0.79166 | 2.635 | 0
2016-08-26 09:00 | 0 | 0.79623 | 2.635 | 0
2016-08-26 10:00 | 0 | 0.7761 | 2.635 | 0
2016-08-26 11:00 | 0 | 0.80849 | 2.635 | 0
2016-08-26 12:00 | 0 | 0.77061 | 2.635 | 0
2016-08-26 13:00 | 0 | 0.70675 | 2.635 | 0
2016-08-26 14:00 | 0 | 0 | 2.635 | 0
2016-08-26 15:00 | 0 | 0 | 2.635 | 0
2016-08-26 16:00 | 0 | 0 | 2.635 | 0
2016-08-26 17:00 | 0 | 0.54186 | 2.635 | 0
2016-08-26 18:00 | 0 | 0 | 2.635 | 0
2016-08-26 19:00 | 0.26974 | 0 | 3.226 | 0
2016-08-26 20:00 | 1.0305 | 0 | 3.226 | 0
2016-08-26 21:00 | 1.0233 | 0 | 3.226 | 0
2016-08-26 22:00 | 0.76897 | 0 | 3.226 | 0
2016-08-26 23:00 | 0.43609 | 0 | 3.226 | 0
2016-08-27 | 0.015738 | 0 | 3.226 | 0
2016-08-27 01:00 | 0 | 0 | 2.8158 | 0
2016-08-27 02:00 | 0 | 0 | 2.635 | 0
2016-08-27 03:00 | 0 | 0 | 2.635 | 0
2016-08-27 04:00 | 0 | 0 | 2.635 | 0
2016-08-27 05:00 | 0 | 0 | 2.635 | 0
2016-08-27 06:00 | 0 | 0 | 2.635 | 0
2016-08-27 07:00 | 0 | 0 | 2.635 | 0
2016-08-27 08:00 | 0 | 0 | 2.635 | 0
2016-08-27 09:00 | 0 | 0.78763 | 2.635 | 0
2016-08-27 10:00 | 0 | 0.80246 | 2.635 | 0
2016-08-27 11:00 | 0 | 0.72614 | 2.635 | 0
2016-08-27 12:00 | 0 | 0.70766 | 2.635 | 0
2016-08-27 13:00 | 0 | 0 | 2.635 | 0
2016-08-27 14:00 | 0 | 0 | 2.635 | 0
2016-08-27 15:00 | 0 | 0 | 2.635 | 0
2016-08-27 16:00 | 0 | 0 | 2.635 | 0
2016-08-27 17:00 | 0 | 0 | 2.635 | 0
2016-08-27 18:00 | 0 | 0 | 2.635 | 0
2016-08-27 19:00 | 0.24943 | 0 | 3.226 | 0
2016-08-27 20:00 | 1.079 | 0 | 3.226 | 0
2016-08-27 21:00 | 0.90054 | 0 | 3.226 | 0
2016-08-27 22:00 | 0.80996 | 0 | 3.226 | 0
2016-08-27 23:00 | 0.59457 | 0 | 3.226 | 0
2016-08-28 | 0.099918 | 0 | 3.226 | 0
2016-08-28 01:00 | 0 | 0 | 2.9807 | 0
2016-08-28 02:00 | 0 | 0 | 2.8844 | 0
2016-08-28 03:00 | 0 | 0 | 2.635 | 0
2016-08-28 04:00 | 0 | 0 | 2.635 | 0
2016-08-28 05:00 | 0 | 0 | 2.635 | 0
2016-08-28 06:00 | 0 | 0 | 2.635 | 0
2016-08-28 07:00 | 0 | 0.49465 | 2.635 | 0
2016-08-28 08:00 | 0 | 0 | 2.635 | 0
2016-08-28 09:00 | 0 | 0 | 2.635 | 0
2016-08-28 10:00 | 0 | 0 | 2.635 | 0
2016-08-28 11:00 | 0 | 0 | 2.635 | 0
2016-08-28 12:00 | 0 | 0 | 2.635 | 0
2016-08-28 13:00 | 0 | 0.52686 | 2.635 | 0
2016-08-28 14:00 | 0 | 0.51075 | 2.635 | 0
2016-08-28 15:00 | 0 | 0.49428 | 2.635 | 0
2016-08-28 16:00 | 0 | 0.55687 | 2.635 | 0
2016-08-28 17:00 | 0 | 0.44817 | 2.635 | 0
2016-08-28 18:00 | 0 | 0 | 2.635 | 0
2016-08-28 19:00 | 0.3197 | 0 | 3.226 | 0
2016-08-28 20:00 | 0.83375 | 0 | 3.226 | 0
2016-08-28 21:00 | 0.95544 | 0 | 3.226 | 0
2016-08-28 22:00 | 0.88023 | 0 | 3.226 | 0
2016-08-28 23:00 | 0.58981 | 0 | 3.226 | 0
2016-08-29 | 0.065331 | 0 | 3.226 | 0
2016-08-29 01:00 | 0 | 0 | 2.9151 | 0
2016-08-29 02:00 | 0 | 0 | 2.6949 | 0
2016-08-29 03:00 | 0 | 0 | 2.635 | 0
2016-08-29 04:00 | 0 | 0 | 2.635 | 0
2016-08-29 05:00 | 0 | 0.20089 | 2.635 | 0
2016-08-29 06:00 | 0 | 0 | 2.635 | 0
2016-08-29 07:00 | 0 | 0.48641 | 2.635 | 0
2016-08-29 08:00 | 0 | 0 | 2.635 | 0
2016-08-29 09:00 | 0 | 0.80666 | 2.635 | 0
2016-08-29 10:00 | 0 | 0.78855 | 2.635 | 0
2016-08-29 11:00 | 0 | 0.76293 | 2.635 | 0
2016-08-29 12:00 | 0 | 0 | 2.635 | 0
2016-08-29 13:00 | 0 | 0 | 2.635 | 0
2016-08-29 14:00 | 0 | 0.51258 | 2.635 | 0
2016-08-29 15:00 | 0 | 0.54424 | 2.635 | 0
2016-08-29 16:00 | 0 | 0.5501 | 2.635 | 0
2016-08-29 17:00 | 0 | 0.50782 | 2.635 | 0
2016-08-29 18:00 | 0 | 0 | 2.635 | 0
2016-08-29 19:00 | 0.27578 | 0 | 3.226 | 0
2016-08-29 20:00 | 0.99534 | 0 | 3.226 | 0
2016-08-29 21:00 | 0 | 0 | 5.861 | 0
2016-08-29 22:00 | 1.0676 | 0 | 3.226 | 0
2016-08-29 23:00 | 0.52356 | 0 | 3.226 | 0
2016-08-30 | 0.081984 | 0 | 3.226 | 0
2016-08-30 01:00 | 0 | 0 | 2.8828 | 0
2016-08-30 02:00 | 0 | 0 | 2.635 | 0
2016-08-30 03:00 | 0 | 0 | 2.635 | 0
2016-08-30 04:00 | 0 | 0.43188 | 2.635 | 0
2016-08-30 05:00 | 0 | 0.4736 | 2.635 | 0
2016-08-30 06:00 | 0 | 0 | 2.635 | 0
2016-08-30 07:00 | 0 | 0.5199 | 2.635 | 0
2016-08-30 08:00 | 0 | 0 | 2.635 | 0
2016-08-30 09:00 | 0 | 0.76384 | 2.635 | 0
2016-08-30 10:00 | 0 | 0.75195 | 2.635 | 0
2016-08-30 11:00 | 0 | 0.74792 | 2.635 | 0
2016-08-30 12:00 | 0 | 0.60719 | 2.635 | 0
2016-08-30 13:00 | 0 | 0 | 2.635 | 0
2016-08-30 14:00 | 0 | 0 | 2.635 | 0
2016-08-30 15:00 | 0 | 0 | 2.635 | 0
2016-08-30 16:00 | 0 | 0 | 2.635 | 0
2016-08-30 17:00 | 0 | 0 | 2.635 | 0
2016-08-30 18:00 | 0 | 0 | 2.635 | 0
2016-08-30 19:00 | 0.62165 | 0 | 3.226 | 0
2016-08-30 20:00 | 1.1073 | 0 | 3.226 | 0
2016-08-30 21:00 | 0 | 0 | 5.861 | 0
2016-08-30 22:00 | 1.0797 | 0 | 3.226 | 0
2016-08-30 23:00 | 0.52777 | 0 | 3.226 | 0
2016-08-31 | 0.027633 | 0 | 3.226 | 0
2016-08-31 01:00 | 0 | 0 | 2.8058 | 0
2016-08-31 02:00 | 0 | 0 | 2.635 | 0
2016-08-31 03:00 | 0 | 0 | 2.635 | 0
2016-08-31 04:00 | 0 | 0.394 | 2.635 | 0
2016-08-31 05:00 | 0 | 0.45293 | 2.635 | 0
2016-08-31 06:00 | 0 | 0.45146 | 2.635 | 0
2016-08-31 07:00 | 0 | 0.51789 | 2.635 | 0
2016-08-31 08:00 | 0 | 0 | 2.635 | 0
2016-08-31 09:00 | 0 | 0.7384 | 2.635 | 0
2016-08-31 10:00 | 0 | 0.72065 | 2.635 | 0
2016-08-31 11:00 | 0 | 0 | 2.635 | 0
2016-08-31 12:00 | 0 | 0.56712 | 2.635 | 0
2016-08-31 13:00 | 0 | 0.521 | 2.635 | 0
2016-08-31 14:00 | 0 | 0.44469 | 2.635 | 0
2016-08-31 15:00 | 0 | 0 | 2.635 | 0
2016-08-31 16:00 | 0 | 0 | 2.635 | 0
2016-08-31 17:00 | 0 | 0 | 2.635 | 0
2016-08-31 18:00 | 0 | 0 | 2.635 | 0
2016-08-31 19:00 | 0.67088 | 0 | 3.226 | 0
2016-08-31 20:00 | 0 | 0.82185 | 5.861 | 0
2016-08-31 21:00 | 0 | 0 | 5.861 | 0
2016-08-31 22:00 | 1.104 | 0 | 3.226 | 0
2016-08-31 23:00 | 0.6513 | 0 | 3.226 | 0
2016-09-01 | 0.12078 | 0 | 3.226 | 0
2016-09-01 01:00 | 0 | 0 | 2.9845 | 0
2016-09-01 02:00 | 0 | 0 | 2.6571 | 0
2016-09-01 03:00 | 0 | 0 | 2.635 | 0
2016-09-01 04:00 | 0 | 0 | 2.635 | 0
2016-09-01 05:00 | 0 | 0 | 2.635 | 0
2016-09-01 06:00 | 0 | 0.43206 | 2.635 | 0
2016-09-01 07:00 | 0 | 0 | 2.635 | 0
2016-09-01 08:00 | 0 | 0 | 2.635 | 0
2016-09-01 09:00 | 0 | 0.73529 | 2.635 | 0
2016-09-01 10:00 | 0 | 0 | 2.635 | 0
2016-09-01 11:00 | 0 | 0.60793 | 2.635 | 0
2016-09-01 12:00 | 0 | 0.47306 | 2.635 | 0
2016-09-01 13:00 | 0 | 0.39693 | 2.635 | 0
2016-09-01 14:00 | 0 | 0 | 2.635 | 0
2016-09-01 15:00 | 0 | 0 | 2.635 | 0
2016-09-01 16:00 | 0 | 0 | 2.635 | 0
2016-09-01 17:00 | 0 | 0.38576 | 2.635 | 0
2016-09-01 18:00 | 0 | 0 | 2.635 | 0
2016-09-01 19:00 | 0.29079 | 0 | 3.226 | 0
2016-09-01 20:00 | 0.96734 | 0 | 3.226 | 0
2016-09-01 21:00 | 1.0286 | 0 | 3.226 | 0
2016-09-01 22:00 | 0.99918 | 0 | 3.226 | 0
2016-09-01 23:00 | 0.84162 | 0 | 3.226 | 0
2016-09-02 | 0.2767 | 0 | 3.226 | 0
2016-09-02 01:00 | 0 | 0 | 3.0069 | 0
2016-09-02 02:00 | 0 | 0 | 2.7489 | 0
2016-09-02 03:00 | 0 | 0 | 2.673 | 0
2016-09-02 04:00 | 0 | 0 | 2.635 | 0
2016-09-02 05:00 | 0 | 0 | 2.635 | 0
2016-09-02 06:00 | 0 | 0.43591 | 2.635 | 0
2016-09-02 07:00 | 0 | 0 | 2.635 | 0
2016-09-02 08:00 | 0 | 0.8127 | 2.635 | 0
2016-09-02 09:00 | 0 | 0.74481 | 2.635 | 0
2016-09-02 10:00 | 0 | 0.69851 | 2.635 | 0
2016-09-02 11:00 | 0 | 0.61964 | 2.635 | 0
2016-09-02 12:00 | 0 | 0.41742 | 2.635 | 0
2016-09-02 13:00 | 0 | 0.40827 | 2.635 | 0
2016-09-02 14:00 | 0 | 0.34935 | 2.635 | 0
2016-09-02 15:00 | 0 | 0.31769 | 2.635 | 0
2016-09-02 16:00 | 0 | 0.39162 | 2.635 | 0
2016-09-02 17:00 | 0 | 0.36325 | 2.635 | 0
2016-09-02 18:00 | 0 | 0 | 2.635 | 0
2016-09-02 19:00 | 0.24064 | 0 | 3.226 | 0
2016-09-02 20:00 | 0.96953 | 0 | 3.226 | 0
2016-09-02 21:00 | 0.9139 | 0 | 3.226 | 0
2016-09-02 22:00 | 1.0931 | 0 | 3.226 | 0
2016-09-02 23:00 | 0.77574 | 0 | 3.226 | 0
2016-09-03 | 0.25876 | 0 | 3.226 | 0
2016-09-03 01:00 | 0 | 0 | 3.0454 | 0
2016-09-03 02:00 | 0 | 0 | 2.7928 | 0
2016-09-03 03:00 | 0 | 0 | 2.7315 | 0
2016-09-03 04:00 | 0 | 0 | 2.635 | 0
2016-09-03 05:00 | 0 | 0 | 2.635 | 0
2016-09-03 06:00 | 0 | 0.48349 | 2.635 | 0
2016-09-03 07:00 | 0 | 0.78946 | 2.635 | 0
2016-09-03 08:00 | 0 | 0 | 2.635 | 0
2016-09-03 09:00 | 0 | 0.60445 | 2.635 | 0
2016-09-03 10:00 | 0 | 0.5393 | 2.635 | 0
2016-09-03 11:00 | 0 | 0.50471 | 2.635 | 0
2016-09-03 12:00 | 0 | 0.32738 | 2.635 | 0
2016-09-03 13:00 | 0 | 0.44926 | 2.635 | 0
2016-09-03 14:00 | 0 | 0.47781 | 2.635 | 0
2016-09-03 15:00 | 0 | 0.48788 | 2.635 | 0
2016-09-03 16:00 | 0 | 0.40809 | 2.635 | 0
2016-09-03 17:00 | 0 | 0 | 2.635 | 0
2016-09-03 18:00 | 0 | 0 | 2.635 | 0
2016-09-03 19:00 | 0.31366 | 0 | 3.226 | 0
2016-09-03 20:00 | 1.003 | 0 | 3.226 | 0
2016-09-03 21:00 | 0.96935 | 0 | 3.226 | 0
2016-09-03 22:00 | 0.89963 | 0 | 3.226 | 0
2016-09-03 23:00 | 0.45549 | 0 | 3.226 | 0
2016-09-04 | 0.10998 | 0 | 3.226 | 0
2016-09-04 01:00 | 0 | 0 | 3.1269 | 0
2016-09-04 02:00 | 0 | 0 | 2.7703 | 0
2016-09-04 03:00 | 0 | 0 | 2.635 | 0
2016-09-04 04:00 | 0 | 0 | 2.635 | 0
2016-09-04 05:00 | 0 | 0.22864 | 2.635 | 0
2016-09-04 06:00 | 0 | 0 | 2.635 | 0
2016-09-04 07:00 | 0 | 0.79678 | 2.635 | 0
2016-09-04 08:00 | 0 | 0 | 2.635 | 0
2016-09-04 09:00 | 0 | 0.74518 | 2.635 | 0
2016-09-04 10:00 | 0 | 0.68625 | 2.635 | 0
2016-09-04 11:00 | 0 | 0.63812 | 2.635 | 0
2016-09-04 12:00 | 0 | 0.49575 | 2.635 | 0
2016-09-04 13:00 | 0 | 0.53015 | 2.635 | 0
2016-09-04 14:00 | 0 | 0.45933 | 2.635 | 0
2016-09-04 15:00 | 0 | 0.50508 | 2.635 | 0
2016-09-04 16:00 | 0 | 0.45988 | 2.635 | 0
2016-09-04 17:00 | 0 | 0.42511 | 2.635 | 0
2016-09-04 18:00 | 0 | 0 | 2.635 | 0
2016-09-04 19:00 | 0.33361 | 0 | 3.226 | 0
2016-09-04 20:00 | 1.1068 | 0 | 3.226 | 0
2016-09-04 21:00 | 1.0435 | 0 | 3.226 | 0
2016-09-04 22:00 | 0.98363 | 0 | 3.226 | 0
2016-09-04 23:00 | 0.70473 | 0 | 3.226 | 0
2016-09-05 | 0.24339 | 0 | 3.226 | 0
2016-09-05 01:00 | 0 | 0 | 3.0617 | 0
2016-09-05 02:00 | 0 | 0 | 2.8326 | 0
2016-09-05 03:00 | 0 | 0 | 2.6876 | 0
2016-09-05 04:00 | 0 | 0 | 2.635 | 0
2016-09-05 05:00 | 0 | 0 | 2.635 | 0
2016-09-05 06:00 | 0 | 0.19488 | 2.635 | 0
2016-09-05 07:00 | 0 | 0 | 2.635 | 0
2016-09-05 08:00 | 0 | 0.80008 | 2.635 | 0
2016-09-05 09:00 | 0 | 0.74847 | 2.635 | 0
2016-09-05 10:00 | 0 | 0.7051 | 2.635 | 0
2016-09-05 11:00 | 0 | 0.69979 | 2.635 | 0
2016-09-05 12:00 | 0 | 0 | 2.635 | 0
2016-09-05 13:00 | 0 | 0.54406 | 2.635 | 0
2016-09-05 14:00 | 0 | 0.54388 | 2.635 | 0
2016-09-05 15:00 | 0 | 0 | 2.635 | 0
2016-09-05 16:00 | 0 | 0 | 2.635 | 0
2016-09-05 17:00 | 0 | 0 | 2.635 | 0
2016-09-05 18:00 | 0 | 0 | 2.635 | 0
2016-09-05 19:00 | 0.28109 | 0 | 3.226 | 0
2016-09-05 20:00 | 1.0279 | 0 | 3.226 | 0
2016-09-05 21:00 | 0 | 0 | 5.861 | 0
2016-09-05 22:00 | 0.77153 | 0 | 3.226 | 0
2016-09-05 23:00 | 0.41157 | 0 | 3.226 | 0
2016-09-06 | 0.029097 | 0 | 3.226 | 0
2016-09-06 01:00 | 0 | 0 | 2.9983 | 0
2016-09-06 02:00 | 0 | 0 | 2.9689 | 0
2016-09-06 03:00 | 0 | 0 | 2.7479 | 0
2016-09-06 04:00 | 0 | 0 | 2.635 | 0
2016-09-06 05:00 | 0 | 0 | 2.635 | 0
2016-09-06 06:00 | 0 | 0 | 2.635 | 0
2016-09-06 07:00 | 0 | 0.80758 | 2.635 | 0
2016-09-06 08:00 | 0 | 0 | 2.635 | 0
2016-09-06 09:00 | 0 | 0.60738 | 2.635 | 0
2016-09-06 10:00 | 0 | 0.61159 | 2.635 | 0
2016-09-06 11:00 | 0 | 0.62861 | 2.635 | 0
2016-09-06 12:00 | 0 | 0.58706 | 2.635 | 0
2016-09-06 13:00 | 0 | 0.58853 | 2.635 | 0
2016-09-06 14:00 | 0 | 0 | 2.635 | 0
2016-09-06 15:00 | 0 | 0 | 2.635 | 0
2016-09-06 16:00 | 0 | 0 | 2.635 | 0
2016-09-06 17:00 | 0 | 0 | 2.635 | 0
2016-09-06 18:00 | 0 | 0 | 2.635 | 0
2016-09-06 19:00 | 0.14256 | 0 | 3.226 | 0
2016-09-06 20:00 | 0.99186 | 0 | 3.226 | 0
2016-09-06 21:00 | 0 | 0 | 5.861 | 0
2016-09-06 22:00 | 0.9075 | 0 | 3.226 | 0
2016-09-06 23:00 | 0.53015 | 0 | 3.226 | 0
2016-09-07 | 0.09516 | 0 | 3.226 | 0
2016-09-07 01:00 | 0 | 0 | 2.9606 | 0
2016-09-07 02:00 | 0 | 0 | 2.7936 | 0
2016-09-07 03:00 | 0 | 0 | 2.7759 | 0
2016-09-07 04:00 | 0 | 0 | 2.7294 | 0
2016-09-07 05:00 | 0 | 0 | 2.635 | 0
2016-09-07 06:00 | 0 | 0 | 2.635 | 0
2016-09-07 07:00 | 0 | 0 | 2.635 | 0
2016-09-07 08:00 | 0 | 0.80758 | 2.635 | 0
2016-09-07 09:00 | 0 | 0.75414 | 2.635 | 0
2016-09-07 10:00 | 0 | 0.71773 | 2.635 | 0
2016-09-07 11:00 | 0 | 0.61451 | 2.635 | 0
2016-09-07 12:00 | 0 | 0.55431 | 2.635 | 0
2016-09-07 13:00 | 0 | 0.51899 | 2.635 | 0
2016-09-07 14:00 | 0 | 0.50142 | 2.635 | 0
2016-09-07 15:00 | 0 | 0 | 2.635 | 0
2016-09-07 16:00 | 0 | 0 | 2.635 | 0
2016-09-07 17:00 | 0 | 0 | 2.635 | 0
2016-09-07 18:00 | 0 | 0 | 2.635 | 0
2016-09-07 19:00 | 0.28639 | 0 | 3.226 | 0
2016-09-07 20:00 | 1.0618 | 0 | 3.226 | 0
2016-09-07 21:00 | 1.0651 | 0 | 3.226 | 0
2016-09-07 22:00 | 0.72852 | 0 | 3.226 | 0
2016-09-07 23:00 | 0.32867 | 0 | 3.226 | 0
2016-09-08 | 0 | 0 | 3.1917 | 0
2016-09-08 01:00 | 0 | 0 | 2.8781 | 0
2016-09-08 02:00 | 0 | 0 | 2.6821 | 0
2016-09-08 03:00 | 0 | 0 | 2.6693 | 0
2016-09-08 04:00 | 0 | 0 | 2.635 | 0
2016-09-08 05:00 | 0 | 0 | 2.635 | 0
2016-09-08 06:00 | 0 | 0.52576 | 2.635 | 0
2016-09-08 07:00 | 0 | 0 | 2.635 | 0
2016-09-08 08:00 | 0 | 0 | 2.635 | 0
2016-09-08 09:00 | 0 | 0.63318 | 2.635 | 0
2016-09-08 10:00 | 0 | 0.65057 | 2.635 | 0
2016-09-08 11:00 | 0 | 0.6954 | 2.635 | 0
2016-09-08 12:00 | 0 | 0.62458 | 2.635 | 0
2016-09-08 13:00 | 0 | 0.5404 | 2.635 | 0
2016-09-08 14:00 | 0 | 0.49593 | 2.635 | 0
2016-09-08 15:00 | 0 | 0 | 2.635 | 0
2016-09-08 16:00 | 0 | 0 | 2.635 | 0
2016-09-08 17:00 | 0 | 0 | 2.635 | 0
2016-09-08 18:00 | 0 | 0 | 2.635 | 0
2016-09-08 19:00 | 0.22161 | 0 | 3.226 | 0
2016-09-08 20:00 | 1.0978 | 0 | 3.226 | 0
2016-09-08 21:00 | 0 | 0 | 5.861 | 0
2016-09-08 22:00 | 1.1013 | 0 | 3.226 | 0
2016-09-08 23:00 | 0.56803 | 0 | 3.226 | 0
2016-09-09 | 0.060024 | 0 | 3.226 | 0
2016-09-09 01:00 | 0 | 0 | 2.8273 | 0
2016-09-09 02:00 | 0 | 0 | 2.7244 | 0
2016-09-09 03:00 | 0 | 0 | 2.635 | 0
2016-09-09 04:00 | 0 | 0 | 2.635 | 0
2016-09-09 05:00 | 0 | 0 | 2.635 | 0
2016-09-09 06:00 | 0 | 0.52338 | 2.635 | 0
2016-09-09 07:00 | 0 | 0 | 2.635 | 0
2016-09-09 08:00 | 0 | 0 | 2.635 | 0
2016-09-09 09:00 | 0 | 0 | 2.635 | 0
2016-09-09 10:00 | 0 | 0.60774 | 2.635 | 0
2016-09-09 11:00 | 0 | 0.58121 | 2.635 | 0
2016-09-09 12:00 | 0 | 0.54955 | 2.635 | 0
2016-09-09 13:00 | 0 | 0 | 2.635 | 0
2016-09-09 14:00 | 0 | 0.40242 | 2.635 | 0
2016-09-09 15:00 | 0 | 0 | 2.635 | 0
2016-09-09 16:00 | 0 | 0.42182 | 2.635 | 0
2016-09-09 17:00 | 0 | 0.51935 | 2.635 | 0
2016-09-09 18:00 | 0 | 0.35008 | 2.635 | 0
2016-09-09 19:00 | 0.11712 | 0 | 3.226 | 0
2016-09-09 20:00 | 0.98143 | 0 | 3.226 | 0
2016-09-09 21:00 | 0.99717 | 0 | 3.226 | 0
2016-09-09 22:00 | 0.97008 | 0 | 3.226 | 0
2016-09-09 23:00 | 0.50453 | 0 | 3.226 | 0
2016-09-10 | 0 | 0 | 3.1263 | 0
2016-09-10 01:00 | 0 | 0 | 2.6911 | 0
2016-09-10 02:00 | 0 | 0 | 2.635 | 0
2016-09-10 03:00 | 0 | 0 | 2.635 | 0
2016-09-10 04:00 | 0 | 0 | 2.635 | 0
2016-09-10 05:00 | 0 | 0 | 2.635 | 0
2016-09-10 06:00 | 0 | 0.40663 | 2.635 | 0
2016-09-10 07:00 | 0 | 0 | 2.635 | 0
2016-09-10 08:00 | 0 | 0 | 2.635 | 0
2016-09-10 09:00 | 0 | 0.59127 | 2.635 | 0
2016-09-10 10:00 | 0 | 0.57114 | 2.635 | 0
2016-09-10 11:00 | 0 | 0.58212 | 2.635 | 0
2016-09-10 12:00 | 0 | 0.51954 | 2.635 | 0
2016-09-10 13:00 | 0 | 0.45604 | 2.635 | 0
2016-09-10 14:00 | 0 | 0.20783 | 2.635 | 0
2016-09-10 15:00 | 0 | 0.38229 | 2.635 | 0
2016-09-10 16:00 | 0 | 0.40974 | 2.635 | 0
2016-09-10 17:00 | 0 | 0.38284 | 2.635 | 0
2016-09-10 18:00 | 0 | 0 | 2.635 | 0
2016-09-10 19:00 | 0.15537 | 0 | 3.226 | 0
2016-09-10 20:00 | 0.94245 | 0 | 3.226 | 0
2016-09-10 21:00 | 0.88078 | 0 | 3.226 | 0
2016-09-10 22:00 | 0.75579 | 0 | 3.226 | 0
2016-09-10 23:00 | 0.60079 | 0 | 3.226 | 0
2016-09-11 | 0 | 0 | 3.2006 | 0
2016-09-11 01:00 | 0 | 0 | 2.781 | 0
2016-09-11 02:00 | 0 | 0 | 2.7303 | 0
2016-09-11 03:00 | 0 | 0 | 2.635 | 0
2016-09-11 04:00 | 0 | 0 | 2.635 | 0
2016-09-11 05:00 | 0 | 0 | 2.635 | 0
2016-09-11 06:00 | 0 | 0 | 2.635 | 0
2016-09-11 07:00 | 0 | 0 | 2.635 | 0
2016-09-11 08:00 | 0 | 0 | 2.635 | 0
2016-09-11 09:00 | 0 | 0 | 2.635 | 0
2016-09-11 10:00 | 0 | 0.75616 | 2.635 | 0
2016-09-11 11:00 | 0 | 0.69741 | 2.635 | 0
2016-09-11 12:00 | 0 | 0.62385 | 2.635 | 0
2016-09-11 13:00 | 0 | 0.58743 | 2.635 | 0
2016-09-11 14:00 | 0 | 0 | 2.635 | 0
2016-09-11 15:00 | 0 | 0.23956 | 2.635 | 0
2016-09-11 16:00 | 0 | 0.44012 | 2.635 | 0
2016-09-11 17:00 | 0 | 0 | 2.635 | 0
2016-09-11 18:00 | 0 | 0 | 2.635 | 0
2016-09-11 19:00 | 0.2013 | 0 | 3.226 | 0
2016-09-11 20:00 | 1.1026 | 0 | 3.226 | 0
2016-09-11 21:00 | 0 | 0 | 5.861 | 0
2016-09-11 22:00 | 0.82734 | 0 | 3.226 | 0
2016-09-11 23:00 | 0.34239 | 0 | 3.226 | 0
2016-09-12 | 0 | 0 | 3.132 | 0
2016-09-12 01:00 | 0 | 0 | 2.8738 | 0
2016-09-12 02:00 | 0 | 0 | 2.6484 | 0
2016-09-12 03:00 | 0 | 0 | 2.635 | 0
2016-09-12 04:00 | 0 | 0 | 2.635 | 0
2016-09-12 05:00 | 0 | 0.042574 | 2.635 | 0
2016-09-12 06:00 | 0 | 0 | 2.635 | 0
2016-09-12 07:00 | 0 | 0 | 2.635 | 0
2016-09-12 08:00 | 0 | 0.81709 | 2.635 | 0
2016-09-12 09:00 | 0 | 0.70199 | 2.635 | 0
2016-09-12 10:00 | 0 | 0.69449 | 2.635 | 0
2016-09-12 11:00 | 0 | 0.69503 | 2.635 | 0
2016-09-12 12:00 | 0 | 0.53107 | 2.635 | 0
2016-09-12 13:00 | 0 | 0.55138 | 2.635 | 0
2016-09-12 14:00 | 0 | 0 | 2.635 | 0
2016-09-12 15:00 | 0 | 0 | 2.635 | 0
2016-09-12 16:00 | 0 | 0 | 2.635 | 0
2016-09-12 17:00 | 0 | 0 | 2.635 | 0
2016-09-12 18:00 | 0 | 0 | 2.635 | 0
2016-09-12 19:00 | 0.34056 | 0 | 3.226 | 0
2016-09-12 20:00 | 0 | 0 | 5.861 | 0
2016-09-12 21:00 | 1.0969 | 0 | 3.226 | 0
2016-09-12 22:00 | 0.89267 | 0 | 3.226 | 0
2016-09-12 23:00 | 0.58963 | 0 | 3.226 | 0
2016-09-13 | 0.063501 | 0 | 3.226 | 0
2016-09-13 01:00 | 0 | 0 | 2.9943 | 0
2016-09-13 02:00 | 0 | 0 | 2.7463 | 0
2016-09-13 03:00 | 0 | 0 | 2.635 | 0
2016-09-13 04:00 | 0 | 0 | 2.635 | 0
2016-09-13 05:00 | 0 | 0.43627 | 2.635 | 0
2016-09-13 06:00 | 0 | 0 | 2.635 | 0
2016-09-13 07:00 | 0 | 0 | 2.635 | 0
2016-09-13 08:00 | 0 | 0 | 2.635 | 0
2016-09-13 09:00 | 0 | 0 | 2.635 | 0
2016-09-13 10:00 | 0 | 0.63684 | 2.635 | 0
2016-09-13 11:00 | 0 | 0.57389 | 2.635 | 0
2016-09-13 12:00 | 0 | 0.53802 | 2.635 | 0
2016-09-13 13:00 | 0 | 0.51423 | 2.635 | 0
2016-09-13 14:00 | 0 | 0.43243 | 2.635 | 0
2016-09-13 15:00 | 0 | 0.43664 | 2.635 | 0
2016-09-13 16:00 | 0 | 0.48715 | 2.635 | 0
2016-09-13 17:00 | 0 | 0.47617 | 2.635 | 0
2016-09-13 18:00 | 0 | 0 | 2.635 | 0
2016-09-13 19:00 | 0.20459 | 0 | 3.226 | 0
2016-09-13 20:00 | 0.85186 | 0 | 3.226 | 0
2016-09-13 21:00 | 0.85662 | 0 | 3.226 | 0
2016-09-13 22:00 | 0.7966 | 0 | 3.226 | 0
2016-09-13 23:00 | 0.56931 | 0 | 3.226 | 0
2016-09-14 | 0.051423 | 0 | 3.226 | 0
2016-09-14 01:00 | 0 | 0 | 2.8631 | 0
2016-09-14 02:00 | 0 | 0 | 2.6535 | 0
2016-09-14 03:00 | 0 | 0 | 2.635 | 0
2016-09-14 04:00 | 0 | 0 | 2.635 | 0
2016-09-14 05:00 | 0 | 0 | 2.635 | 0
2016-09-14 06:00 | 0 | 0.39382 | 2.635 | 0
2016-09-14 07:00 | 0 | 0 | 2.635 | 0
2016-09-14 08:00 | 0 | 0 | 2.635 | 0
2016-09-14 09:00 | 0 | 0 | 2.635 | 0
2016-09-14 10:00 | 0 | 0.70675 | 2.635 | 0
2016-09-14 11:00 | 0 | 0.60976 | 2.635 | 0
2016-09-14 12:00 | 0 | 0.52704 | 2.635 | 0
2016-09-14 13:00 | 0 | 0.4306 | 2.635 | 0
2016-09-14 14:00 | 0 | 0.35575 | 2.635 | 0
2016-09-14 15:00 | 0 | 0.40443 | 2.635 | 0
2016-09-14 16:00 | 0 | 0.3671 | 2.635 | 0
2016-09-14 17:00 | 0 | 0.52411 | 2.635 | 0
2016-09-14 18:00 | 0 | 0.341 | 2.635 | 0
2016-09-14 19:00 | 0.1001 | 0 | 3.226 | 0
2016-09-14 20:00 | 0.97685 | 0 | 3.226 | 0
2016-09-14 21:00 | 0.95197 | 0 | 3.226 | 0
2016-09-14 22:00 | 0.87529 | 0 | 3.226 | 0
2016-09-14 23:00 | 0.4866 | 0 | 3.226 | 0
2016-09-15 | 0.012261 | 0 | 3.226 | 0
2016-09-15 01:00 | 0 | 0 | 2.8801 | 0
2016-09-15 02:00 | 0 | 0 | 2.8086 | 0
2016-09-15 03:00 | 0 | 0 | 2.7081 | 0
2016-09-15 04:00 | 0 | 0 | 2.635 | 0
2016-09-15 05:00 | 0 | 0 | 2.635 | 0
2016-09-15 06:00 | 0 | 0.45823 | 2.635 | 0
2016-09-15 07:00 | 0 | 0 | 2.635 | 0
2016-09-15 08:00 | 0 | 0 | 2.635 | 0
2016-09-15 09:00 | 0 | 0.58889 | 2.635 | 0
2016-09-15 10:00 | 0 | 0.63574 | 2.635 | 0
2016-09-15 11:00 | 0 | 0.54406 | 2.635 | 0
2016-09-15 12:00 | 0 | 0.49337 | 2.635 | 0
2016-09-15 13:00 | 0 | 0.51661 | 2.635 | 0
2016-09-15 14:00 | 0 | 0.47251 | 2.635 | 0
2016-09-15 15:00 | 0 | 0.4683 | 2.635 | 0
2016-09-15 16:00 | 0 | 0 | 2.635 | 0
2016-09-15 17:00 | 0 | 0 | 2.635 | 0
2016-09-15 18:00 | 0 | 0 | 2.635 | 0
2016-09-15 19:00 | 0.05673 | 0 | 3.226 | 0
2016-09-15 20:00 | 0.79825 | 0 | 3.226 | 0
2016-09-15 21:00 | 1.0319 | 0 | 3.226 | 0
2016-09-15 22:00 | 0.8881 | 0 | 3.226 | 0
2016-09-15 23:00 | 0.36618 | 0 | 3.226 | 0
2016-09-16 | 0.013542 | 0 | 3.226 | 0
2016-09-16 01:00 | 0 | 0 | 2.8328 | 0
2016-09-16 02:00 | 0 | 0 | 2.751 | 0
2016-09-16 03:00 | 0 | 0 | 2.635 | 0
2016-09-16 04:00 | 0 | 0 | 2.635 | 0
2016-09-16 05:00 | 0 | 0 | 2.635 | 0
2016-09-16 06:00 | 0 | 0.52649 | 2.635 | 0
2016-09-16 07:00 | 0 | 0 | 2.635 | 0
2016-09-16 08:00 | 0 | 0 | 2.635 | 0
2016-09-16 09:00 | 0 | 0.72907 | 2.635 | 0
2016-09-16 10:00 | 0 | 0 | 2.635 | 0
2016-09-16 11:00 | 0 | 0.60646 | 2.635 | 0
2016-09-16 12:00 | 0 | 0.48037 | 2.635 | 0
2016-09-16 13:00 | 0 | 0.49282 | 2.635 | 0
2016-09-16 14:00 | 0 | 0.53747 | 2.635 | 0
2016-09-16 15:00 | 0 | 0.52814 | 2.635 | 0
2016-09-16 16:00 | 0 | 0.48696 | 2.635 | 0
2016-09-16 17:00 | 0 | 0 | 2.635 | 0
2016-09-16 18:00 | 0 | 0 | 2.635 | 0
2016-09-16 19:00 | 0.28676 | 0 | 3.226 | 0
2016-09-16 20:00 | 1.0892 | 0 | 3.226 | 0
2016-09-16 21:00 | 0 | 0 | 5.861 | 0
2016-09-16 22:00 | 0.97356 | 0 | 3.226 | 0
2016-09-16 23:00 | 0.5016 | 0 | 3.226 | 0
2016-09-17 | 0 | 0 | 3.1996 | 0
2016-09-17 01:00 | 0 | 0 | 2.8127 | 0
2016-09-17 02:00 | 0 | 0 | 2.648 | 0
2016-09-17 03:00 | 0 | 0 | 2.635 | 0
2016-09-17 04:00 | 0 | 0 | 2.635 | 0
2016-09-17 05:00 | 0 | 0 | 2.635 | 0
2016-09-17 06:00 | 0 | 0 | 2.635 | 0
2016-09-17 07:00 | 0 | 0 | 2.635 | 0
2016-09-17 08:00 | 0 | 0.80685 | 2.635 | 0
2016-09-17 09:00 | 0 | 0.69924 | 2.635 | 0
2016-09-17 10:00 | 0 | 0.71077 | 2.635 | 0
2016-09-17 11:00 | 0 | 0.69192 | 2.635 | 0
2016-09-17 12:00 | 0 | 0.577 | 2.635 | 0
2016-09-17 13:00 | 0 | 0.49556 | 2.635 | 0
2016-09-17 14:00 | 0 | 0 | 2.635 | 0
2016-09-17 15:00 | 0 | 0.39418 | 2.635 | 0
2016-09-17 16:00 | 0 | 0 | 2.635 | 0
2016-09-17 17:00 | 0 | 0.46866 | 2.635 | 0
2016-09-17 18:00 | 0 | 0 | 2.635 | 0
2016-09-17 19:00 | 0.12682 | 0 | 3.226 | 0
2016-09-17 20:00 | 0.99204 | 0 | 3.226 | 0
2016-09-17 21:00 | 0.97173 | 0 | 3.226 | 0
2016-09-17 22:00 | 0.81179 | 0 | 3.226 | 0
2016-09-17 23:00 | 0.44872 | 0 | 3.226 | 0
2016-09-18 | 0 | 0 | 3.1226 | 0
2016-09-18 01:00 | 0 | 0 | 2.9071 | 0
2016-09-18 02:00 | 0 | 0 | 2.7002 | 0
2016-09-18 03:00 | 0 | 0 | 2.635 | 0
2016-09-18 04:00 | 0 | 0 | 2.635 | 0
2016-09-18 05:00 | 0 | 0.36289 | 2.635 | 0
2016-09-18 06:00 | 0 | 0 | 2.635 | 0
2016-09-18 07:00 | 0 | 0.81929 | 2.635 | 0
2016-09-18 08:00 | 0 | 0.80081 | 2.635 | 0
2016-09-18 09:00 | 0 | 0 | 2.635 | 0
2016-09-18 10:00 | 0 | 0.68588 | 2.635 | 0
2016-09-18 11:00 | 0 | 0 | 2.635 | 0
2016-09-18 12:00 | 0 | 0 | 2.635 | 0
2016-09-18 13:00 | 0 | 0.6244 | 2.635 | 0
2016-09-18 14:00 | 0 | 0.4575 | 2.635 | 0
2016-09-18 15:00 | 0 | 0.36911 | 2.635 | 0
2016-09-18 16:00 | 0 | 0.1477 | 2.635 | 0
2016-09-18 17:00 | 0 | 0.34569 | 2.635 | 0
2016-09-18 18:00 | 0 | 0 | 2.635 | 0
2016-09-18 19:00 | 0.26352 | 0 | 3.226 | 0
2016-09-18 20:00 | 1.1061 | 0 | 3.226 | 0
2016-09-18 21:00 | 0.99277 | 0 | 3.226 | 0
2016-09-18 22:00 | 0.90969 | 0 | 3.226 | 0
2016-09-18 23:00 | 0.67875 | 0 | 3.226 | 0
2016-09-19 | 0.086925 | 0 | 3.226 | 0
2016-09-19 01:00 | 0 | 0 | 2.9287 | 0
2016-09-19 02:00 | 0 | 0 | 2.7766 | 0
2016-09-19 03:00 | 0 | 0 | 2.6575 | 0
2016-09-19 04:00 | 0 | 0 | 2.635 | 0
2016-09-19 05:00 | 0 | 0 | 2.635 | 0
2016-09-19 06:00 | 0 | 0.068425 | 2.635 | 0
2016-09-19 07:00 | 0 | 0.79129 | 2.635 | 0
2016-09-19 08:00 | 0 | 0.80392 | 2.635 | 0
2016-09-19 09:00 | 0 | 0.68753 | 2.635 | 0
2016-09-19 10:00 | 0 | 0 | 2.635 | 0
2016-09-19 11:00 | 0 | 0.6136 | 2.635 | 0
2016-09-19 12:00 | 0 | 0 | 2.635 | 0
2016-09-19 13:00 | 0 | 0.5512 | 2.635 | 0
2016-09-19 14:00 | 0 | 0 | 2.635 | 0
2016-09-19 15:00 | 0 | 0 | 2.635 | 0
2016-09-19 16:00 | 0 | 0 | 2.635 | 0
2016-09-19 17:00 | 0 | 0 | 2.635 | 0
2016-09-19 18:00 | 0 | 0 | 2.635 | 0
2016-09-19 19:00 | 0.38375 | 0 | 3.226 | 0
2016-09-19 20:00 | 0 | 0 | 5.861 | 0
2016-09-19 21:00 | 0.89963 | 0 | 3.226 | 0
2016-09-19 22:00 | 0.84692 | 0 | 3.226 | 0
2016-09-19 23:00 | 0.39802 | 0 | 3.226 | 0
2016-09-20 | 0 | 0 | 3.1427 | 0
2016-09-20 01:00 | 0 | 0 | 2.9317 | 0
2016-09-20 02:00 | 0 | 0 | 2.8661 | 0
2016-09-20 03:00 | 0 | 0 | 2.6675 | 0
2016-09-20 04:00 | 0 | 0 | 2.635 | 0
2016-09-20 05:00 | 0 | 0 | 2.635 | 0
2016-09-20 06:00 | 0 | 0 | 2.635 | 0
2016-09-20 07:00 | 0 | 0 | 2.635 | 0
2016-09-20 08:00 | 0 | 0 | 2.635 | 0
2016-09-20 09:00 | 0 | 0.64873 | 2.635 | 0
2016-09-20 10:00 | 0 | 0.58926 | 2.635 | 0
2016-09-20 11:00 | 0 | 0.68771 | 2.635 | 0
2016-09-20 12:00 | 0 | 0.57846 | 2.635 | 0
2016-09-20 13:00 | 0 | 0.54241 | 2.635 | 0
2016-09-20 14:00 | 0 | 0 | 2.635 | 0
2016-09-20 15:00 | 0 | 0 | 2.635 | 0
2016-09-20 16:00 | 0 | 0 | 2.635 | 0
2016-09-20 17:00 | 0 | 0.36289 | 2.635 | 0
2016-09-20 18:00 | 0 | 0 | 2.635 | 0
2016-09-20 19:00 | 0.44542 | 0 | 3.226 | 0
2016-09-20 20:00 | 0 | 0 | 5.861 | 0
2016-09-20 21:00 | 0 | 0 | 5.861 | 0
2016-09-20 22:00 | 1.0294 | 0 | 3.226 | 0
2016-09-20 23:00 | 0.60427 | 0 | 3.226 | 0
2016-09-21 | 0.24284 | 0 | 3.226 | 0
2016-09-21 01:00 | 0 | 0 | 3.1001 | 0
2016-09-21 02:00 | 0 | 0 | 2.9335 | 0
2016-09-21 03:00 | 0 | 0 | 2.685 | 0
2016-09-21 04:00 | 0 | 0 | 2.635 | 0
2016-09-21 05:00 | 0 | 0.41596 | 2.635 | 0
2016-09-21 06:00 | 0 | 0.53711 | 2.635 | 0
2016-09-21 07:00 | 0 | 0 | 2.635 | 0
2016-09-21 08:00 | 0 | 0 | 2.635 | 0
2016-09-21 09:00 | 0 | 0.58853 | 2.635 | 0
2016-09-21 10:00 | 0 | 0.6244 | 2.635 | 0
2016-09-21 11:00 | 0 | 0.64398 | 2.635 | 0
2016-09-21 12:00 | 0 | 0.54717 | 2.635 | 0
2016-09-21 13:00 | 0 | 0.54131 | 2.635 | 0
2016-09-21 14:00 | 0 | 0.44432 | 2.635 | 0
2016-09-21 15:00 | 0 | 0.3951 | 2.635 | 0
2016-09-21 16:00 | 0 | 0.32354 | 2.635 | 0
2016-09-21 17:00 | 0 | 0.31879 | 2.635 | 0
2016-09-21 18:00 | 0 | 0 | 2.635 | 0
2016-09-21 19:00 | 0.42785 | 0 | 3.226 | 0
2016-09-21 20:00 | 0 | 0 | 5.861 | 0
2016-09-21 21:00 | 0 | 0 | 5.861 | 0
2016-09-21 22:00 | 1.1145 | 0 | 3.226 | 0
2016-09-21 23:00 | 0.68826 | 0 | 3.226 | 0
2016-09-22 | 0.19636 | 0 | 3.226 | 0
2016-09-22 01:00 | 0 | 0 | 2.8919 | 0
2016-09-22 02:00 | 0 | 0 | 2.7085 | 0
2016-09-22 03:00 | 0 | 0 | 2.6671 | 0
2016-09-22 04:00 | 0 | 0 | 2.635 | 0
2016-09-22 05:00 | 0 | 0 | 2.635 | 0
2016-09-22 06:00 | 0 | 0.49465 | 2.635 | 0
2016-09-22 07:00 | 0 | 0.80136 | 2.635 | 0
2016-09-22 08:00 | 0 | 0.79111 | 2.635 | 0
2016-09-22 09:00 | 0 | 0.63995 | 2.635 | 0
2016-09-22 10:00 | 0 | 0 | 2.635 | 0
2016-09-22 11:00 | 0 | 0.60884 | 2.635 | 0
2016-09-22 12:00 | 0 | 0.53674 | 2.635 | 0
2016-09-22 13:00 | 0 | 0.47635 | 2.635 | 0
2016-09-22 14:00 | 0 | 0.45805 | 2.635 | 0
2016-09-22 15:00 | 0 | 0.42529 | 2.635 | 0
2016-09-22 16:00 | 0 | 0 | 2.635 | 0
2016-09-22 17:00 | 0 | 0 | 2.635 | 0
2016-09-22 18:00 | 0 | 0 | 2.635 | 0
2016-09-22 19:00 | 0.22326 | 0 | 3.226 | 0
2016-09-22 20:00 | 1.0034 | 0 | 3.226 | 0
2016-09-22 21:00 | 0.92635 | 0 | 3.226 | 0
2016-09-22 22:00 | 0.89469 | 0 | 3.226 | 0
2016-09-22 23:00 | 0.51405 | 0 | 3.226 | 0
2016-09-23 | 0.096075 | 0 | 3.226 | 0
2016-09-23 01:00 | 0 | 0 | 2.8188 | 0
2016-09-23 02:00 | 0 | 0 | 2.635 | 0
2016-09-23 03:00 | 0 | 0 | 2.635 | 0
2016-09-23 04:00 | 0 | 0 | 2.635 | 0
2016-09-23 05:00 | 0 | 0 | 2.635 | 0
2016-09-23 06:00 | 0 | 0 | 2.635 | 0
2016-09-23 07:00 | 0 | 0 | 2.635 | 0
2016-09-23 08:00 | 0 | 0.8224 | 2.635 | 0
2016-09-23 09:00 | 0 | 0 | 2.635 | 0
2016-09-23 10:00 | 0 | 0 | 2.635 | 0
2016-09-23 11:00 | 0 | 0 | 2.635 | 0
2016-09-23 12:00 | 0 | 0 | 2.635 | 0
2016-09-23 13:00 | 0 | 0 | 2.635 | 0
2016-09-23 14:00 | 0 | 0 | 2.635 | 0
2016-09-23 15:00 | 0 | 0 | 2.635 | 0
2016-09-23 16:00 | 0 | 0 | 2.635 | 0
2016-09-23 17:00 | 0 | 0 | 2.635 | 0
2016-09-23 18:00 | 0 | 0 | 2.635 | 0
2016-09-23 19:00 | 0.097539 | 0 | 3.226 | 0
2016-09-23 20:00 | 0.79623 | 0 | 3.226 | 0
2016-09-23 21:00 | 0.72834 | 0 | 3.226 | 0
2016-09-23 22:00 | 0.62275 | 0 | 3.226 | 0
2016-09-23 23:00 | 0.36179 | 0 | 3.226 | 0
2016-09-24 | 0.037698 | 0 | 3.226 | 0
2016-09-24 01:00 | 0 | 0 | 2.8515 | 0
2016-09-24 02:00 | 0 | 0 | 2.7047 | 0
2016-09-24 03:00 | 0 | 0 | 2.6496 | 0
2016-09-24 04:00 | 0 | 0 | 2.635 | 0
2016-09-24 05:00 | 0 | 0 | 2.635 | 0
2016-09-24 06:00 | 0 | 0 | 2.635 | 0
2016-09-24 07:00 | 0 | 0 | 2.635 | 0
2016-09-24 08:00 | 0 | 0 | 2.635 | 0
2016-09-24 09:00 | 0 | 0 | 2.635 | 0
2016-09-24 10:00 | 0 | 0.62037 | 2.635 | 0
2016-09-24 11:00 | 0 | 0.59329 | 2.635 | 0
2016-09-24 12:00 | 0 | 0.52558 | 2.635 | 0
2016-09-24 13:00 | 0 | 0.4855 | 2.635 | 0
2016-09-24 14:00 | 0 | 0 | 2.635 | 0
2016-09-24 15:00 | 0 | 0.010157 | 2.635 | 0
2016-09-24 16:00 | 0 | 0.37131 | 2.635 | 0
2016-09-24 17:00 | 0 | 0.45494 | 2.635 | 0
2016-09-24 18:00 | 0 | 0.34386 | 2.635 | 0
2016-09-24 19:00 | 0.13853 | 0 | 3.226 | 0
2016-09-24 20:00 | 0.95874 | 0 | 3.226 | 0
2016-09-24 21:00 | 0 | 0 | 5.861 | 0
2016-09-24 22:00 | 0.81545 | 0 | 3.226 | 0
2016-09-24 23:00 | 0.3735 | 0 | 3.226 | 0
2016-09-25 | 0 | 0 | 3.1176 | 0
2016-09-25 01:00 | 0 | 0 | 2.7857 | 0
2016-09-25 02:00 | 0 | 0 | 2.6445 | 0
2016-09-25 03:00 | 0 | 0 | 2.635 | 0
2016-09-25 04:00 | 0 | 0 | 2.635 | 0
2016-09-25 05:00 | 0 | 0 | 2.635 | 0
2016-09-25 06:00 | 0 | 0.52375 | 2.635 | 0
2016-09-25 07:00 | 0 | 0 | 2.635 | 0
2016-09-25 08:00 | 0 | 0.79349 | 2.635 | 0
2016-09-25 09:00 | 0 | 0 | 2.635 | 0
2016-09-25 10:00 | 0 | 0.69814 | 2.635 | 0
2016-09-25 11:00 | 0 | 0.63483 | 2.635 | 0
2016-09-25 12:00 | 0 | 0.4575 | 2.635 | 0
2016-09-25 13:00 | 0 | 0.43517 | 2.635 | 0
2016-09-25 14:00 | 0 | 0.32354 | 2.635 | 0
2016-09-25 15:00 | 0 | 0.39016 | 2.635 | 0
2016-09-25 16:00 | 0 | 0.37039 | 2.635 | 0
2016-09-25 17:00 | 0 | 0.44725 | 2.635 | 0
2016-09-25 18:00 | 0 | 0 | 2.635 | 0
2016-09-25 19:00 | 0.2174 | 0 | 3.226 | 0
2016-09-25 20:00 | 1.0872 | 0 | 3.226 | 0
2016-09-25 21:00 | 1.0023 | 0 | 3.226 | 0
2016-09-25 22:00 | 0.92342 | 0 | 3.226 | 0
2016-09-25 23:00 | 0.58139 | 0 | 3.226 | 0
2016-09-26 | 0.1733 | 0 | 3.226 | 0
2016-09-26 01:00 | 0 | 0 | 3.0075 | 0
2016-09-26 02:00 | 0 | 0 | 2.7193 | 0
2016-09-26 03:00 | 0 | 0 | 2.635 | 0
2016-09-26 04:00 | 0 | 0 | 2.635 | 0
2016-09-26 05:00 | 0 | 0 | 2.635 | 0
2016-09-26 06:00 | 0 | 0 | 2.635 | 0
2016-09-26 07:00 | 0 | 0.81874 | 2.635 | 0
2016-09-26 08:00 | 0 | 0.8127 | 2.635 | 0
2016-09-26 09:00 | 0 | 0 | 2.635 | 0
2016-09-26 10:00 | 0 | 0 | 2.635 | 0
2016-09-26 11:00 | 0 | 0.71919 | 2.635 | 0
2016-09-26 12:00 | 0 | 0 | 2.635 | 0
2016-09-26 13:00 | 0 | 0.59475 | 2.635 | 0
2016-09-26 14:00 | 0 | 0 | 2.635 | 0
2016-09-26 15:00 | 0 | 0 | 2.635 | 0
2016-09-26 16:00 | 0 | 0.4844 | 2.635 | 0
2016-09-26 17:00 | 0 | 0.39674 | 2.635 | 0
2016-09-26 18:00 | 0 | 0 | 2.635 | 0
2016-09-26 19:00 | 0.13908 | 0 | 3.226 | 0
2016-09-26 20:00 | 0.9893 | 0 | 3.226 | 0
2016-09-26 21:00 | 1.1181 | 0 | 3.226 | 0
2016-09-26 22:00 | 0 | 0 | 5.861 | 0
2016-09-26 23:00 | 0.54333 | 0 | 3.226 | 0
2016-09-27 | 0.04026 | 0 | 3.226 | 0
2016-09-27 01:00 | 0 | 0 | 2.8111 | 0
2016-09-27 02:00 | 0 | 0 | 2.635 | 0
2016-09-27 03:00 | 0 | 0 | 2.7256 | 0
2016-09-27 04:00 | 0 | 0 | 2.6813 | 0
2016-09-27 05:00 | 0 | 0 | 2.635 | 0
2016-09-27 06:00 | 0 | 0 | 2.635 | 0
2016-09-27 07:00 | 0 | 0 | 2.635 | 0
2016-09-27 08:00 | 0 | 0.8116 | 2.635 | 0
2016-09-27 09:00 | 0 | 0.74902 | 2.635 | 0
2016-09-27 10:00 | 0 | 0.73145 | 2.635 | 0
2016-09-27 11:00 | 0 | 0.48707 | 2.635 | 0
2016-09-27 12:00 | 0 | 0 | 2.635 | 0
2016-09-27 13:00 | 0 | 0 | 2.635 | 0
2016-09-27 14:00 | 0 | 0 | 2.635 | 0
2016-09-27 15:00 | 0 | 0 | 2.635 | 0
2016-09-27 16:00 | 0 | 0 | 2.635 | 0
2016-09-27 17:00 | 0 | 0 | 2.635 | 0
2016-09-27 18:00 | 0 | 0 | 2.635 | 0
2016-09-27 19:00 | 0.37533 | 0 | 3.226 | 0
2016-09-27 20:00 | 0 | 0 | 5.861 | 0
2016-09-27 21:00 | 0 | 0 | 5.861 | 0
2016-09-27 22:00 | 1.0056 | 0 | 3.226 | 0
2016-09-27 23:00 | 0.58194 | 0 | 3.226 | 0
2016-09-28 | 0.092598 | 0 | 3.226 | 0
2016-09-28 01:00 | 0 | 0 | 2.7761 | 0
2016-09-28 02:00 | 0 | 0 | 2.6973 | 0
2016-09-28 03:00 | 0 | 0 | 2.7262 | 0
2016-09-28 04:00 | 0 | 0 | 2.635 | 0
2016-09-28 05:00 | 0 | 0 | 2.635 | 0
2016-09-28 06:00 | 0 | 0 | 2.635 | 0
2016-09-28 07:00 | 0 | 0.74847 | 2.635 | 0
2016-09-28 08:00 | 0 | 0 | 2.635 | 0
2016-09-28 09:00 | 0 | 0.67088 | 2.635 | 0
2016-09-28 10:00 | 0 | 0.68003 | 2.635 | 0
2016-09-28 11:00 | 0 | 0.65948 | 2.635 | 0
2016-09-28 12:00 | 0 | 0 | 2.635 | 0
2016-09-28 13:00 | 0 | 0 | 2.635 | 0
2016-09-28 14:00 | 0 | 0 | 2.635 | 0
2016-09-28 15:00 | 0 | 0 | 2.635 | 0
2016-09-28 16:00 | 0 | 0 | 2.635 | 0
2016-09-28 17:00 | 0 | 0 | 2.635 | 0
2016-09-28 18:00 | 0 | 0 | 2.635 | 0
2016-09-28 19:00 | 0.4919 | 0 | 3.226 | 0
2016-09-28 20:00 | 0 | 0 | 5.861 | 0
2016-09-28 21:00 | 0 | 0 | 5.861 | 0
2016-09-28 22:00 | 0.94099 | 0 | 3.226 | 0
2016-09-28 23:00 | 0.5146 | 0 | 3.226 | 0
2016-09-29 | 0.092964 | 0 | 3.226 | 0
2016-09-29 01:00 | 0 | 0 | 2.8866 | 0
2016-09-29 02:00 | 0 | 0 | 2.7433 | 0
2016-09-29 03:00 | 0 | 0 | 2.635 | 0
2016-09-29 04:00 | 0 | 0 | 2.635 | 0
2016-09-29 05:00 | 0 | 0 | 2.635 | 0
2016-09-29 06:00 | 0 | 0.063821 | 2.635 | 0
2016-09-29 07:00 | 0 | 0.70675 | 2.635 | 0
2016-09-29 08:00 | 0 | 0 | 2.635 | 0
2016-09-29 09:00 | 0 | 0.70455 | 2.635 | 0
2016-09-29 10:00 | 0 | 0.72395 | 2.635 | 0
2016-09-29 11:00 | 0 | 0.61049 | 2.635 | 0
2016-09-29 12:00 | 0 | 0 | 2.635 | 0
2016-09-29 13:00 | 0 | 0 | 2.635 | 0
2016-09-29 14:00 | 0 | 0 | 2.635 | 0
2016-09-29 15:00 | 0 | 0 | 2.635 | 0
2016-09-29 16:00 | 0 | 0.50673 | 2.635 | 0
2016-09-29 17:00 | 0 | 0 | 2.635 | 0
2016-09-29 18:00 | 0 | 0 | 2.635 | 0
2016-09-29 19:00 | 0.34038 | 0 | 3.226 | 0
2016-09-29 20:00 | 0 | 0 | 5.861 | 0
2016-09-29 21:00 | 0 | 0 | 5.861 | 0
2016-09-29 22:00 | 0.94977 | 0 | 3.226 | 0
2016-09-29 23:00 | 0.45732 | 0 | 3.226 | 0
2016-09-30 | 0 | 0 | 3.1543 | 0
2016-09-30 01:00 | 0 | 0 | 2.74 | 0
2016-09-30 02:00 | 0 | 0 | 2.635 | 0
2016-09-30 03:00 | 0 | 0 | 2.635 | 0
2016-09-30 04:00 | 0 | 0 | 2.635 | 0
2016-09-30 05:00 | 0 | 0 | 2.635 | 0
2016-09-30 06:00 | 0 | 0 | 2.635 | 0
2016-09-30 07:00 | 0 | 0 | 2.635 | 0
2016-09-30 08:00 | 0 | 0 | 2.635 | 0
2016-09-30 09:00 | 0 | 0 | 2.635 | 0
2016-09-30 10:00 | 0 | 0.61159 | 2.635 | 0
2016-09-30 11:00 | 0 | 0.50984 | 2.635 | 0
2016-09-30 12:00 | 0 | 0.42639 | 2.635 | 0
2016-09-30 13:00 | 0 | 0.49282 | 2.635 | 0
2016-09-30 14:00 | 0 | 0.46043 | 2.635 | 0
2016-09-30 15:00 | 0 | 0.46116 | 2.635 | 0
2016-09-30 16:00 | 0 | 0.4575 | 2.635 | 0
2016-09-30 17:00 | 0 | 0.45622 | 2.635 | 0
2016-09-30 18:00 | 0 | 0 | 2.635 | 0
2016-09-30 19:00 | 0.46226 | 0 | 3.226 | 0
2016-09-30 20:00 | 0 | 0 | 5.861 | 0
2016-09-30 21:00 | 0 | 0 | 5.861 | 0
2016-09-30 22:00 | 1.0228 | 0 | 3.226 | 0
2016-09-30 23:00 | 0.5501 | 0 | 3.226 | 0
2016-10-01 | 0.12572 | 0 | 3.226 | 0
2016-10-01 01:00 | 0 | 0 | 3.1584 | 0
2016-10-01 02:00 | 0 | 0 | 3.0115 | 0
2016-10-01 03:00 | 0 | 0 | 2.6417 | 0
2016-10-01 04:00 | 0 | 0 | 2.635 | 0
2016-10-01 05:00 | 0 | 0 | 2.635 | 0
2016-10-01 06:00 | 0 | 0 | 2.635 | 0
2016-10-01 07:00 | 0 | 0.64873 | 2.635 | 0
2016-10-01 08:00 | 0 | 0 | 2.635 | 0
2016-10-01 09:00 | 0 | 0.48769 | 2.635 | 0
2016-10-01 10:00 | 0 | 0 | 2.635 | 0
2016-10-01 11:00 | 0 | 0.23497 | 2.635 | 0
2016-10-01 12:00 | 0 | 0 | 2.635 | 0
2016-10-01 13:00 | 0 | 0 | 2.635 | 0
2016-10-01 14:00 | 0 | 0 | 2.635 | 0
2016-10-01 15:00 | 0 | 0 | 2.635 | 0
2016-10-01 16:00 | 0 | 0 | 2.635 | 0
2016-10-01 17:00 | 0 | 0 | 2.635 | 0
2016-10-01 18:00 | 0 | 0 | 2.8225 | 0
2016-10-01 19:00 | 0.55449 | 0 | 3.226 | 0
2016-10-01 20:00 | 0 | 0.66868 | 5.861 | 0
2016-10-01 21:00 | 0 | 0.75414 | 5.861 | 0
2016-10-01 22:00 | 0 | 0 | 5.861 | 0
2016-10-01 23:00 | 0.77592 | 0 | 3.226 | 0
2016-10-02 | 0.16671 | 0 | 3.226 | 0
2016-10-02 01:00 | 0 | 0 | 3.0978 | 0
2016-10-02 02:00 | 0 | 0 | 2.8023 | 0
2016-10-02 03:00 | 0 | 0 | 2.635 | 0
2016-10-02 04:00 | 0 | 0 | 2.635 | 0
2016-10-02 05:00 | 0 | 0 | 2.635 | 0
2016-10-02 06:00 | 0 | 0.38522 | 2.635 | 0
2016-10-02 07:00 | 0 | 0.66008 | 2.635 | 0
2016-10-02 08:00 | 0 | 0.61104 | 2.635 | 0
2016-10-02 09:00 | 0 | 0 | 2.635 | 0
2016-10-02 10:00 | 0 | 0 | 2.635 | 0
2016-10-02 11:00 | 0 | 0 | 2.635 | 0
2016-10-02 12:00 | 0 | 0 | 2.635 | 0
2016-10-02 13:00 | 0 | 0 | 2.635 | 0
2016-10-02 14:00 | 0 | 0 | 2.635 | 0
2016-10-02 15:00 | 0 | 0 | 2.635 | 0
2016-10-02 16:00 | 0 | 0 | 2.649 | 0
2016-10-02 17:00 | 0 | 0 | 2.635 | 0
2016-10-02 18:00 | 0 | 0 | 2.7837 | 0
2016-10-02 19:00 | 0.58871 | 0 | 3.226 | 0
2016-10-02 20:00 | 0 | 0 | 5.861 | 0
2016-10-02 21:00 | 0 | 0 | 5.861 | 0
2016-10-02 22:00 | 0 | 0 | 5.861 | 0
2016-10-02 23:00 | 0.66923 | 0 | 3.226 | 0
2016-10-03 | 0.22344 | 0 | 3.226 | 0
2016-10-03 01:00 | 0.023058 | 0 | 3.226 | 0
2016-10-03 02:00 | 0 | 0 | 2.9573 | 0
2016-10-03 03:00 | 0 | 0 | 2.635 | 0
2016-10-03 04:00 | 0 | 0 | 2.635 | 0
2016-10-03 05:00 | 0 | 0 | 2.635 | 0
2016-10-03 06:00 | 0 | 0.44103 | 2.635 | 0
2016-10-03 07:00 | 0 | 0.5975 | 2.635 | 0
2016-10-03 08:00 | 0 | 0.52978 | 2.635 | 0
2016-10-03 09:00 | 0 | 0.46244 | 2.635 | 0
2016-10-03 10:00 | 0 | 0.40919 | 2.635 | 0
2016-10-03 11:00 | 0 | 0 | 2.635 | 0
2016-10-03 12:00 | 0 | 0 | 2.635 | 0
2016-10-03 13:00 | 0 | 0.26993 | 2.635 | 0
2016-10-03 14:00 | 0 | 0.29866 | 2.635 | 0
2016-10-03 15:00 | 0 | 0 | 2.635 | 0
2016-10-03 16:00 | 0 | 0 | 2.635 | 0
2016-10-03 17:00 | 0 | 0 | 2.635 | 0
2016-10-03 18:00 | 0 | 0 | 2.6362 | 0
2016-10-03 19:00 | 0.21978 | 0 | 3.226 | 0
2016-10-03 20:00 | 0 | 0 | 5.861 | 0
2016-10-03 21:00 | 0 | 0.94849 | 5.861 | 0
2016-10-03 22:00 | 1.1176 | 0 | 3.226 | 0
2016-10-03 23:00 | 0.7212 | 0 | 3.226 | 0
2016-10-04 | 0.31513 | 0 | 3.226 | 0
2016-10-04 01:00 | 0 | 0 | 3.1403 | 0
2016-10-04 02:00 | 0 | 0 | 2.8844 | 0
2016-10-04 03:00 | 0 | 0 | 2.635 | 0
2016-10-04 04:00 | 0 | 0.26334 | 2.635 | 0
2016-10-04 05:00 | 0 | 0.3413 | 2.635 | 0
2016-10-04 06:00 | 0 | 0.54827 | 2.635 | 0
2016-10-04 07:00 | 0 | 0.71516 | 2.635 | 0
2016-10-04 08:00 | 0 | 0.64507 | 2.635 | 0
2016-10-04 09:00 | 0 | 0.61762 | 2.635 | 0
2016-10-04 10:00 | 0 | 0 | 2.635 | 0
2016-10-04 11:00 | 0 | 0 | 2.635 | 0
2016-10-04 12:00 | 0 | 0 | 2.635 | 0
2016-10-04 13:00 | 0 | 0 | 2.635 | 0
2016-10-04 14:00 | 0 | 0.22253 | 2.635 | 0
2016-10-04 15:00 | 0 | 0 | 2.635 | 0
2016-10-04 16:00 | 0 | 0 | 2.635 | 0
2016-10-04 17:00 | 0 | 0 | 2.635 | 0
2016-10-04 18:00 | 0 | 0 | 2.635 | 0
2016-10-04 19:00 | 0.26023 | 0 | 3.226 | 0
2016-10-04 20:00 | 0 | 0 | 5.861 | 0
2016-10-04 21:00 | 0 | 0 | 5.861 | 0
2016-10-04 22:00 | 0 | 0 | 5.861 | 0
2016-10-04 23:00 | 0.89121 | 0 | 3.226 | 0
2016-10-05 | 0.5221 | 0 | 3.226 | 0
2016-10-05 01:00 | 0.08601 | 0 | 3.226 | 0
2016-10-05 02:00 | 0 | 0 | 3.0625 | 0
2016-10-05 03:00 | 0 | 0 | 2.755 | 0
2016-10-05 04:00 | 0 | 0 | 2.635 | 0
2016-10-05 05:00 | 0 | 0 | 2.635 | 0
2016-10-05 06:00 | 0 | 0 | 2.635 | 0
2016-10-05 07:00 | 0 | 0.69083 | 2.635 | 0
2016-10-05 08:00 | 0 | 0.61031 | 2.635 | 0
2016-10-05 09:00 | 0 | 0.57059 | 2.635 | 0
2016-10-05 10:00 | 0 | 0.3499 | 2.635 | 0
2016-10-05 11:00 | 0 | 0.23241 | 2.635 | 0
2016-10-05 12:00 | 0 | 0 | 2.635 | 0
2016-10-05 13:00 | 0 | 0 | 2.635 | 0
2016-10-05 14:00 | 0 | 0 | 2.635 | 0
2016-10-05 15:00 | 0 | 0 | 2.635 | 0
2016-10-05 16:00 | 0 | 0 | 2.635 | 0
2016-10-05 17:00 | 0 | 0 | 2.635 | 0
2016-10-05 18:00 | 0 | 0 | 2.7049 | 0
2016-10-05 19:00 | 0.28402 | 0 | 3.226 | 0
2016-10-05 20:00 | 0 | 0 | 5.861 | 0
2016-10-05 21:00 | 0 | 0 | 5.861 | 0
2016-10-05 22:00 | 0.97631 | 0 | 3.226 | 0
2016-10-05 23:00 | 0.66374 | 0 | 3.226 | 0
2016-10-06 | 0.28969 | 0 | 3.226 | 0
2016-10-06 01:00 | 0.068259 | 0 | 3.226 | 0
2016-10-06 02:00 | 0 | 0 | 3.0142 | 0
2016-10-06 03:00 | 0 | 0 | 2.6953 | 0
2016-10-06 04:00 | 0 | 0 | 2.635 | 0
2016-10-06 05:00 | 0 | 0.33745 | 2.635 | 0
2016-10-06 06:00 | 0 | 0 | 2.635 | 0
2016-10-06 07:00 | 0 | 0 | 2.635 | 0
2016-10-06 08:00 | 0 | 0 | 2.635 | 0
2016-10-06 09:00 | 0 | 0 | 2.635 | 0
2016-10-06 10:00 | 0 | 0 | 2.635 | 0
2016-10-06 11:00 | 0 | 0.24833 | 2.635 | 0
2016-10-06 12:00 | 0 | 0 | 2.635 | 0
2016-10-06 13:00 | 0 | 0 | 2.635 | 0
2016-10-06 14:00 | 0 | 0 | 2.635 | 0
2016-10-06 15:00 | 0 | 0 | 2.635 | 0
2016-10-06 16:00 | 0 | 0 | 2.635 | 0
2016-10-06 17:00 | 0 | 0.27615 | 2.635 | 0
2016-10-06 18:00 | 0 | 0 | 2.635 | 0
2016-10-06 19:00 | 0.005124 | 0 | 3.226 | 0
2016-10-06 20:00 | 1.0136 | 0 | 3.226 | 0
2016-10-06 21:00 | 0 | 0 | 5.861 | 0
2016-10-06 22:00 | 1.1168 | 0 | 3.226 | 0
2016-10-06 23:00 | 0.73767 | 0 | 3.226 | 0
2016-10-07 | 0.27176 | 0 | 3.226 | 0
2016-10-07 01:00 | 0 | 0 | 3.1387 | 0
2016-10-07 02:00 | 0 | 0 | 2.821 | 0
2016-10-07 03:00 | 0 | 0 | 2.635 | 0
2016-10-07 04:00 | 0 | 0 | 2.635 | 0
2016-10-07 05:00 | 0 | 0 | 2.635 | 0
2016-10-07 06:00 | 0 | 0 | 2.635 | 0
2016-10-07 07:00 | 0 | 0 | 2.635 | 0
2016-10-07 08:00 | 0 | 0.56126 | 2.635 | 0
2016-10-07 09:00 | 0 | 0.48385 | 2.635 | 0
2016-10-07 10:00 | 0 | 0 | 2.635 | 0
2016-10-07 11:00 | 0 | 0 | 2.635 | 0
2016-10-07 12:00 | 0 | 0 | 2.635 | 0
2016-10-07 13:00 | 0 | 0 | 2.635 | 0
2016-10-07 14:00 | 0 | 0 | 2.635 | 0
2016-10-07 15:00 | 0 | 0 | 2.635 | 0
2016-10-07 16:00 | 0 | 0.23223 | 2.635 | 0
2016-10-07 17:00 | 0 | 0 | 2.635 | 0
2016-10-07 18:00 | 0 | 0 | 2.635 | 0
2016-10-07 19:00 | 0.25437 | 0 | 3.226 | 0
2016-10-07 20:00 | 0 | 0 | 5.861 | 0
2016-10-07 21:00 | 0 | 0.58111 | 5.861 | 0
2016-10-07 22:00 | 0 | 0 | 5.861 | 0
2016-10-07 23:00 | 0.75396 | 0 | 3.226 | 0
2016-10-08 | 0.28402 | 0 | 3.226 | 0
2016-10-08 01:00 | 0.082167 | 0 | 3.226 | 0
2016-10-08 02:00 | 0 | 0 | 2.8917 | 0
2016-10-08 03:00 | 0 | 0 | 2.635 | 0
2016-10-08 04:00 | 0 | 0 | 2.635 | 0
2016-10-08 05:00 | 0 | 0.4026 | 2.635 | 0
2016-10-08 06:00 | 0 | 0.54388 | 2.635 | 0
2016-10-08 07:00 | 0 | 0.74499 | 2.635 | 0
2016-10-08 08:00 | 0 | 0.65569 | 2.635 | 0
2016-10-08 09:00 | 0 | 0.56968 | 2.635 | 0
2016-10-08 10:00 | 0 | 0 | 2.635 | 0
2016-10-08 11:00 | 0 | 0 | 2.635 | 0
2016-10-08 12:00 | 0 | 0.22601 | 2.635 | 0
2016-10-08 13:00 | 0 | 0.23442 | 2.635 | 0
2016-10-08 14:00 | 0 | 0 | 2.635 | 0
2016-10-08 15:00 | 0 | 0 | 2.635 | 0
2016-10-08 16:00 | 0 | 0.22692 | 2.635 | 0
2016-10-08 17:00 | 0 | 0.23619 | 2.635 | 0
2016-10-08 18:00 | 0 | 0 | 2.635 | 0
2016-10-08 19:00 | 0.18154 | 0 | 3.226 | 0
2016-10-08 20:00 | 1.1106 | 0 | 3.226 | 0
2016-10-08 21:00 | 0 | 0 | 5.861 | 0
2016-10-08 22:00 | 1.1018 | 0 | 3.226 | 0
2016-10-08 23:00 | 0.44634 | 0 | 3.226 | 0
2016-10-09 | 0 | 0 | 3.1238 | 0
2016-10-09 01:00 | 0 | 0 | 2.9102 | 0
2016-10-09 02:00 | 0 | 0 | 2.7189 | 0
2016-10-09 03:00 | 0 | 0 | 2.635 | 0
2016-10-09 04:00 | 0 | 0 | 2.635 | 0
2016-10-09 05:00 | 0 | 0.45878 | 2.635 | 0
2016-10-09 06:00 | 0 | 0.59383 | 2.635 | 0
2016-10-09 07:00 | 0 | 0 | 2.635 | 0
2016-10-09 08:00 | 0 | 0.61909 | 2.635 | 0
2016-10-09 09:00 | 0 | 0.60738 | 2.635 | 0
2016-10-09 10:00 | 0 | 0 | 2.635 | 0
2016-10-09 11:00 | 0 | 0 | 2.635 | 0
2016-10-09 12:00 | 0 | 0 | 2.635 | 0
2016-10-09 13:00 | 0 | 0 | 2.635 | 0
2016-10-09 14:00 | 0 | 0 | 2.635 | 0
2016-10-09 15:00 | 0 | 0 | 2.635 | 0
2016-10-09 16:00 | 0 | 0 | 2.635 | 0
2016-10-09 17:00 | 0 | 0 | 2.635 | 0
2016-10-09 18:00 | 0 | 0 | 2.635 | 0
2016-10-09 19:00 | 0.37552 | 0 | 3.226 | 0
2016-10-09 20:00 | 0 | 0 | 5.861 | 0
2016-10-09 21:00 | 0 | 0.72633 | 5.861 | 0
2016-10-09 22:00 | 0 | 0 | 5.861 | 0
2016-10-09 23:00 | 0.63849 | 0 | 3.226 | 0
2016-10-10 | 0.021777 | 0 | 3.226 | 0
2016-10-10 01:00 | 0 | 0 | 2.9321 | 0
2016-10-10 02:00 | 0 | 0 | 2.8868 | 0
2016-10-10 03:00 | 0 | 0 | 2.635 | 0
2016-10-10 04:00 | 0 | 0.22948 | 2.635 | 0
2016-10-10 05:00 | 0 | 0 | 2.635 | 0
2016-10-10 06:00 | 0 | 0.50984 | 2.635 | 0
2016-10-10 07:00 | 0 | 0.21887 | 2.635 | 0
2016-10-10 08:00 | 0 | 0 | 2.635 | 0
2016-10-10 09:00 | 0 | 0 | 2.635 | 0
2016-10-10 10:00 | 0 | 0 | 2.635 | 0
2016-10-10 11:00 | 0 | 0 | 2.635 | 0
2016-10-10 12:00 | 0 | 0 | 2.635 | 0
2016-10-10 13:00 | 0 | 0 | 2.635 | 0
2016-10-10 14:00 | 0 | 0 | 2.635 | 0
2016-10-10 15:00 | 0 | 0 | 2.635 | 0
2016-10-10 16:00 | 0 | 0 | 2.635 | 0
2016-10-10 17:00 | 0 | 0 | 2.635 | 0
2016-10-10 18:00 | 0 | 0 | 2.635 | 0
2016-10-10 19:00 | 0.22472 | 0 | 3.226 | 0
2016-10-10 20:00 | 0 | 0 | 5.861 | 0
2016-10-10 21:00 | 0 | 0 | 5.861 | 0
2016-10-10 22:00 | 0.97887 | 0 | 3.226 | 0
2016-10-10 23:00 | 0.59566 | 0 | 3.226 | 0
2016-10-11 | 0.096441 | 0 | 3.226 | 0
2016-10-11 01:00 | 0 | 0 | 2.9593 | 0
2016-10-11 02:00 | 0 | 0 | 2.7609 | 0
2016-10-11 03:00 | 0 | 0 | 2.635 | 0
2016-10-11 04:00 | 0 | 0 | 2.635 | 0
2016-10-11 05:00 | 0 | 0 | 2.635 | 0
2016-10-11 06:00 | 0 | 0 | 2.635 | 0
2016-10-11 07:00 | 0 | 0 | 2.635 | 0
2016-10-11 08:00 | 0 | 0 | 2.635 | 0
2016-10-11 09:00 | 0 | 0 | 2.635 | 0
2016-10-11 10:00 | 0 | 0 | 2.635 | 0
2016-10-11 11:00 | 0 | 0 | 2.635 | 0
2016-10-11 12:00 | 0 | 0 | 2.635 | 0
2016-10-11 13:00 | 0 | 0 | 2.635 | 0
2016-10-11 14:00 | 0 | 0.11033 | 2.635 | 0
2016-10-11 15:00 | 0 | 0 | 2.635 | 0
2016-10-11 16:00 | 0 | 0 | 2.635 | 0
2016-10-11 17:00 | 0 | 0.26206 | 2.635 | 0
2016-10-11 18:00 | 0 | 0 | 2.635 | 0
2016-10-11 19:00 | 0.27541 | 0 | 3.226 | 0
2016-10-11 20:00 | 0 | 0.81673 | 5.861 | 0
2016-10-11 21:00 | 0 | 0 | 5.861 | 0
2016-10-11 22:00 | 0 | 0.77208 | 5.861 | 0
2016-10-11 23:00 | 0.73822 | 0 | 3.226 | 0
2016-10-12 | 0.19343 | 0 | 3.226 | 0
2016-10-12 01:00 | 0 | 0 | 2.9935 | 0
2016-10-12 02:00 | 0 | 0 | 2.688 | 0
2016-10-12 03:00 | 0 | 0 | 2.635 | 0
2016-10-12 04:00 | 0 | 0 | 2.635 | 0
2016-10-12 05:00 | 0 | 0.42035 | 2.635 | 0
2016-10-12 06:00 | 0 | 0.45732 | 2.635 | 0
2016-10-12 07:00 | 0 | 0.64379 | 2.635 | 0
2016-10-12 08:00 | 0 | 0.54863 | 2.635 | 0
2016-10-12 09:00 | 0 | 0.49136 | 2.635 | 0
2016-10-12 10:00 | 0 | 0.3768 | 2.635 | 0
2016-10-12 11:00 | 0 | 0 | 2.635 | 0
2016-10-12 12:00 | 0 | 0 | 2.635 | 0
2016-10-12 13:00 | 0 | 0 | 2.635 | 0
2016-10-12 14:00 | 0 | 0 | 2.635 | 0
2016-10-12 15:00 | 0 | 0.2357 | 2.635 | 0
2016-10-12 16:00 | 0 | 0 | 2.635 | 0
2016-10-12 17:00 | 0 | 0 | 2.635 | 0
2016-10-12 18:00 | 0 | 0 | 2.635 | 0
2016-10-12 19:00 | 0.28255 | 0 | 3.226 | 0
2016-10-12 20:00 | 0 | 0.11823 | 5.861 | 0
2016-10-12 21:00 | 0 | 0 | 5.861 | 0
2016-10-12 22:00 | 0 | 1.068 | 5.861 | 0
2016-10-12 23:00 | 0.66356 | 0 | 3.226 | 0
2016-10-13 | 0.12901 | 0 | 3.226 | 0
2016-10-13 01:00 | 0 | 0 | 3.0517 | 0
2016-10-13 02:00 | 0 | 0 | 2.7148 | 0
2016-10-13 03:00 | 0 | 0 | 2.635 | 0
2016-10-13 04:00 | 0 | 0.30268 | 2.635 | 0
2016-10-13 05:00 | 0 | 0.42108 | 2.635 | 0
2016-10-13 06:00 | 0 | 0.46006 | 2.635 | 0
2016-10-13 07:00 | 0 | 0.62915 | 2.635 | 0
2016-10-13 08:00 | 0 | 0.53216 | 2.635 | 0
2016-10-13 09:00 | 0 | 0 | 2.635 | 0
2016-10-13 10:00 | 0 | 0.34313 | 2.635 | 0
2016-10-13 11:00 | 0 | 0 | 2.635 | 0
2016-10-13 12:00 | 0 | 0 | 2.635 | 0
2016-10-13 13:00 | 0 | 0 | 2.635 | 0
2016-10-13 14:00 | 0 | 0 | 2.635 | 0
2016-10-13 15:00 | 0 | 0 | 2.635 | 0
2016-10-13 16:00 | 0 | 0 | 2.635 | 0
2016-10-13 17:00 | 0 | 0 | 2.635 | 0
2016-10-13 18:00 | 0 | 0 | 2.635 | 0
2016-10-13 19:00 | 0.27377 | 0 | 3.226 | 0
2016-10-13 20:00 | 1.018 | 0 | 3.226 | 0
2016-10-13 21:00 | 0 | 1.0067 | 5.861 | 0
2016-10-13 22:00 | 1.0823 | 0 | 3.226 | 0
2016-10-13 23:00 | 0.69101 | 0 | 3.226 | 0
2016-10-14 | 0.1808 | 0 | 3.226 | 0
2016-10-14 01:00 | 0 | 0 | 2.9208 | 0
2016-10-14 02:00 | 0 | 0 | 2.7152 | 0
2016-10-14 03:00 | 0 | 0 | 2.635 | 0
2016-10-14 04:00 | 0 | 0 | 2.635 | 0
2016-10-14 05:00 | 0 | 0.3466 | 2.635 | 0
2016-10-14 06:00 | 0 | 0.47049 | 2.635 | 0
2016-10-14 07:00 | 0 | 0.70455 | 2.635 | 0
2016-10-14 08:00 | 0 | 0.62677 | 2.635 | 0
2016-10-14 09:00 | 0 | 0.6147 | 2.635 | 0
2016-10-14 10:00 | 0 | 0.49483 | 2.635 | 0
2016-10-14 11:00 | 0 | 0.38027 | 2.635 | 0
2016-10-14 12:00 | 0 | 0.24229 | 2.635 | 0
2016-10-14 13:00 | 0 | 0.32281 | 2.635 | 0
2016-10-14 14:00 | 0 | 0 | 2.635 | 0
2016-10-14 15:00 | 0 | 0 | 2.635 | 0
2016-10-14 16:00 | 0 | 0 | 2.635 | 0
2016-10-14 17:00 | 0 | 0 | 2.635 | 0
2016-10-14 18:00 | 0 | 0 | 2.635 | 0
2016-10-14 19:00 | 0.16324 | 0 | 3.226 | 0
2016-10-14 20:00 | 0.92726 | 0 | 3.226 | 0
2016-10-14 21:00 | 0.99168 | 0 | 3.226 | 0
2016-10-14 22:00 | 0.85003 | 0 | 3.226 | 0
2016-10-14 23:00 | 0.57791 | 0 | 3.226 | 0
2016-10-15 | 0.051789 | 0 | 3.226 | 0
2016-10-15 01:00 | 0 | 0 | 2.9849 | 0
2016-10-15 02:00 | 0 | 0 | 2.8365 | 0
2016-10-15 03:00 | 0 | 0 | 2.6616 | 0
2016-10-15 04:00 | 0 | 0.22198 | 2.635 | 0
2016-10-15 05:00 | 0 | 0.39821 | 2.635 | 0
2016-10-15 06:00 | 0 | 0.5199 | 2.635 | 0
2016-10-15 07:00 | 0 | 0.71059 | 2.635 | 0
2016-10-15 08:00 | 0 | 0.55504 | 2.635 | 0
2016-10-15 09:00 | 0 | 0.41157 | 2.635 | 0
2016-10-15 10:00 | 0 | 0.24504 | 2.635 | 0
2016-10-15 11:00 | 0 | 0.21448 | 2.635 | 0
2016-10-15 12:00 | 0 | 0 | 2.635 | 0
2016-10-15 13:00 | 0 | 0.2174 | 2.635 | 0
2016-10-15 14:00 | 0 | 0 | 2.635 | 0
2016-10-15 15:00 | 0 | 0 | 2.635 | 0
2016-10-15 16:00 | 0 | 0 | 2.635 | 0
2016-10-15 17:00 | 0 | 0 | 2.635 | 0
2016-10-15 18:00 | 0 | 0 | 2.6409 | 0
2016-10-15 19:00 | 0.25803 | 0 | 3.226 | 0
2016-10-15 20:00 | 0.86925 | 0 | 3.226 | 0
2016-10-15 21:00 | 0.94776 | 0 | 3.226 | 0
2016-10-15 22:00 | 0.7664 | 0 | 3.226 | 0
2016-10-15 23:00 | 0.55321 | 0 | 3.226 | 0
2016-10-16 | 0.090585 | 0 | 3.226 | 0
2016-10-16 01:00 | 0 | 0 | 2.9798 | 0
2016-10-16 02:00 | 0 | 0 | 2.8556 | 0
2016-10-16 03:00 | 0 | 0 | 2.635 | 0
2016-10-16 04:00 | 0 | 0 | 2.635 | 0
2016-10-16 05:00 | 0 | 0.31604 | 2.635 | 0
2016-10-16 06:00 | 0 | 0.35905 | 2.635 | 0
2016-10-16 07:00 | 0 | 0.56492 | 2.635 | 0
2016-10-16 08:00 | 0 | 0.46757 | 2.635 | 0
2016-10-16 09:00 | 0 | 0.44396 | 2.635 | 0
2016-10-16 10:00 | 0 | 0.37204 | 2.635 | 0
2016-10-16 11:00 | 0 | 0.26132 | 2.635 | 0
2016-10-16 12:00 | 0 | 0 | 2.635 | 0
2016-10-16 13:00 | 0 | 0 | 2.635 | 0
2016-10-16 14:00 | 0 | 0 | 2.635 | 0
2016-10-16 15:00 | 0 | 0 | 2.635 | 0
2016-10-16 16:00 | 0 | 0 | 2.635 | 0
2016-10-16 17:00 | 0 | 0 | 2.635 | 0
2016-10-16 18:00 | 0 | 0 | 2.6391 | 0
2016-10-16 19:00 | 0.24467 | 0 | 3.226 | 0
2016-10-16 20:00 | 1.079 | 0 | 3.226 | 0
2016-10-16 21:00 | 0 | 1.0072 | 5.861 | 0
2016-10-16 22:00 | 1.0964 | 0 | 3.226 | 0
2016-10-16 23:00 | 0.67326 | 0 | 3.226 | 0
2016-10-17 | 0.23735 | 0 | 3.226 | 0
2016-10-17 01:00 | 0 | 0 | 3.2122 | 0
2016-10-17 02:00 | 0 | 0 | 3.0067 | 0
2016-10-17 03:00 | 0 | 0 | 2.7106 | 0
2016-10-17 04:00 | 0 | 0 | 2.635 | 0
2016-10-17 05:00 | 0 | 0 | 2.635 | 0
2016-10-17 06:00 | 0 | 0.45201 | 2.635 | 0
2016-10-17 07:00 | 0 | 0.67673 | 2.635 | 0
2016-10-17 08:00 | 0 | 0.58853 | 2.635 | 0
2016-10-17 09:00 | 0 | 0.52503 | 2.635 | 0
2016-10-17 10:00 | 0 | 0 | 2.635 | 0
2016-10-17 11:00 | 0 | 0 | 2.635 | 0
2016-10-17 12:00 | 0 | 0 | 2.635 | 0
2016-10-17 13:00 | 0 | 0 | 2.635 | 0
2016-10-17 14:00 | 0 | 0.090181 | 2.635 | 0
2016-10-17 15:00 | 0 | 0.26993 | 2.635 | 0
2016-10-17 16:00 | 0 | 0 | 2.635 | 0
2016-10-17 17:00 | 0 | 0 | 2.635 | 0
2016-10-17 18:00 | 0 | 0 | 2.635 | 0
2016-10-17 19:00 | 0.094062 | 0 | 3.226 | 0
2016-10-17 20:00 | 0 | 1.0711 | 5.861 | 0
2016-10-17 21:00 | 0 | 1.07 | 5.861 | 0
2016-10-17 22:00 | 0.91006 | 0 | 3.226 | 0
2016-10-17 23:00 | 0.59951 | 0 | 3.226 | 0
2016-10-18 | 0.25327 | 0 | 3.226 | 0
2016-10-18 01:00 | 0.033489 | 0 | 3.226 | 0
2016-10-18 02:00 | 0 | 0 | 3.0022 | 0
2016-10-18 03:00 | 0 | 0 | 2.635 | 0
2016-10-18 04:00 | 0 | 0.25949 | 2.635 | 0
2016-10-18 05:00 | 0 | 0.34184 | 2.635 | 0
2016-10-18 06:00 | 0 | 0.42218 | 2.635 | 0
2016-10-18 07:00 | 0 | 0.63904 | 2.635 | 0
2016-10-18 08:00 | 0 | 0.46939 | 2.635 | 0
2016-10-18 09:00 | 0 | 0.48349 | 2.635 | 0
2016-10-18 10:00 | 0 | 0.38485 | 2.635 | 0
2016-10-18 11:00 | 0 | 0.27249 | 2.635 | 0
2016-10-18 12:00 | 0 | 0.25309 | 2.635 | 0
2016-10-18 13:00 | 0 | 0.26206 | 2.635 | 0
2016-10-18 14:00 | 0 | 0 | 2.635 | 0
2016-10-18 15:00 | 0 | 0 | 2.635 | 0
2016-10-18 16:00 | 0 | 0 | 2.635 | 0
2016-10-18 17:00 | 0 | 0 | 2.635 | 0
2016-10-18 18:00 | 0 | 0 | 2.635 | 0
2016-10-18 19:00 | 0.21978 | 0 | 3.226 | 0
2016-10-18 20:00 | 0.93714 | 0 | 3.226 | 0
2016-10-18 21:00 | 1.1103 | 0 | 3.226 | 0
2016-10-18 22:00 | 0.95032 | 0 | 3.226 | 0
2016-10-18 23:00 | 0.8515 | 0 | 3.226 | 0
2016-10-19 | 0.33892 | 0 | 3.226 | 0
2016-10-19 01:00 | 0.011529 | 0 | 3.226 | 0
2016-10-19 02:00 | 0 | 0 | 2.9337 | 0
2016-10-19 03:00 | 0 | 0 | 2.7075 | 0
2016-10-19 04:00 | 0 | 0 | 2.635 | 0
2016-10-19 05:00 | 0 | 0 | 2.635 | 0
2016-10-19 06:00 | 0 | 0.36618 | 2.635 | 0
2016-10-19 07:00 | 0 | 0.53235 | 2.635 | 0
2016-10-19 08:00 | 0 | 0.47488 | 2.635 | 0
2016-10-19 09:00 | 0 | 0.48843 | 2.635 | 0
2016-10-19 10:00 | 0 | 0 | 2.635 | 0
2016-10-19 11:00 | 0 | 0 | 2.635 | 0
2016-10-19 12:00 | 0 | 0 | 2.635 | 0
2016-10-19 13:00 | 0 | 0.23241 | 2.635 | 0
2016-10-19 14:00 | 0 | 0 | 2.635 | 0
2016-10-19 15:00 | 0 | 0 | 2.635 | 0
2016-10-19 16:00 | 0 | 0 | 2.635 | 0
2016-10-19 17:00 | 0 | 0 | 2.635 | 0
2016-10-19 18:00 | 0 | 0 | 2.635 | 0
2016-10-19 19:00 | 0.2024 | 0 | 3.226 | 0
2016-10-19 20:00 | 0 | 0 | 5.861 | 0
2016-10-19 21:00 | 0 | 0.76853 | 5.861 | 0
2016-10-19 22:00 | 1.1004 | 0 | 3.226 | 0
2016-10-19 23:00 | 0.55852 | 0 | 3.226 | 0
2016-10-20 | 0.25602 | 0 | 3.226 | 0
2016-10-20 01:00 | 0 | 0 | 2.9815 | 0
2016-10-20 02:00 | 0 | 0 | 2.725 | 0
2016-10-20 03:00 | 0 | 0 | 2.635 | 0
2016-10-20 04:00 | 0 | 0 | 2.635 | 0
2016-10-20 05:00 | 0 | 0.42127 | 2.635 | 0
2016-10-20 06:00 | 0 | 0.49099 | 2.635 | 0
2016-10-20 07:00 | 0 | 0.6663 | 2.635 | 0
2016-10-20 08:00 | 0 | 0.55193 | 2.635 | 0
2016-10-20 09:00 | 0 | 0.5049 | 2.635 | 0
2016-10-20 10:00 | 0 | 0.42053 | 2.635 | 0
2016-10-20 11:00 | 0 | 0.15178 | 2.635 | 0
2016-10-20 12:00 | 0 | 0 | 2.635 | 0
2016-10-20 13:00 | 0 | 0 | 2.635 | 0
2016-10-20 14:00 | 0 | 0 | 2.635 | 0
2016-10-20 15:00 | 0 | 0 | 2.635 | 0
2016-10-20 16:00 | 0 | 0 | 2.635 | 0
2016-10-20 17:00 | 0 | 0 | 2.635 | 0
2016-10-20 18:00 | 0 | 0 | 2.7447 | 0
2016-10-20 19:00 | 0.36509 | 0 | 3.226 | 0
2016-10-20 20:00 | 0 | 0 | 5.861 | 0
2016-10-20 21:00 | 0 | 0 | 5.861 | 0
2016-10-20 22:00 | 1.111 | 0 | 3.226 | 0
2016-10-20 23:00 | 0.77629 | 0 | 3.226 | 0
2016-10-21 | 0.12005 | 0 | 3.226 | 0
2016-10-21 01:00 | 0 | 0 | 2.9931 | 0
2016-10-21 02:00 | 0 | 0 | 2.7014 | 0
2016-10-21 03:00 | 0 | 0 | 2.635 | 0
2016-10-21 04:00 | 0 | 0 | 2.635 | 0
2016-10-21 05:00 | 0 | 0.37497 | 2.635 | 0
2016-10-21 06:00 | 0 | 0 | 2.635 | 0
2016-10-21 07:00 | 0 | 0.64013 | 2.635 | 0
2016-10-21 08:00 | 0 | 0.55522 | 2.635 | 0
2016-10-21 09:00 | 0 | 0.53857 | 2.635 | 0
2016-10-21 10:00 | 0 | 0.40169 | 2.635 | 0
2016-10-21 11:00 | 0 | 0.13622 | 2.635 | 0
2016-10-21 12:00 | 0 | 0 | 2.635 | 0
2016-10-21 13:00 | 0 | 0 | 2.635 | 0
2016-10-21 14:00 | 0 | 0 | 2.635 | 0
2016-10-21 15:00 | 0 | 0 | 2.635 | 0
2016-10-21 16:00 | 0 | 0 | 2.635 | 0
2016-10-21 17:00 | 0 | 0 | 2.635 | 0
2016-10-21 18:00 | 0 | 0 | 2.6496 | 0
2016-10-21 19:00 | 0.30049 | 0 | 3.226 | 0
2016-10-21 20:00 | 1.1189 | 0 | 3.226 | 0
2016-10-21 21:00 | 0 | 0 | 5.861 | 0
2016-10-21 22:00 | 0 | 0.96368 | 5.861 | 0
2016-10-21 23:00 | 0.82624 | 0 | 3.226 | 0
2016-10-22 | 0.31183 | 0 | 3.226 | 0
2016-10-22 01:00 | 0 | 0 | 3.1691 | 0
2016-10-22 02:00 | 0 | 0 | 2.936 | 0
2016-10-22 03:00 | 0 | 0 | 2.6994 | 0
2016-10-22 04:00 | 0 | 0 | 2.635 | 0
2016-10-22 05:00 | 0 | 0.25364 | 2.635 | 0
2016-10-22 06:00 | 0 | 0.46939 | 2.635 | 0
2016-10-22 07:00 | 0 | 0.62074 | 2.635 | 0
2016-10-22 08:00 | 0 | 0.5199 | 2.635 | 0
2016-10-22 09:00 | 0 | 0.48769 | 2.635 | 0
2016-10-22 10:00 | 0 | 0.36106 | 2.635 | 0
2016-10-22 11:00 | 0 | 0.29353 | 2.635 | 0
2016-10-22 12:00 | 0 | 0 | 2.635 | 0
2016-10-22 13:00 | 0 | 0.22125 | 2.635 | 0
2016-10-22 14:00 | 0 | 0 | 2.635 | 0
2016-10-22 15:00 | 0 | 0 | 2.635 | 0
2016-10-22 16:00 | 0 | 0 | 2.635 | 0
2016-10-22 17:00 | 0 | 0.26608 | 2.635 | 0
2016-10-22 18:00 | 0 | 0.21795 | 2.635 | 0
2016-10-22 19:00 | 0.066795 | 0 | 3.226 | 0
2016-10-22 20:00 | 0.96972 | 0 | 3.226 | 0
2016-10-22 21:00 | 1.0199 | 0 | 3.226 | 0
2016-10-22 22:00 | 0 | 0.96624 | 5.861 | 0
2016-10-22 23:00 | 0.90585 | 0 | 3.226 | 0
2016-10-23 | 0.47068 | 0 | 3.226 | 0
2016-10-23 01:00 | 0.13945 | 0 | 3.226 | 0
2016-10-23 02:00 | 0 | 0 | 3.0629 | 0
2016-10-23 03:00 | 0 | 0 | 2.7103 | 0
2016-10-23 04:00 | 0 | 0 | 2.635 | 0
2016-10-23 05:00 | 0 | 0 | 2.635 | 0
2016-10-23 06:00 | 0 | 0.32785 | 2.635 | 0
2016-10-23 07:00 | 0 | 0 | 2.635 | 0
2016-10-23 08:00 | 0 | 0 | 2.635 | 0
2016-10-23 09:00 | 0 | 0 | 2.635 | 0
2016-10-23 10:00 | 0 | 0 | 2.635 | 0
2016-10-23 11:00 | 0 | 0 | 2.635 | 0
2016-10-23 12:00 | 0 | 0 | 2.7567 | 0
2016-10-23 13:00 | 0 | 0 | 2.635 | 0
2016-10-23 14:00 | 0 | 0 | 2.635 | 0
2016-10-23 15:00 | 0 | 0 | 2.635 | 0
2016-10-23 16:00 | 0 | 0 | 2.663 | 0
2016-10-23 17:00 | 0 | 0 | 2.635 | 0
2016-10-23 18:00 | 0 | 0 | 2.635 | 0
2016-10-23 19:00 | 0.24248 | 0 | 3.226 | 0
2016-10-23 20:00 | 0 | 0 | 5.861 | 0
2016-10-23 21:00 | 0 | 0.80081 | 5.861 | 0
2016-10-23 22:00 | 0 | 0.90572 | 5.861 | 0
2016-10-23 23:00 | 0.75707 | 0 | 3.226 | 0
2016-10-24 | 0.4295 | 0 | 3.226 | 0
2016-10-24 01:00 | 0.075579 | 0 | 3.226 | 0
2016-10-24 02:00 | 0 | 0 | 3.0099 | 0
2016-10-24 03:00 | 0 | 0 | 2.726 | 0
2016-10-24 04:00 | 0 | 0 | 2.635 | 0
2016-10-24 05:00 | 0 | 0 | 2.635 | 0
2016-10-24 06:00 | 0 | 0.36069 | 2.635 | 0
2016-10-24 07:00 | 0 | 0.5878 | 2.635 | 0
2016-10-24 08:00 | 0 | 0.60628 | 2.635 | 0
2016-10-24 09:00 | 0 | 0.17675 | 2.635 | 0
2016-10-24 10:00 | 0 | 0 | 2.635 | 0
2016-10-24 11:00 | 0 | 0 | 2.635 | 0
2016-10-24 12:00 | 0 | 0 | 2.635 | 0
2016-10-24 13:00 | 0 | 0 | 2.635 | 0
2016-10-24 14:00 | 0 | 0 | 2.635 | 0
2016-10-24 15:00 | 0 | 0 | 2.635 | 0
2016-10-24 16:00 | 0 | 0 | 2.635 | 0
2016-10-24 17:00 | 0 | 0 | 2.635 | 0
2016-10-24 18:00 | 0 | 0 | 2.635 | 0
2016-10-24 19:00 | 0.33361 | 0 | 3.226 | 0
2016-10-24 20:00 | 0 | 0 | 5.861 | 0
2016-10-24 21:00 | 0 | 0 | 5.861 | 0
2016-10-24 22:00 | 0 | 0 | 5.861 | 0
2016-10-24 23:00 | 0.7342 | 0 | 3.226 | 0
2016-10-25 | 0.21283 | 0 | 3.226 | 0
2016-10-25 01:00 | 0 | 0 | 3.1202 | 0
2016-10-25 02:00 | 0 | 0 | 2.8379 | 0
2016-10-25 03:00 | 0 | 0 | 2.635 | 0
2016-10-25 04:00 | 0 | 0 | 2.635 | 0
2016-10-25 05:00 | 0 | 0 | 2.635 | 0
2016-10-25 06:00 | 0 | 0 | 2.635 | 0
2016-10-25 07:00 | 0 | 0 | 2.635 | 0
2016-10-25 08:00 | 0 | 0 | 2.635 | 0
2016-10-25 09:00 | 0 | 0 | 2.635 | 0
2016-10-25 10:00 | 0 | 0 | 2.635 | 0
2016-10-25 11:00 | 0 | 0.22436 | 2.635 | 0
2016-10-25 12:00 | 0 | 0 | 2.635 | 0
2016-10-25 13:00 | 0 | 0.16052 | 2.635 | 0
2016-10-25 14:00 | 0 | 0.22875 | 2.635 | 0
2016-10-25 15:00 | 0 | 0 | 2.635 | 0
2016-10-25 16:00 | 0 | 0 | 2.635 | 0
2016-10-25 17:00 | 0 | 0 | 2.635 | 0
2016-10-25 18:00 | 0 | 0 | 2.635 | 0
2016-10-25 19:00 | 0.45384 | 0 | 3.226 | 0
2016-10-25 20:00 | 0 | 0.71041 | 5.861 | 0
2016-10-25 21:00 | 0 | 0 | 5.861 | 0
2016-10-25 22:00 | 0 | 0.26249 | 5.861 | 0
2016-10-25 23:00 | 0.5468 | 0 | 3.226 | 0
2016-10-26 | 0.17275 | 0 | 3.226 | 0
2016-10-26 01:00 | 0 | 0 | 3.1305 | 0
2016-10-26 02:00 | 0 | 0 | 2.8007 | 0
2016-10-26 03:00 | 0 | 0 | 2.635 | 0
2016-10-26 04:00 | 0 | 0 | 2.635 | 0
2016-10-26 05:00 | 0 | 0 | 2.635 | 0
2016-10-26 06:00 | 0 | 0.3962 | 2.635 | 0
2016-10-26 07:00 | 0 | 0.59237 | 2.635 | 0
2016-10-26 08:00 | 0 | 0.47562 | 2.635 | 0
2016-10-26 09:00 | 0 | 0 | 2.635 | 0
2016-10-26 10:00 | 0 | 0 | 2.635 | 0
2016-10-26 11:00 | 0 | 0 | 2.635 | 0
2016-10-26 12:00 | 0 | 0 | 2.635 | 0
2016-10-26 13:00 | 0 | 0 | 2.635 | 0
2016-10-26 14:00 | 0 | 0 | 2.635 | 0
2016-10-26 15:00 | 0 | 0 | 2.635 | 0
2016-10-26 16:00 | 0 | 0 | 2.635 | 0
2016-10-26 17:00 | 0 | 0 | 2.635 | 0
2016-10-26 18:00 | 0 | 0 | 2.6909 | 0
2016-10-26 19:00 | 0.39308 | 0 | 3.226 | 0
2016-10-26 20:00 | 0 | 0 | 5.861 | 0
2016-10-26 21:00 | 0 | 0.73218 | 5.861 | 0
2016-10-26 22:00 | 0 | 0 | 5.861 | 0
2016-10-26 23:00 | 0.77665 | 0 | 3.226 | 0
2016-10-27 | 0.24833 | 0 | 3.226 | 0
2016-10-27 01:00 | 0 | 0 | 3.0442 | 0
2016-10-27 02:00 | 0 | 0 | 2.8775 | 0
2016-10-27 03:00 | 0 | 0 | 2.7215 | 0
2016-10-27 04:00 | 0 | 0 | 2.635 | 0
2016-10-27 05:00 | 0 | 0 | 2.635 | 0
2016-10-27 06:00 | 0 | 0.40553 | 2.635 | 0
2016-10-27 07:00 | 0 | 0.63556 | 2.635 | 0
2016-10-27 08:00 | 0 | 0.51734 | 2.635 | 0
2016-10-27 09:00 | 0 | 0.43462 | 2.635 | 0
2016-10-27 10:00 | 0 | 0 | 2.635 | 0
2016-10-27 11:00 | 0 | 0.22051 | 2.635 | 0
2016-10-27 12:00 | 0 | 0 | 2.635 | 0
2016-10-27 13:00 | 0 | 0 | 2.635 | 0
2016-10-27 14:00 | 0 | 0 | 2.635 | 0
2016-10-27 15:00 | 0 | 0 | 2.635 | 0
2016-10-27 16:00 | 0 | 0 | 2.635 | 0
2016-10-27 17:00 | 0 | 0 | 2.635 | 0
2016-10-27 18:00 | 0 | 0 | 2.635 | 0
2016-10-27 19:00 | 0.26901 | 0 | 3.226 | 0
2016-10-27 20:00 | 0 | 0.32028 | 5.861 | 0
2016-10-27 21:00 | 0 | 0.82332 | 5.861 | 0
2016-10-27 22:00 | 0 | 1.0394 | 5.861 | 0
2016-10-27 23:00 | 0.73017 | 0 | 3.226 | 0
2016-10-28 | 0.015738 | 0 | 3.226 | 0
2016-10-28 01:00 | 0 | 0 | 2.8417 | 0
2016-10-28 02:00 | 0 | 0 | 2.755 | 0
2016-10-28 03:00 | 0 | 0 | 2.635 | 0
2016-10-28 04:00 | 0 | 0.23662 | 2.635 | 0
2016-10-28 05:00 | 0 | 0 | 2.635 | 0
2016-10-28 06:00 | 0 | 0 | 2.635 | 0
2016-10-28 07:00 | 0 | 0 | 2.635 | 0
2016-10-28 08:00 | 0 | 0 | 2.635 | 0
2016-10-28 09:00 | 0 | 0 | 2.635 | 0
2016-10-28 10:00 | 0 | 0 | 2.635 | 0
2016-10-28 11:00 | 0 | 0 | 2.635 | 0
2016-10-28 12:00 | 0 | 0 | 2.635 | 0
2016-10-28 13:00 | 0 | 0 | 2.635 | 0
2016-10-28 14:00 | 0 | 0 | 2.635 | 0
2016-10-28 15:00 | 0 | 0 | 2.635 | 0
2016-10-28 16:00 | 0 | 0 | 2.635 | 0
2016-10-28 17:00 | 0 | 0.23332 | 2.635 | 0
2016-10-28 18:00 | 0 | 0 | 2.635 | 0
2016-10-28 19:00 | 0.10449 | 0 | 3.226 | 0
2016-10-28 20:00 | 1.0495 | 0 | 3.226 | 0
2016-10-28 21:00 | 0 | 0 | 5.861 | 0
2016-10-28 22:00 | 1.0323 | 0 | 3.226 | 0
2016-10-28 23:00 | 0.60445 | 0 | 3.226 | 0
2016-10-29 | 0 | 0 | 3.1901 | 0
2016-10-29 01:00 | 0 | 0 | 2.8582 | 0
2016-10-29 02:00 | 0 | 0 | 2.7696 | 0
2016-10-29 03:00 | 0 | 0 | 2.635 | 0
2016-10-29 04:00 | 0 | 0 | 2.635 | 0
2016-10-29 05:00 | 0 | 0.37112 | 2.635 | 0
2016-10-29 06:00 | 0 | 0.35648 | 2.635 | 0
2016-10-29 07:00 | 0 | 0.6136 | 2.635 | 0
2016-10-29 08:00 | 0 | 0.5587 | 2.635 | 0
2016-10-29 09:00 | 0 | 0.57791 | 2.635 | 0
2016-10-29 10:00 | 0 | 0.43993 | 2.635 | 0
2016-10-29 11:00 | 0 | 0.39034 | 2.635 | 0
2016-10-29 12:00 | 0 | 0 | 2.635 | 0
2016-10-29 13:00 | 0 | 0 | 2.635 | 0
2016-10-29 14:00 | 0 | 0 | 2.635 | 0
2016-10-29 15:00 | 0 | 0 | 2.635 | 0
2016-10-29 16:00 | 0 | 0 | 2.635 | 0
2016-10-29 17:00 | 0 | 0 | 2.635 | 0
2016-10-29 18:00 | 0 | 0 | 2.635 | 0
2016-10-29 19:00 | 0.058194 | 0 | 3.226 | 0
2016-10-29 20:00 | 0.96349 | 0 | 3.226 | 0
2016-10-29 21:00 | 0 | 0.43307 | 5.861 | 0
2016-10-29 22:00 | 1.1002 | 0 | 3.226 | 0
2016-10-29 23:00 | 0.60683 | 0 | 3.226 | 0
2016-10-30 | 0.038247 | 0 | 3.226 | 0
2016-10-30 01:00 | 0 | 0 | 2.9226 | 0
2016-10-30 02:00 | 0 | 0 | 2.7993 | 0
2016-10-30 03:00 | 0 | 0 | 2.635 | 0
2016-10-30 04:00 | 0 | 0 | 2.635 | 0
2016-10-30 05:00 | 0 | 0 | 2.635 | 0
2016-10-30 06:00 | 0 | 0.52448 | 2.635 | 0
2016-10-30 07:00 | 0 | 0.72175 | 2.635 | 0
2016-10-30 08:00 | 0 | 0.65898 | 2.635 | 0
2016-10-30 09:00 | 0 | 0.58176 | 2.635 | 0
2016-10-30 10:00 | 0 | 0.46006 | 2.635 | 0
2016-10-30 11:00 | 0 | 0 | 2.635 | 0
2016-10-30 12:00 | 0 | 0 | 2.635 | 0
2016-10-30 13:00 | 0 | 0 | 2.635 | 0
2016-10-30 14:00 | 0 | 0 | 2.635 | 0
2016-10-30 15:00 | 0 | 0 | 2.635 | 0
2016-10-30 16:00 | 0 | 0 | 2.635 | 0
2016-10-30 17:00 | 0 | 0 | 2.635 | 0
2016-10-30 18:00 | 0 | 0 | 2.6787 | 0
2016-10-30 19:00 | 0.36454 | 0 | 3.226 | 0
2016-10-30 20:00 | 0 | 0 | 5.861 | 0
2016-10-30 21:00 | 0 | 0 | 5.861 | 0
2016-10-30 22:00 | 0 | 0 | 5.861 | 0
2016-10-30 23:00 | 0.77574 | 0 | 3.226 | 0
2016-10-31 | 0.10925 | 0 | 3.226 | 0
2016-10-31 01:00 | 0 | 0 | 3.053 | 0
2016-10-31 02:00 | 0 | 0 | 2.8958 | 0
2016-10-31 03:00 | 0 | 0 | 2.635 | 0
2016-10-31 04:00 | 0 | 0 | 2.635 | 0
2016-10-31 05:00 | 0 | 0 | 2.635 | 0
2016-10-31 06:00 | 0 | 0 | 2.635 | 0
2016-10-31 07:00 | 0 | 0.64119 | 2.635 | 0
2016-10-31 08:00 | 0 | 0 | 2.635 | 0
2016-10-31 09:00 | 0 | 0 | 2.635 | 0
2016-10-31 10:00 | 0 | 0 | 2.635 | 0
2016-10-31 11:00 | 0 | 0 | 2.635 | 0
2016-10-31 12:00 | 0 | 0 | 2.635 | 0
2016-10-31 13:00 | 0 | 0.22692 | 2.635 | 0
2016-10-31 14:00 | 0 | 0 | 2.635 | 0
2016-10-31 15:00 | 0 | 0 | 2.635 | 0
2016-10-31 16:00 | 0 | 0 | 2.635 | 0
2016-10-31 17:00 | 0 | 0 | 2.635 | 0
2016-10-31 18:00 | 0 | 0 | 2.7321 | 0
2016-10-31 19:00 | 0.35045 | 0 | 3.226 | 0
2016-10-31 20:00 | 0 | 0 | 5.861 | 0
2016-10-31 21:00 | 0 | 0 | 5.861 | 0
2016-10-31 22:00 | 0 | 0 | 5.861 | 0
2016-10-31 23:00 | 0.89853 | 0 | 3.226 | 0
2016-11-01 | 0.32318 | 0 | 3.226 | 0
2016-11-01 01:00 | 0 | 0 | 3.0609 | 0
2016-11-01 02:00 | 0 | 0 | 2.8348 | 0
2016-11-01 03:00 | 0 | 0 | 2.7207 | 0
2016-11-01 04:00 | 0 | 0 | 2.635 | 0
2016-11-01 05:00 | 0 | 0 | 2.635 | 0
2016-11-01 06:00 | 0 | 0.21081 | 2.635 | 0
2016-11-01 07:00 | 0 | 0 | 2.635 | 0
2016-11-01 08:00 | 0 | 0 | 2.635 | 0
2016-11-01 09:00 | 0 | 0 | 2.635 | 0
2016-11-01 10:00 | 0 | 0 | 2.635 | 0
2016-11-01 11:00 | 0 | 0 | 2.635 | 0
2016-11-01 12:00 | 0 | 0 | 2.635 | 0
2016-11-01 13:00 | 0 | 0 | 2.635 | 0
2016-11-01 14:00 | 0 | 0 | 2.7357 | 0
2016-11-01 15:00 | 0 | 0 | 2.8082 | 0
2016-11-01 16:00 | 0 | 0 | 2.8125 | 0
2016-11-01 17:00 | 0 | 0 | 2.7132 | 0
2016-11-01 18:00 | 0 | 0 | 2.6955 | 0
2016-11-01 19:00 | 0.15592 | 0 | 3.226 | 0
2016-11-01 20:00 | 0 | 0 | 5.861 | 0
2016-11-01 21:00 | 0 | 0.55831 | 5.861 | 0
2016-11-01 22:00 | 0 | 1.0502 | 5.861 | 0
2016-11-01 23:00 | 0.75085 | 0 | 3.226 | 0
2016-11-02 | 0.43883 | 0 | 3.226 | 0
2016-11-02 01:00 | 0 | 0 | 3.161 | 0
2016-11-02 02:00 | 0 | 0 | 2.819 | 0
2016-11-02 03:00 | 0 | 0 | 2.6929 | 0
2016-11-02 04:00 | 0 | 0 | 2.635 | 0
2016-11-02 05:00 | 0 | 0 | 2.635 | 0
2016-11-02 06:00 | 0 | 0.37918 | 2.635 | 0
2016-11-02 07:00 | 0 | 0.69137 | 2.635 | 0
2016-11-02 08:00 | 0 | 0.56254 | 2.635 | 0
2016-11-02 09:00 | 0 | 0.43298 | 2.635 | 0
2016-11-02 10:00 | 0 | 0 | 2.635 | 0
2016-11-02 11:00 | 0 | 0 | 2.635 | 0
2016-11-02 12:00 | 0 | 0 | 2.635 | 0
2016-11-02 13:00 | 0 | 0 | 2.635 | 0
2016-11-02 14:00 | 0 | 0 | 2.75 | 0
2016-11-02 15:00 | 0 | 0 | 2.7717 | 0
2016-11-02 16:00 | 0 | 0 | 2.8355 | 0
2016-11-02 17:00 | 0 | 0 | 2.7737 | 0
2016-11-02 18:00 | 0 | 0 | 2.743 | 0
2016-11-02 19:00 | 0.23461 | 0 | 3.226 | 0
2016-11-02 20:00 | 0 | 0 | 5.861 | 0
2016-11-02 21:00 | 0 | 0.74023 | 5.861 | 0
2016-11-02 22:00 | 0 | 0 | 5.861 | 0
2016-11-02 23:00 | 1.0023 | 0 | 3.226 | 0
2016-11-03 | 0.36801 | 0 | 3.226 | 0
2016-11-03 01:00 | 0 | 0 | 3.0832 | 0
2016-11-03 02:00 | 0 | 0 | 2.7441 | 0
2016-11-03 03:00 | 0 | 0 | 2.6387 | 0
2016-11-03 04:00 | 0 | 0 | 2.635 | 0
2016-11-03 05:00 | 0 | 0 | 2.635 | 0
2016-11-03 06:00 | 0 | 0.45823 | 2.635 | 0
2016-11-03 07:00 | 0 | 0.69467 | 2.635 | 0
2016-11-03 08:00 | 0 | 0.47909 | 2.635 | 0
2016-11-03 09:00 | 0 | 0.41651 | 2.635 | 0
2016-11-03 10:00 | 0 | 0.38101 | 2.635 | 0
2016-11-03 11:00 | 0 | 0.35429 | 2.635 | 0
2016-11-03 12:00 | 0 | 0 | 2.635 | 0
2016-11-03 13:00 | 0 | 0 | 2.635 | 0
2016-11-03 14:00 | 0 | 0 | 2.635 | 0
2016-11-03 15:00 | 0 | 0 | 2.635 | 0
2016-11-03 16:00 | 0 | 0 | 2.635 | 0
2016-11-03 17:00 | 0 | 0 | 2.6366 | 0
2016-11-03 18:00 | 0 | 0 | 2.635 | 0
2016-11-03 19:00 | 0 | 0 | 3.1553 | 0
2016-11-03 20:00 | 0.9042 | 0 | 3.226 | 0
2016-11-03 21:00 | 0 | 0 | 5.861 | 0
2016-11-03 22:00 | 0 | 0.95864 | 5.861 | 0
2016-11-03 23:00 | 0.73749 | 0 | 3.226 | 0
2016-11-04 | 0.24485 | 0 | 3.226 | 0
2016-11-04 01:00 | 0 | 0 | 3.0784 | 0
2016-11-04 02:00 | 0 | 0 | 2.7995 | 0
2016-11-04 03:00 | 0 | 0 | 2.6969 | 0
2016-11-04 04:00 | 0 | 0 | 2.635 | 0
2016-11-04 05:00 | 0 | 0 | 2.635 | 0
2016-11-04 06:00 | 0 | 0.50911 | 2.635 | 0
2016-11-04 07:00 | 0 | 0.75835 | 2.635 | 0
2016-11-04 08:00 | 0 | 0.65166 | 2.635 | 0
2016-11-04 09:00 | 0 | 0 | 2.635 | 0
2016-11-04 10:00 | 0 | 0 | 2.635 | 0
2016-11-04 11:00 | 0 | 0 | 2.635 | 0
2016-11-04 12:00 | 0 | 0 | 2.635 | 0
2016-11-04 13:00 | 0 | 0 | 2.635 | 0
2016-11-04 14:00 | 0 | 0 | 2.635 | 0
2016-11-04 15:00 | 0 | 0 | 2.6906 | 0
2016-11-04 16:00 | 0 | 0 | 2.6709 | 0
2016-11-04 17:00 | 0 | 0 | 2.635 | 0
2016-11-04 18:00 | 0 | 0.22216 | 2.635 | 0
2016-11-04 19:00 | 0 | 0 | 2.8984 | 0
2016-11-04 20:00 | 0.7223 | 0 | 3.226 | 0
2016-11-04 21:00 | 0.8138 | 0 | 3.226 | 0
2016-11-04 22:00 | 0.89615 | 0 | 3.226 | 0
2016-11-04 23:00 | 0.50343 | 0 | 3.226 | 0
2016-11-05 | 0 | 0 | 3.1856 | 0
2016-11-05 01:00 | 0 | 0 | 2.9431 | 0
2016-11-05 02:00 | 0 | 0 | 2.7142 | 0
2016-11-05 03:00 | 0 | 0 | 2.635 | 0
2016-11-05 04:00 | 0 | 0.22564 | 2.635 | 0
2016-11-05 05:00 | 0 | 0.27834 | 2.635 | 0
2016-11-05 06:00 | 0 | 0.55778 | 2.635 | 0
2016-11-05 07:00 | 0 | 0.78818 | 2.635 | 0
2016-11-05 08:00 | 0 | 0.57553 | 2.635 | 0
2016-11-05 09:00 | 0 | 0.52594 | 2.635 | 0
2016-11-05 10:00 | 0 | 0.41486 | 2.635 | 0
2016-11-05 11:00 | 0 | 0.38192 | 2.635 | 0
2016-11-05 12:00 | 0 | 0.27084 | 2.635 | 0
2016-11-05 13:00 | 0 | 0.25346 | 2.635 | 0
2016-11-05 14:00 | 0 | 0 | 2.635 | 0
2016-11-05 15:00 | 0 | 0 | 2.635 | 0
2016-11-05 16:00 | 0 | 0 | 2.635 | 0
2016-11-05 17:00 | 0 | 0 | 2.635 | 0
2016-11-05 18:00 | 0 | 0 | 2.635 | 0
2016-11-05 19:00 | 0.025254 | 0 | 3.226 | 0
2016-11-05 20:00 | 1.0539 | 0 | 3.226 | 0
2016-11-05 21:00 | 0 | 0.76313 | 5.861 | 0
2016-11-05 22:00 | 0.9139 | 0 | 3.226 | 0
2016-11-05 23:00 | 0.3918 | 0 | 3.226 | 0
2016-11-06 | 0 | 0 | 3.0773 | 0
2016-11-06 01:00 | 0 | 0 | 2.8805 | 0
2016-11-06 02:00 | 0 | 0 | 2.6671 | 0
2016-11-06 03:00 | 0 | 0 | 2.635 | 0
2016-11-06 04:00 | 0 | 0 | 2.635 | 0
2016-11-06 05:00 | 0 | 0 | 2.635 | 0
2016-11-06 06:00 | 0 | 0.41797 | 2.635 | 0
2016-11-06 07:00 | 0 | 0.61067 | 2.635 | 0
2016-11-06 08:00 | 0 | 0.592 | 2.635 | 0
2016-11-06 09:00 | 0 | 0.58121 | 2.635 | 0
2016-11-06 10:00 | 0 | 0 | 2.635 | 0
2016-11-06 11:00 | 0 | 0 | 2.635 | 0
2016-11-06 12:00 | 0 | 0 | 2.635 | 0
2016-11-06 13:00 | 0 | 0 | 2.635 | 0
2016-11-06 14:00 | 0 | 0 | 2.635 | 0
2016-11-06 15:00 | 0 | 0 | 2.635 | 0
2016-11-06 16:00 | 0 | 0 | 2.635 | 0
2016-11-06 17:00 | 0 | 0 | 2.635 | 0
2016-11-06 18:00 | 0 | 0 | 2.635 | 0
2016-11-06 19:00 | 0.15189 | 0 | 3.226 | 0
2016-11-06 20:00 | 0 | 0 | 5.861 | 0
2016-11-06 21:00 | 0 | 0 | 5.861 | 0
2016-11-06 22:00 | 1.0028 | 0 | 3.226 | 0
2016-11-06 23:00 | 0.44981 | 0 | 3.226 | 0
2016-11-07 | 0 | 0 | 3.1123 | 0
2016-11-07 01:00 | 0 | 0 | 2.6815 | 0
2016-11-07 02:00 | 0 | 0 | 2.635 | 0
2016-11-07 03:00 | 0 | 0.2992 | 2.635 | 0
2016-11-07 04:00 | 0 | 0.33288 | 2.635 | 0
2016-11-07 05:00 | 0 | 0.295 | 2.635 | 0
2016-11-07 06:00 | 0 | 0 | 2.635 | 0
2016-11-07 07:00 | 0 | 0.80685 | 2.635 | 0
2016-11-07 08:00 | 0 | 0.74829 | 2.635 | 0
2016-11-07 09:00 | 0 | 0 | 2.635 | 0
2016-11-07 10:00 | 0 | 0 | 2.635 | 0
2016-11-07 11:00 | 0 | 0 | 2.635 | 0
2016-11-07 12:00 | 0 | 0 | 2.635 | 0
2016-11-07 13:00 | 0 | 0.23021 | 2.635 | 0
2016-11-07 14:00 | 0 | 0.22601 | 2.635 | 0
2016-11-07 15:00 | 0 | 0 | 2.635 | 0
2016-11-07 16:00 | 0 | 0 | 2.635 | 0
2016-11-07 17:00 | 0 | 0 | 2.635 | 0
2016-11-07 18:00 | 0 | 0 | 2.635 | 0
2016-11-07 19:00 | 0.10065 | 0 | 3.226 | 0
2016-11-07 20:00 | 1.0687 | 0 | 3.226 | 0
2016-11-07 21:00 | 0 | 0 | 5.861 | 0
2016-11-07 22:00 | 1.077 | 0 | 3.226 | 0
2016-11-07 23:00 | 0.72761 | 0 | 3.226 | 0
2016-11-08 | 0.053985 | 0 | 3.226 | 0
2016-11-08 01:00 | 0 | 0 | 2.8535 | 0
2016-11-08 02:00 | 0 | 0 | 2.635 | 0
2016-11-08 03:00 | 0 | 0 | 2.635 | 0
2016-11-08 04:00 | 0 | 0.22582 | 2.635 | 0
2016-11-08 05:00 | 0 | 0 | 2.635 | 0
2016-11-08 06:00 | 0 | 0 | 2.635 | 0
2016-11-08 07:00 | 0 | 0.74591 | 2.635 | 0
2016-11-08 08:00 | 0 | 0 | 2.635 | 0
2016-11-08 09:00 | 0 | 0 | 2.635 | 0
2016-11-08 10:00 | 0 | 0 | 2.635 | 0
2016-11-08 11:00 | 0 | 0 | 2.635 | 0
2016-11-08 12:00 | 0 | 0 | 2.635 | 0
2016-11-08 13:00 | 0 | 0.33745 | 2.635 | 0
2016-11-08 14:00 | 0 | 0.25712 | 2.635 | 0
2016-11-08 15:00 | 0 | 0 | 2.635 | 0
2016-11-08 16:00 | 0 | 0 | 2.635 | 0
2016-11-08 17:00 | 0 | 0 | 2.635 | 0
2016-11-08 18:00 | 0 | 0 | 2.635 | 0
2016-11-08 19:00 | 0 | 0 | 3.2246 | 0
2016-11-08 20:00 | 0 | 1.074 | 5.861 | 0
2016-11-08 21:00 | 0 | 0 | 5.861 | 0
2016-11-08 22:00 | 0.90127 | 0 | 3.226 | 0
2016-11-08 23:00 | 0.48586 | 0 | 3.226 | 0
2016-11-09 | 0 | 0 | 3.1931 | 0
2016-11-09 01:00 | 0 | 0 | 2.9644 | 0
2016-11-09 02:00 | 0 | 0 | 2.7388 | 0
2016-11-09 03:00 | 0 | 0 | 2.6401 | 0
2016-11-09 04:00 | 0 | 0 | 2.635 | 0
2016-11-09 05:00 | 0 | 0 | 2.635 | 0
2016-11-09 06:00 | 0 | 0.51514 | 2.635 | 0
2016-11-09 07:00 | 0 | 0.74243 | 2.635 | 0
2016-11-09 08:00 | 0 | 0.63245 | 2.635 | 0
2016-11-09 09:00 | 0 | 0.60848 | 2.635 | 0
2016-11-09 10:00 | 0 | 0.50197 | 2.635 | 0
2016-11-09 11:00 | 0 | 0.48879 | 2.635 | 0
2016-11-09 12:00 | 0 | 0.4112 | 2.635 | 0
2016-11-09 13:00 | 0 | 0.35429 | 2.635 | 0
2016-11-09 14:00 | 0 | 0.28823 | 2.635 | 0
2016-11-09 15:00 | 0 | 0.24138 | 2.635 | 0
2016-11-09 16:00 | 0 | 0 | 2.635 | 0
2016-11-09 17:00 | 0 | 0 | 2.635 | 0
2016-11-09 18:00 | 0 | 0 | 2.635 | 0
2016-11-09 19:00 | 0 | 0 | 3.0219 | 0
2016-11-09 20:00 | 0.69394 | 0 | 3.226 | 0
2016-11-09 21:00 | 0.90475 | 0 | 3.226 | 0
2016-11-09 22:00 | 0.81746 | 0 | 3.226 | 0
2016-11-09 23:00 | 0.51826 | 0 | 3.226 | 0
2016-11-10 | 0 | 0 | 3.149 | 0
2016-11-10 01:00 | 0 | 0 | 2.7546 | 0
2016-11-10 02:00 | 0 | 0 | 2.6411 | 0
2016-11-10 03:00 | 0 | 0 | 2.635 | 0
2016-11-10 04:00 | 0 | 0 | 2.635 | 0
2016-11-10 05:00 | 0 | 0 | 2.635 | 0
2016-11-10 06:00 | 0 | 0.49282 | 2.635 | 0
2016-11-10 07:00 | 0 | 0.7708 | 2.635 | 0
2016-11-10 08:00 | 0 | 0.63245 | 2.635 | 0
2016-11-10 09:00 | 0 | 0.63757 | 2.635 | 0
2016-11-10 10:00 | 0 | 0.58029 | 2.635 | 0
2016-11-10 11:00 | 0 | 0.49318 | 2.635 | 0
2016-11-10 12:00 | 0 | 0.36435 | 2.635 | 0
2016-11-10 13:00 | 0 | 0.21155 | 2.635 | 0
2016-11-10 14:00 | 0 | 0 | 2.635 | 0
2016-11-10 15:00 | 0 | 0 | 2.635 | 0
2016-11-10 16:00 | 0 | 0 | 2.635 | 0
2016-11-10 17:00 | 0 | 0 | 2.635 | 0
2016-11-10 18:00 | 0 | 0 | 2.635 | 0
2016-11-10 19:00 | 0 | 0 | 3.1054 | 0
2016-11-10 20:00 | 0.90091 | 0 | 3.226 | 0
2016-11-10 21:00 | 1.1106 | 0 | 3.226 | 0
2016-11-10 22:00 | 0.83686 | 0 | 3.226 | 0
2016-11-10 23:00 | 0.43938 | 0 | 3.226 | 0
2016-11-11 | 0.004941 | 0 | 3.226 | 0
2016-11-11 01:00 | 0 | 0 | 2.8348 | 0
2016-11-11 02:00 | 0 | 0 | 2.7004 | 0
2016-11-11 03:00 | 0 | 0 | 2.635 | 0
2016-11-11 04:00 | 0 | 0 | 2.635 | 0
2016-11-11 05:00 | 0 | 0 | 2.635 | 0
2016-11-11 06:00 | 0 | 0.40132 | 2.635 | 0
2016-11-11 07:00 | 0 | 0.64928 | 2.635 | 0
2016-11-11 08:00 | 0 | 0.56163 | 2.635 | 0
2016-11-11 09:00 | 0 | 0.49154 | 2.635 | 0
2016-11-11 10:00 | 0 | 0.4198 | 2.635 | 0
2016-11-11 11:00 | 0 | 0 | 2.635 | 0
2016-11-11 12:00 | 0 | 0.35703 | 2.635 | 0
2016-11-11 13:00 | 0 | 0.30213 | 2.635 | 0
2016-11-11 14:00 | 0 | 0 | 2.635 | 0
2016-11-11 15:00 | 0 | 0 | 2.635 | 0
2016-11-11 16:00 | 0 | 0 | 2.6555 | 0
2016-11-11 17:00 | 0 | 0 | 2.635 | 0
2016-11-11 18:00 | 0 | 0.2218 | 2.635 | 0
2016-11-11 19:00 | 0 | 0 | 3.0779 | 0
2016-11-11 20:00 | 0.91866 | 0 | 3.226 | 0
2016-11-11 21:00 | 0 | 0 | 5.861 | 0
2016-11-11 22:00 | 1.0296 | 0 | 3.226 | 0
2016-11-11 23:00 | 0.53802 | 0 | 3.226 | 0
2016-11-12 | 0.024339 | 0 | 3.226 | 0
2016-11-12 01:00 | 0 | 0 | 3.0004 | 0
2016-11-12 02:00 | 0 | 0 | 2.7796 | 0
2016-11-12 03:00 | 0 | 0 | 2.6965 | 0
2016-11-12 04:00 | 0 | 0 | 2.635 | 0
2016-11-12 05:00 | 0 | 0 | 2.635 | 0
2016-11-12 06:00 | 0 | 0.40827 | 2.635 | 0
2016-11-12 07:00 | 0 | 0.63922 | 2.635 | 0
2016-11-12 08:00 | 0 | 0 | 2.635 | 0
2016-11-12 09:00 | 0 | 0.47287 | 2.635 | 0
2016-11-12 10:00 | 0 | 0.3477 | 2.635 | 0
2016-11-12 11:00 | 0 | 0.323 | 2.635 | 0
2016-11-12 12:00 | 0 | 0.38851 | 2.635 | 0
2016-11-12 13:00 | 0 | 0.30982 | 2.635 | 0
2016-11-12 14:00 | 0 | 0 | 2.635 | 0
2016-11-12 15:00 | 0 | 0 | 2.6472 | 0
2016-11-12 16:00 | 0 | 0 | 2.6545 | 0
2016-11-12 17:00 | 0 | 0 | 2.635 | 0
2016-11-12 18:00 | 0 | 0.16781 | 2.635 | 0
2016-11-12 19:00 | 0 | 0 | 3.067 | 0
2016-11-12 20:00 | 0.84015 | 0 | 3.226 | 0
2016-11-12 21:00 | 1.0021 | 0 | 3.226 | 0
2016-11-12 22:00 | 0.93623 | 0 | 3.226 | 0
2016-11-12 23:00 | 0.36801 | 0 | 3.226 | 0
2016-11-13 | 0 | 0 | 3.2193 | 0
2016-11-13 01:00 | 0 | 0 | 2.9392 | 0
2016-11-13 02:00 | 0 | 0 | 2.8038 | 0
2016-11-13 03:00 | 0 | 0 | 2.6685 | 0
2016-11-13 04:00 | 0 | 0 | 2.635 | 0
2016-11-13 05:00 | 0 | 0 | 2.635 | 0
2016-11-13 06:00 | 0 | 0.49959 | 2.635 | 0
2016-11-13 07:00 | 0 | 0.74591 | 2.635 | 0
2016-11-13 08:00 | 0 | 0.5759 | 2.635 | 0
2016-11-13 09:00 | 0 | 0.49373 | 2.635 | 0
2016-11-13 10:00 | 0 | 0.366 | 2.635 | 0
2016-11-13 11:00 | 0 | 0.36929 | 2.635 | 0
2016-11-13 12:00 | 0 | 0.3757 | 2.635 | 0
2016-11-13 13:00 | 0 | 0.26663 | 2.635 | 0
2016-11-13 14:00 | 0 | 0 | 2.635 | 0
2016-11-13 15:00 | 0 | 0 | 2.635 | 0
2016-11-13 16:00 | 0 | 0 | 2.6512 | 0
2016-11-13 17:00 | 0 | 0 | 2.6642 | 0
2016-11-13 18:00 | 0 | 0 | 2.6878 | 0
2016-11-13 19:00 | 0.061305 | 0 | 3.226 | 0
2016-11-13 20:00 | 0 | 1.0442 | 5.861 | 0
2016-11-13 21:00 | 0 | 0 | 5.861 | 0
2016-11-13 22:00 | 1.0515 | 0 | 3.226 | 0
2016-11-13 23:00 | 0.62604 | 0 | 3.226 | 0
2016-11-14 | 0.082899 | 0 | 3.226 | 0
2016-11-14 01:00 | 0 | 0 | 2.9494 | 0
2016-11-14 02:00 | 0 | 0 | 2.831 | 0
2016-11-14 03:00 | 0 | 0 | 2.6797 | 0
2016-11-14 04:00 | 0 | 0 | 2.635 | 0
2016-11-14 05:00 | 0 | 0 | 2.635 | 0
2016-11-14 06:00 | 0 | 0.4683 | 2.635 | 0
2016-11-14 07:00 | 0 | 0.71004 | 2.635 | 0
2016-11-14 08:00 | 0 | 0.57041 | 2.635 | 0
2016-11-14 09:00 | 0 | 0.49538 | 2.635 | 0
2016-11-14 10:00 | 0 | 0.45988 | 2.635 | 0
2016-11-14 11:00 | 0 | 0 | 2.635 | 0
2016-11-14 12:00 | 0 | 0.33837 | 2.635 | 0
2016-11-14 13:00 | 0 | 0.22143 | 2.635 | 0
2016-11-14 14:00 | 0 | 0 | 2.635 | 0
2016-11-14 15:00 | 0 | 0 | 2.6809 | 0
2016-11-14 16:00 | 0 | 0 | 2.6783 | 0
2016-11-14 17:00 | 0 | 0 | 2.7069 | 0
2016-11-14 18:00 | 0 | 0 | 2.7199 | 0
2016-11-14 19:00 | 0.058926 | 0 | 3.226 | 0
2016-11-14 20:00 | 0 | 1.0206 | 5.861 | 0
2016-11-14 21:00 | 0 | 0.80374 | 5.861 | 0
2016-11-14 22:00 | 0.97722 | 0 | 3.226 | 0
2016-11-14 23:00 | 0.47562 | 0 | 3.226 | 0
2016-11-15 | 0.064416 | 0 | 3.226 | 0
2016-11-15 01:00 | 0 | 0 | 2.8856 | 0
2016-11-15 02:00 | 0 | 0 | 2.7335 | 0
2016-11-15 03:00 | 0 | 0 | 2.6577 | 0
2016-11-15 04:00 | 0 | 0 | 2.635 | 0
2016-11-15 05:00 | 0 | 0.27853 | 2.635 | 0
2016-11-15 06:00 | 0 | 0.55833 | 2.635 | 0
2016-11-15 07:00 | 0 | 0.80191 | 2.635 | 0
2016-11-15 08:00 | 0 | 0.6136 | 2.635 | 0
2016-11-15 09:00 | 0 | 0.46372 | 2.635 | 0
2016-11-15 10:00 | 0 | 0.35044 | 2.635 | 0
2016-11-15 11:00 | 0 | 0.28914 | 2.635 | 0
2016-11-15 12:00 | 0 | 0 | 2.635 | 0
2016-11-15 13:00 | 0 | 0.27487 | 2.635 | 0
2016-11-15 14:00 | 0 | 0.17037 | 2.635 | 0
2016-11-15 15:00 | 0 | 0 | 2.6661 | 0
2016-11-15 16:00 | 0 | 0 | 2.8054 | 0
2016-11-15 17:00 | 0 | 0 | 2.7603 | 0
2016-11-15 18:00 | 0 | 0 | 2.6996 | 0
2016-11-15 19:00 | 0.05673 | 0 | 3.226 | 0
2016-11-15 20:00 | 0.91775 | 0 | 3.226 | 0
2016-11-15 21:00 | 1.0409 | 0 | 3.226 | 0
2016-11-15 22:00 | 0.89121 | 0 | 3.226 | 0
2016-11-15 23:00 | 0.63464 | 0 | 3.226 | 0
2016-11-16 | 0.13633 | 0 | 3.226 | 0
2016-11-16 01:00 | 0 | 0 | 2.9528 | 0
2016-11-16 02:00 | 0 | 0 | 2.7302 | 0
2016-11-16 03:00 | 0 | 0 | 2.635 | 0
2016-11-16 04:00 | 0 | 0 | 2.635 | 0
2016-11-16 05:00 | 0 | 0.1744 | 2.635 | 0
2016-11-16 06:00 | 0 | 0.45695 | 2.635 | 0
2016-11-16 07:00 | 0 | 0.67216 | 2.635 | 0
2016-11-16 08:00 | 0 | 0.5479 | 2.635 | 0
2016-11-16 09:00 | 0 | 0.38595 | 2.635 | 0
2016-11-16 10:00 | 0 | 0.29042 | 2.635 | 0
2016-11-16 11:00 | 0 | 0.22326 | 2.635 | 0
2016-11-16 12:00 | 0 | 0.26443 | 2.635 | 0
2016-11-16 13:00 | 0 | 0.15354 | 2.635 | 0
2016-11-16 14:00 | 0 | 0 | 2.635 | 0
2016-11-16 15:00 | 0 | 0 | 2.7124 | 0
2016-11-16 16:00 | 0 | 0 | 2.7709 | 0
2016-11-16 17:00 | 0 | 0 | 2.6618 | 0
2016-11-16 18:00 | 0 | 0 | 2.635 | 0
2016-11-16 19:00 | 0 | 0 | 2.9929 | 0
2016-11-16 20:00 | 0.81563 | 0 | 3.226 | 0
2016-11-16 21:00 | 1.0954 | 0 | 3.226 | 0
2016-11-16 22:00 | 1.1029 | 0 | 3.226 | 0
2016-11-16 23:00 | 0.8063 | 0 | 3.226 | 0
2016-11-17 | 0.13085 | 0 | 3.226 | 0
2016-11-17 01:00 | 0 | 0 | 2.9784 | 0
2016-11-17 02:00 | 0 | 0 | 2.7869 | 0
2016-11-17 03:00 | 0 | 0 | 2.6399 | 0
2016-11-17 04:00 | 0 | 0.20862 | 2.635 | 0
2016-11-17 05:00 | 0 | 0.26206 | 2.635 | 0
2016-11-17 06:00 | 0 | 0.49373 | 2.635 | 0
2016-11-17 07:00 | 0 | 0.66777 | 2.635 | 0
2016-11-17 08:00 | 0 | 0.40443 | 2.635 | 0
2016-11-17 09:00 | 0 | 0.40315 | 2.635 | 0
2016-11-17 10:00 | 0 | 0.36307 | 2.635 | 0
2016-11-17 11:00 | 0 | 0.34184 | 2.635 | 0
2016-11-17 12:00 | 0 | 0.28237 | 2.635 | 0
2016-11-17 13:00 | 0 | 0.25785 | 2.635 | 0
2016-11-17 14:00 | 0 | 0 | 2.635 | 0
2016-11-17 15:00 | 0 | 0 | 2.6929 | 0
2016-11-17 16:00 | 0 | 0 | 2.8525 | 0
2016-11-17 17:00 | 0 | 0 | 2.8257 | 0
2016-11-17 18:00 | 0 | 0 | 2.635 | 0
2016-11-17 19:00 | 0 | 0 | 3.0664 | 0
2016-11-17 20:00 | 1.0268 | 0 | 3.226 | 0
2016-11-17 21:00 | 1.07 | 0 | 3.226 | 0
2016-11-17 22:00 | 1.0288 | 0 | 3.226 | 0
2016-11-17 23:00 | 0.6685 | 0 | 3.226 | 0
2016-11-18 | 0.18922 | 0 | 3.226 | 0
2016-11-18 01:00 | 0 | 0 | 3.0394 | 0
2016-11-18 02:00 | 0 | 0 | 2.7242 | 0
2016-11-18 03:00 | 0 | 0 | 2.635 | 0
2016-11-18 04:00 | 0 | 0.18721 | 2.635 | 0
2016-11-18 05:00 | 0 | 0 | 2.635 | 0
2016-11-18 06:00 | 0 | 0.44451 | 2.635 | 0
2016-11-18 07:00 | 0 | 0.70565 | 2.635 | 0
2016-11-18 08:00 | 0 | 0.51643 | 2.635 | 0
2016-11-18 09:00 | 0 | 0.40406 | 2.635 | 0
2016-11-18 10:00 | 0 | 0.34642 | 2.635 | 0
2016-11-18 11:00 | 0 | 0.20331 | 2.635 | 0
2016-11-18 12:00 | 0 | 0.15939 | 2.635 | 0
2016-11-18 13:00 | 0 | 0.26956 | 2.635 | 0
2016-11-18 14:00 | 0 | 0.18739 | 2.635 | 0
2016-11-18 15:00 | 0 | 0.14036 | 2.635 | 0
2016-11-18 16:00 | 0 | 0 | 2.635 | 0
2016-11-18 17:00 | 0 | 0.13304 | 2.635 | 0
2016-11-18 18:00 | 0 | 0.14292 | 2.635 | 0
2016-11-18 19:00 | 0 | 0 | 3.1474 | 0
2016-11-18 20:00 | 0.90823 | 0 | 3.226 | 0
2016-11-18 21:00 | 1.0499 | 0 | 3.226 | 0
2016-11-18 22:00 | 1.0114 | 0 | 3.226 | 0
2016-11-18 23:00 | 0.58761 | 0 | 3.226 | 0
2016-11-19 | 0.021594 | 0 | 3.226 | 0
2016-11-19 01:00 | 0 | 0 | 2.8229 | 0
2016-11-19 02:00 | 0 | 0 | 2.635 | 0
2016-11-19 03:00 | 0 | 0 | 2.635 | 0
2016-11-19 04:00 | 0 | 0 | 2.635 | 0
2016-11-19 05:00 | 0 | 0 | 2.635 | 0
2016-11-19 06:00 | 0 | 0.44011 | 2.635 | 0
2016-11-19 07:00 | 0 | 0.73127 | 2.635 | 0
2016-11-19 08:00 | 0 | 0.63391 | 2.635 | 0
2016-11-19 09:00 | 0 | 0.51844 | 2.635 | 0
2016-11-19 10:00 | 0 | 0 | 2.635 | 0
2016-11-19 11:00 | 0 | 0 | 2.635 | 0
2016-11-19 12:00 | 0 | 0 | 2.635 | 0
2016-11-19 13:00 | 0 | 0.19929 | 2.635 | 0
2016-11-19 14:00 | 0 | 0.20313 | 2.635 | 0
2016-11-19 15:00 | 0 | 0 | 2.635 | 0
2016-11-19 16:00 | 0 | 0.057551 | 2.635 | 0
2016-11-19 17:00 | 0 | 0 | 2.635 | 0
2016-11-19 18:00 | 0 | 0.11364 | 2.635 | 0
2016-11-19 19:00 | 0.006771 | 0 | 3.226 | 0
2016-11-19 20:00 | 1.0085 | 0 | 3.226 | 0
2016-11-19 21:00 | 0 | 1.0462 | 5.861 | 0
2016-11-19 22:00 | 1.0356 | 0 | 3.226 | 0
2016-11-19 23:00 | 0.71644 | 0 | 3.226 | 0
2016-11-20 | 0.14933 | 0 | 3.226 | 0
2016-11-20 01:00 | 0 | 0 | 2.9169 | 0
2016-11-20 02:00 | 0 | 0 | 2.6988 | 0
2016-11-20 03:00 | 0 | 0 | 2.635 | 0
2016-11-20 04:00 | 0 | 0 | 2.635 | 0
2016-11-20 05:00 | 0 | 0 | 2.635 | 0
2016-11-20 06:00 | 0 | 0.52448 | 2.635 | 0
2016-11-20 07:00 | 0 | 0.73731 | 2.635 | 0
2016-11-20 08:00 | 0 | 0.63117 | 2.635 | 0
2016-11-20 09:00 | 0 | 0.45201 | 2.635 | 0
2016-11-20 10:00 | 0 | 0.41999 | 2.635 | 0
2016-11-20 11:00 | 0 | 0.38375 | 2.635 | 0
2016-11-20 12:00 | 0 | 0 | 2.635 | 0
2016-11-20 13:00 | 0 | 0 | 2.635 | 0
2016-11-20 14:00 | 0 | 0 | 2.635 | 0
2016-11-20 15:00 | 0 | 0.20057 | 2.635 | 0
2016-11-20 16:00 | 0 | 0 | 2.635 | 0
2016-11-20 17:00 | 0 | 0.20112 | 2.635 | 0
2016-11-20 18:00 | 0 | 0 | 2.635 | 0
2016-11-20 19:00 | 0.13798 | 0 | 3.226 | 0
2016-11-20 20:00 | 0 | 0 | 5.861 | 0
2016-11-20 21:00 | 0 | 0 | 5.861 | 0
2016-11-20 22:00 | 0 | 0 | 5.861 | 0
2016-11-20 23:00 | 0.73054 | 0 | 3.226 | 0
2016-11-21 | 0.19416 | 0 | 3.226 | 0
2016-11-21 01:00 | 0 | 0 | 3.079 | 0
2016-11-21 02:00 | 0 | 0 | 2.7764 | 0
2016-11-21 03:00 | 0 | 0 | 2.635 | 0
2016-11-21 04:00 | 0 | 0 | 2.635 | 0
2016-11-21 05:00 | 0 | 0 | 2.635 | 0
2016-11-21 06:00 | 0 | 0.6039 | 2.635 | 0
2016-11-21 07:00 | 0 | 0 | 2.635 | 0
2016-11-21 08:00 | 0 | 0.74408 | 2.635 | 0
2016-11-21 09:00 | 0 | 0.58981 | 2.635 | 0
2016-11-21 10:00 | 0 | 0.44725 | 2.635 | 0
2016-11-21 11:00 | 0 | 0.38576 | 2.635 | 0
2016-11-21 12:00 | 0 | 0 | 2.635 | 0
2016-11-21 13:00 | 0 | 0.19947 | 2.635 | 0
2016-11-21 14:00 | 0 | 0 | 2.635 | 0
2016-11-21 15:00 | 0 | 0 | 2.635 | 0
2016-11-21 16:00 | 0 | 0 | 2.635 | 0
2016-11-21 17:00 | 0 | 0 | 2.635 | 0
2016-11-21 18:00 | 0 | 0 | 2.635 | 0
2016-11-21 19:00 | 0 | 0 | 3.1714 | 0
2016-11-21 20:00 | 0 | 0 | 5.861 | 0
2016-11-21 21:00 | 0 | 0.61708 | 5.861 | 0
2016-11-21 22:00 | 0 | 0.80831 | 5.861 | 0
2016-11-21 23:00 | 0.84564 | 0 | 3.226 | 0
2016-11-22 | 0.24321 | 0 | 3.226 | 0
2016-11-22 01:00 | 0 | 0 | 2.9474 | 0
2016-11-22 02:00 | 0 | 0 | 2.8034 | 0
2016-11-22 03:00 | 0 | 0 | 2.699 | 0
2016-11-22 04:00 | 0 | 0 | 2.635 | 0
2016-11-22 05:00 | 0 | 0.23241 | 2.635 | 0
2016-11-22 06:00 | 0 | 0.49556 | 2.635 | 0
2016-11-22 07:00 | 0 | 0.68003 | 2.635 | 0
2016-11-22 08:00 | 0 | 0.62806 | 2.635 | 0
2016-11-22 09:00 | 0 | 0.46244 | 2.635 | 0
2016-11-22 10:00 | 0 | 0 | 2.635 | 0
2016-11-22 11:00 | 0 | 0.282 | 2.635 | 0
2016-11-22 12:00 | 0 | 0.19764 | 2.635 | 0
2016-11-22 13:00 | 0 | 0.19288 | 2.635 | 0
2016-11-22 14:00 | 0 | 0 | 2.635 | 0
2016-11-22 15:00 | 0 | 0 | 2.635 | 0
2016-11-22 16:00 | 0 | 0 | 2.6718 | 0
2016-11-22 17:00 | 0 | 0 | 2.635 | 0
2016-11-22 18:00 | 0 | 0.18355 | 2.635 | 0
2016-11-22 19:00 | 0 | 0 | 3.1076 | 0
2016-11-22 20:00 | 0.89359 | 0 | 3.226 | 0
2016-11-22 21:00 | 1.0764 | 0 | 3.226 | 0
2016-11-22 22:00 | 0.86486 | 0 | 3.226 | 0
2016-11-22 23:00 | 0.44194 | 0 | 3.226 | 0
2016-11-23 | 0.019215 | 0 | 3.226 | 0
2016-11-23 01:00 | 0 | 0 | 3.0008 | 0
2016-11-23 02:00 | 0 | 0 | 2.7686 | 0
2016-11-23 03:00 | 0 | 0 | 2.635 | 0
2016-11-23 04:00 | 0 | 0 | 2.635 | 0
2016-11-23 05:00 | 0 | 0.19197 | 2.635 | 0
2016-11-23 06:00 | 0 | 0.42639 | 2.635 | 0
2016-11-23 07:00 | 0 | 0.75725 | 2.635 | 0
2016-11-23 08:00 | 0 | 0.62165 | 2.635 | 0
2016-11-23 09:00 | 0 | 0.47708 | 2.635 | 0
2016-11-23 10:00 | 0 | 0.31385 | 2.635 | 0
2016-11-23 11:00 | 0 | 0.27395 | 2.635 | 0
2016-11-23 12:00 | 0 | 0 | 2.635 | 0
2016-11-23 13:00 | 0 | 0.19361 | 2.635 | 0
2016-11-23 14:00 | 0 | 0 | 2.635 | 0
2016-11-23 15:00 | 0 | 0 | 2.6362 | 0
2016-11-23 16:00 | 0 | 0 | 2.6506 | 0
2016-11-23 17:00 | 0 | 0 | 2.635 | 0
2016-11-23 18:00 | 0 | 0 | 2.635 | 0
2016-11-23 19:00 | 0 | 0 | 3.1634 | 0
2016-11-23 20:00 | 0.88718 | 0 | 3.226 | 0
2016-11-23 21:00 | 0 | 0 | 5.861 | 0
2016-11-23 22:00 | 0.97631 | 0 | 3.226 | 0
2016-11-23 23:00 | 0.57389 | 0 | 3.226 | 0
2016-11-24 | 0.090036 | 0 | 3.226 | 0
2016-11-24 01:00 | 0 | 0 | 2.9153 | 0
2016-11-24 02:00 | 0 | 0 | 2.7073 | 0
2016-11-24 03:00 | 0 | 0 | 2.635 | 0
2016-11-24 04:00 | 0 | 0.18812 | 2.635 | 0
2016-11-24 05:00 | 0 | 0.2562 | 2.635 | 0
2016-11-24 06:00 | 0 | 0.46171 | 2.635 | 0
2016-11-24 07:00 | 0 | 0.68881 | 2.635 | 0
2016-11-24 08:00 | 0 | 0.53692 | 2.635 | 0
2016-11-24 09:00 | 0 | 0.46226 | 2.635 | 0
2016-11-24 10:00 | 0 | 0.34276 | 2.635 | 0
2016-11-24 11:00 | 0 | 0.36124 | 2.635 | 0
2016-11-24 12:00 | 0 | 0.34294 | 2.635 | 0
2016-11-24 13:00 | 0 | 0.2809 | 2.635 | 0
2016-11-24 14:00 | 0 | 0.13597 | 2.635 | 0
2016-11-24 15:00 | 0 | 0 | 2.635 | 0
2016-11-24 16:00 | 0 | 0 | 2.635 | 0
2016-11-24 17:00 | 0 | 0 | 2.635 | 0
2016-11-24 18:00 | 0 | 0 | 2.635 | 0
2016-11-24 19:00 | 0 | 0 | 3.2169 | 0
2016-11-24 20:00 | 1.061 | 0 | 3.226 | 0
2016-11-24 21:00 | 0 | 0 | 5.861 | 0
2016-11-24 22:00 | 1.0195 | 0 | 3.226 | 0
2016-11-24 23:00 | 0.53711 | 0 | 3.226 | 0
2016-11-25 | 0.10175 | 0 | 3.226 | 0
2016-11-25 01:00 | 0 | 0 | 2.9071 | 0
2016-11-25 02:00 | 0 | 0 | 2.6626 | 0
2016-11-25 03:00 | 0 | 0 | 2.635 | 0
2016-11-25 04:00 | 0 | 0.17037 | 2.635 | 0
2016-11-25 05:00 | 0 | 0 | 2.635 | 0
2016-11-25 06:00 | 0 | 0.31787 | 2.635 | 0
2016-11-25 07:00 | 0 | 0.60902 | 2.635 | 0
2016-11-25 08:00 | 0 | 0.58011 | 2.635 | 0
2016-11-25 09:00 | 0 | 0.47763 | 2.635 | 0
2016-11-25 10:00 | 0 | 0.37186 | 2.635 | 0
2016-11-25 11:00 | 0 | 0.31842 | 2.635 | 0
2016-11-25 12:00 | 0 | 0.35282 | 2.635 | 0
2016-11-25 13:00 | 0 | 0.35136 | 2.635 | 0
2016-11-25 14:00 | 0 | 0.18703 | 2.635 | 0
2016-11-25 15:00 | 0 | 0 | 2.635 | 0
2016-11-25 16:00 | 0 | 0 | 2.6352 | 0
2016-11-25 17:00 | 0 | 0 | 2.635 | 0
2016-11-25 18:00 | 0 | 0 | 2.635 | 0
2016-11-25 19:00 | 0.030561 | 0 | 3.226 | 0
2016-11-25 20:00 | 1.0383 | 0 | 3.226 | 0
2016-11-25 21:00 | 0 | 0 | 5.861 | 0
2016-11-25 22:00 | 0.95636 | 0 | 3.226 | 0
2016-11-25 23:00 | 0.61433 | 0 | 3.226 | 0
2016-11-26 | 0.31732 | 0 | 3.226 | 0
2016-11-26 01:00 | 0 | 0 | 3.0753 | 0
2016-11-26 02:00 | 0 | 0 | 2.7355 | 0
2016-11-26 03:00 | 0 | 0.13158 | 2.635 | 0
2016-11-26 04:00 | 0 | 0.23753 | 2.635 | 0
2016-11-26 05:00 | 0 | 0.35484 | 2.635 | 0
2016-11-26 06:00 | 0 | 0.44762 | 2.635 | 0
2016-11-26 07:00 | 0 | 0.66832 | 2.635 | 0
2016-11-26 08:00 | 0 | 0.51222 | 2.635 | 0
2016-11-26 09:00 | 0 | 0.35868 | 2.635 | 0
2016-11-26 10:00 | 0 | 0.33617 | 2.635 | 0
2016-11-26 11:00 | 0 | 0.18428 | 2.635 | 0
2016-11-26 12:00 | 0 | 0.20624 | 2.635 | 0
2016-11-26 13:00 | 0 | 0 | 2.635 | 0
2016-11-26 14:00 | 0 | 0 | 2.635 | 0
2016-11-26 15:00 | 0 | 0 | 2.635 | 0
2016-11-26 16:00 | 0 | 0 | 2.6378 | 0
2016-11-26 17:00 | 0 | 0 | 2.635 | 0
2016-11-26 18:00 | 0 | 0.15665 | 2.635 | 0
2016-11-26 19:00 | 0 | 0 | 3.1411 | 0
2016-11-26 20:00 | 0.87511 | 0 | 3.226 | 0
2016-11-26 21:00 | 1.0433 | 0 | 3.226 | 0
2016-11-26 22:00 | 0.88005 | 0 | 3.226 | 0
2016-11-26 23:00 | 0.66356 | 0 | 3.226 | 0
2016-11-27 | 0.13908 | 0 | 3.226 | 0
2016-11-27 01:00 | 0 | 0 | 2.9957 | 0
2016-11-27 02:00 | 0 | 0 | 2.7471 | 0
2016-11-27 03:00 | 0 | 0 | 2.635 | 0
2016-11-27 04:00 | 0 | 0 | 2.635 | 0
2016-11-27 05:00 | 0 | 0 | 2.635 | 0
2016-11-27 06:00 | 0 | 0.39967 | 2.635 | 0
2016-11-27 07:00 | 0 | 0.67436 | 2.635 | 0
2016-11-27 08:00 | 0 | 0.58999 | 2.635 | 0
2016-11-27 09:00 | 0 | 0.45951 | 2.635 | 0
2016-11-27 10:00 | 0 | 0.38924 | 2.635 | 0
2016-11-27 11:00 | 0 | 0.28164 | 2.635 | 0
2016-11-27 12:00 | 0 | 0.23241 | 2.635 | 0
2016-11-27 13:00 | 0 | 0.18703 | 2.635 | 0
2016-11-27 14:00 | 0 | 0.15921 | 2.635 | 0
2016-11-27 15:00 | 0 | 0 | 2.635 | 0
2016-11-27 16:00 | 0 | 0.12316 | 2.635 | 0
2016-11-27 17:00 | 0 | 0 | 2.635 | 0
2016-11-27 18:00 | 0 | 0.096258 | 2.635 | 0
2016-11-27 19:00 | 0.038613 | 0 | 3.226 | 0
2016-11-27 20:00 | 1.0978 | 0 | 3.226 | 0
2016-11-27 21:00 | 0 | 0 | 5.861 | 0
2016-11-27 22:00 | 0.99515 | 0 | 3.226 | 0
2016-11-27 23:00 | 0.59164 | 0 | 3.226 | 0
2016-11-28 | 0.19489 | 0 | 3.226 | 0
2016-11-28 01:00 | 0 | 0 | 3.0546 | 0
2016-11-28 02:00 | 0 | 0 | 2.883 | 0
2016-11-28 03:00 | 0 | 0 | 2.743 | 0
2016-11-28 04:00 | 0 | 0.15427 | 2.635 | 0
2016-11-28 05:00 | 0 | 0 | 2.635 | 0
2016-11-28 06:00 | 0 | 0.42236 | 2.635 | 0
2016-11-28 07:00 | 0 | 0.6965 | 2.635 | 0
2016-11-28 08:00 | 0 | 0.56858 | 2.635 | 0
2016-11-28 09:00 | 0 | 0.5415 | 2.635 | 0
2016-11-28 10:00 | 0 | 0.41687 | 2.635 | 0
2016-11-28 11:00 | 0 | 0.39748 | 2.635 | 0
2016-11-28 12:00 | 0 | 0.2745 | 2.635 | 0
2016-11-28 13:00 | 0 | 0.21265 | 2.635 | 0
2016-11-28 14:00 | 0 | 0 | 2.635 | 0
2016-11-28 15:00 | 0 | 0 | 2.635 | 0
2016-11-28 16:00 | 0 | 0 | 2.675 | 0
2016-11-28 17:00 | 0 | 0 | 2.635 | 0
2016-11-28 18:00 | 0 | 0.11913 | 2.635 | 0
2016-11-28 19:00 | 0.083631 | 0 | 3.226 | 0
2016-11-28 20:00 | 0 | 0 | 5.861 | 0
2016-11-28 21:00 | 0 | 0.78672 | 5.861 | 0
2016-11-28 22:00 | 0 | 0.71326 | 5.861 | 0
2016-11-28 23:00 | 0.56401 | 0 | 3.226 | 0
2016-11-29 | 0.11803 | 0 | 3.226 | 0
2016-11-29 01:00 | 0 | 0 | 2.9796 | 0
2016-11-29 02:00 | 0 | 0 | 2.7317 | 0
2016-11-29 03:00 | 0 | 0 | 2.66 | 0
2016-11-29 04:00 | 0 | 0 | 2.635 | 0
2016-11-29 05:00 | 0 | 0 | 2.635 | 0
2016-11-29 06:00 | 0 | 0.33837 | 2.635 | 0
2016-11-29 07:00 | 0 | 0.6383 | 2.635 | 0
2016-11-29 08:00 | 0 | 0.48971 | 2.635 | 0
2016-11-29 09:00 | 0 | 0.4295 | 2.635 | 0
2016-11-29 10:00 | 0 | 0.4198 | 2.635 | 0
2016-11-29 11:00 | 0 | 0.39308 | 2.635 | 0
2016-11-29 12:00 | 0 | 0.27816 | 2.635 | 0
2016-11-29 13:00 | 0 | 0.20514 | 2.635 | 0
2016-11-29 14:00 | 0 | 0 | 2.635 | 0
2016-11-29 15:00 | 0 | 0 | 2.7875 | 0
2016-11-29 16:00 | 0 | 0 | 2.8139 | 0
2016-11-29 17:00 | 0 | 0 | 2.6774 | 0
2016-11-29 18:00 | 0 | 0.14695 | 2.635 | 0
2016-11-29 19:00 | 0 | 0 | 3.1123 | 0
2016-11-29 20:00 | 0.95489 | 0 | 3.226 | 0
2016-11-29 21:00 | 0 | 0 | 5.861 | 0
2016-11-29 22:00 | 0 | 0 | 5.861 | 0
2016-11-29 23:00 | 0.63208 | 0 | 3.226 | 0
2016-11-30 | 0.16141 | 0 | 3.226 | 0
2016-11-30 01:00 | 0 | 0 | 3.0217 | 0
2016-11-30 02:00 | 0 | 0 | 2.8133 | 0
2016-11-30 03:00 | 0 | 0 | 2.635 | 0
2016-11-30 04:00 | 0 | 0.10175 | 2.635 | 0
2016-11-30 05:00 | 0 | 0.18995 | 2.635 | 0
2016-11-30 06:00 | 0 | 0.44066 | 2.635 | 0
2016-11-30 07:00 | 0 | 0.69357 | 2.635 | 0
2016-11-30 08:00 | 0 | 0.62641 | 2.635 | 0
2016-11-30 09:00 | 0 | 0.47763 | 2.635 | 0
2016-11-30 10:00 | 0 | 0.29536 | 2.635 | 0
2016-11-30 11:00 | 0 | 0.28676 | 2.635 | 0
2016-11-30 12:00 | 0 | 0.20167 | 2.635 | 0
2016-11-30 13:00 | 0 | 0.155 | 2.635 | 0
2016-11-30 14:00 | 0 | 0 | 2.635 | 0
2016-11-30 15:00 | 0 | 0 | 2.6454 | 0
2016-11-30 16:00 | 0 | 0 | 2.635 | 0
2016-11-30 17:00 | 0 | 0 | 2.635 | 0
2016-11-30 18:00 | 0 | 0.1389 | 2.635 | 0
2016-11-30 19:00 | 0 | 0 | 3.1377 | 0
2016-11-30 20:00 | 0.82826 | 0 | 3.226 | 0
2016-11-30 21:00 | 0 | 1.0329 | 5.861 | 0
2016-11-30 22:00 | 0.91482 | 0 | 3.226 | 0
2016-11-30 23:00 | 0.5651 | 0 | 3.226 | 0
2016-12-01 | 0.16616 | 0 | 3.226 | 0
2016-12-01 01:00 | 0.13688 | 0 | 3.226 | 0
2016-12-01 02:00 | 0 | 0 | 3.0389 | 0
2016-12-01 03:00 | 0 | 0 | 2.7987 | 0
2016-12-01 04:00 | 0 | 0 | 2.6557 | 0
2016-12-01 05:00 | 0 | 0.15445 | 2.635 | 0
2016-12-01 06:00 | 0 | 0.38961 | 2.635 | 0
2016-12-01 07:00 | 0 | 0.53107 | 2.635 | 0
2016-12-01 08:00 | 0 | 0.43975 | 2.635 | 0
2016-12-01 09:00 | 0 | 0.25474 | 2.635 | 0
2016-12-01 10:00 | 0 | 0.22326 | 2.635 | 0
2016-12-01 11:00 | 0 | 0.26169 | 2.635 | 0
2016-12-01 12:00 | 0 | 0.1916 | 2.635 | 0
2016-12-01 13:00 | 0 | 0.1076 | 2.635 | 0
2016-12-01 14:00 | 0 | 0 | 2.635 | 0
2016-12-01 15:00 | 0 | 0 | 2.7359 | 0
2016-12-01 16:00 | 0 | 0 | 2.8509 | 0
2016-12-01 17:00 | 0 | 0 | 2.6559 | 0
2016-12-01 18:00 | 0 | 0 | 2.7118 | 0
2016-12-01 19:00 | 0 | 0 | 2.8738 | 0
2016-12-01 20:00 | 0.86266 | 0 | 3.226 | 0
2016-12-01 21:00 | 0.98106 | 0 | 3.226 | 0
2016-12-01 22:00 | 0.91829 | 0 | 3.226 | 0
2016-12-01 23:00 | 0.67307 | 0 | 3.226 | 0
2016-12-02 | 0.32208 | 0 | 3.226 | 0
2016-12-02 01:00 | 0.002562 | 0 | 3.226 | 0
2016-12-02 02:00 | 0 | 0 | 3.1275 | 0
2016-12-02 03:00 | 0 | 0 | 2.9829 | 0
2016-12-02 04:00 | 0 | 0 | 2.9285 | 0
2016-12-02 05:00 | 0 | 0 | 2.6594 | 0
2016-12-02 06:00 | 0 | 0.34935 | 2.635 | 0
2016-12-02 07:00 | 0 | 0.63062 | 2.635 | 0
2016-12-02 08:00 | 0 | 0.52814 | 2.635 | 0
2016-12-02 09:00 | 0 | 0.29884 | 2.635 | 0
2016-12-02 10:00 | 0 | 0.18757 | 2.635 | 0
2016-12-02 11:00 | 0 | 0.20825 | 2.635 | 0
2016-12-02 12:00 | 0 | 0 | 2.635 | 0
2016-12-02 13:00 | 0 | 0.16196 | 2.635 | 0
2016-12-02 14:00 | 0 | 0.10779 | 2.635 | 0
2016-12-02 15:00 | 0 | 0 | 2.635 | 0
2016-12-02 16:00 | 0 | 0 | 2.7457 | 0
2016-12-02 17:00 | 0 | 0 | 2.7302 | 0
2016-12-02 18:00 | 0 | 0 | 2.7625 | 0
2016-12-02 19:00 | 0 | 0 | 2.949 | 0
2016-12-02 20:00 | 1.0058 | 0 | 3.226 | 0
2016-12-02 21:00 | 0 | 0.99479 | 5.861 | 0
2016-12-02 22:00 | 0 | 1.0533 | 5.861 | 0
2016-12-02 23:00 | 0.7481 | 0 | 3.226 | 0
2016-12-03 | 0.18538 | 0 | 3.226 | 0
2016-12-03 01:00 | 0 | 0 | 3.0166 | 0
2016-12-03 02:00 | 0 | 0 | 2.8168 | 0
2016-12-03 03:00 | 0 | 0 | 2.7999 | 0
2016-12-03 04:00 | 0 | 0 | 2.635 | 0
2016-12-03 05:00 | 0 | 0.21374 | 2.635 | 0
2016-12-03 06:00 | 0 | 0.42548 | 2.635 | 0
2016-12-03 07:00 | 0 | 0.55321 | 2.635 | 0
2016-12-03 08:00 | 0 | 0.49794 | 2.635 | 0
2016-12-03 09:00 | 0 | 0.26773 | 2.635 | 0
2016-12-03 10:00 | 0 | 0.20935 | 2.635 | 0
2016-12-03 11:00 | 0 | 0.31366 | 2.635 | 0
2016-12-03 12:00 | 0 | 0.17861 | 2.635 | 0
2016-12-03 13:00 | 0 | 0.17824 | 2.635 | 0
2016-12-03 14:00 | 0 | 0.14677 | 2.635 | 0
2016-12-03 15:00 | 0 | 0.11895 | 2.635 | 0
2016-12-03 16:00 | 0 | 0 | 2.635 | 0
2016-12-03 17:00 | 0 | 0 | 2.635 | 0
2016-12-03 18:00 | 0 | 0 | 2.635 | 0
2016-12-03 19:00 | 0 | 0 | 2.882 | 0
2016-12-03 20:00 | 0.90365 | 0 | 3.226 | 0
2016-12-03 21:00 | 1.0857 | 0 | 3.226 | 0
2016-12-03 22:00 | 0 | 1.0248 | 5.861 | 0
2016-12-03 23:00 | 0.74829 | 0 | 3.226 | 0
2016-12-04 | 0.29994 | 0 | 3.226 | 0
2016-12-04 01:00 | 0 | 0 | 2.9957 | 0
2016-12-04 02:00 | 0 | 0 | 2.8353 | 0
2016-12-04 03:00 | 0 | 0 | 2.6892 | 0
2016-12-04 04:00 | 0 | 0 | 2.661 | 0
2016-12-04 05:00 | 0 | 0.13286 | 2.635 | 0
2016-12-04 06:00 | 0 | 0.3477 | 2.635 | 0
2016-12-04 07:00 | 0 | 0.48861 | 2.635 | 0
2016-12-04 08:00 | 0 | 0.46079 | 2.635 | 0
2016-12-04 09:00 | 0 | 0.30305 | 2.635 | 0
2016-12-04 10:00 | 0 | 0.27102 | 2.635 | 0
2016-12-04 11:00 | 0 | 0.27285 | 2.635 | 0
2016-12-04 12:00 | 0 | 0.13871 | 2.635 | 0
2016-12-04 13:00 | 0 | 0.10266 | 2.635 | 0
2016-12-04 14:00 | 0 | 0.22582 | 2.635 | 0
2016-12-04 15:00 | 0 | 0.1076 | 2.635 | 0
2016-12-04 16:00 | 0 | 0 | 2.635 | 0
2016-12-04 17:00 | 0 | 0.1733 | 2.635 | 0
2016-12-04 18:00 | 0 | 0 | 2.637 | 0
2016-12-04 19:00 | 0 | 0 | 2.9851 | 0
2016-12-04 20:00 | 0 | 0.9946 | 5.861 | 0
2016-12-04 21:00 | 0 | 0.65862 | 5.861 | 0
2016-12-04 22:00 | 0 | 0 | 5.861 | 0
2016-12-04 23:00 | 0.62641 | 0 | 3.226 | 0
2016-12-05 | 0.14896 | 0 | 3.226 | 0
2016-12-05 01:00 | 0 | 0 | 2.9553 | 0
2016-12-05 02:00 | 0 | 0 | 2.8393 | 0
2016-12-05 03:00 | 0 | 0 | 2.791 | 0
2016-12-05 04:00 | 0 | 0 | 2.6563 | 0
2016-12-05 05:00 | 0 | 0.12536 | 2.635 | 0
2016-12-05 06:00 | 0 | 0.40095 | 2.635 | 0
2016-12-05 07:00 | 0 | 0.52283 | 2.635 | 0
2016-12-05 08:00 | 0 | 0.4306 | 2.635 | 0
2016-12-05 09:00 | 0 | 0.29207 | 2.635 | 0
2016-12-05 10:00 | 0 | 0.30781 | 2.635 | 0
2016-12-05 11:00 | 0 | 0.30177 | 2.635 | 0
2016-12-05 12:00 | 0 | 0.14146 | 2.635 | 0
2016-12-05 13:00 | 0 | 0.19581 | 2.635 | 0
2016-12-05 14:00 | 0 | 0.26187 | 2.635 | 0
2016-12-05 15:00 | 0 | 0 | 2.635 | 0
2016-12-05 16:00 | 0 | 0 | 2.7215 | 0
2016-12-05 17:00 | 0 | 0 | 2.6884 | 0
2016-12-05 18:00 | 0 | 0 | 2.635 | 0
2016-12-05 19:00 | 0 | 0 | 2.9244 | 0
2016-12-05 20:00 | 0.87199 | 0 | 3.226 | 0
2016-12-05 21:00 | 0 | 0.98491 | 5.861 | 0
2016-12-05 22:00 | 0.92744 | 0 | 3.226 | 0
2016-12-05 23:00 | 0.62677 | 0 | 3.226 | 0
2016-12-06 | 0.22308 | 0 | 3.226 | 0
2016-12-06 01:00 | 0 | 0 | 3.1892 | 0
2016-12-06 02:00 | 0 | 0 | 3.0416 | 0
2016-12-06 03:00 | 0 | 0 | 2.8409 | 0
2016-12-06 04:00 | 0 | 0 | 2.819 | 0
2016-12-06 05:00 | 0 | 0 | 2.6584 | 0
2016-12-06 06:00 | 0 | 0.34221 | 2.635 | 0
2016-12-06 07:00 | 0 | 0.57645 | 2.635 | 0
2016-12-06 08:00 | 0 | 0.48751 | 2.635 | 0
2016-12-06 09:00 | 0 | 0.30726 | 2.635 | 0
2016-12-06 10:00 | 0 | 0.30378 | 2.635 | 0
2016-12-06 11:00 | 0 | 0.27139 | 2.635 | 0
2016-12-06 12:00 | 0 | 0.12536 | 2.635 | 0
2016-12-06 13:00 | 0 | 0.18337 | 2.635 | 0
2016-12-06 14:00 | 0 | 0 | 2.635 | 0
2016-12-06 15:00 | 0 | 0 | 2.635 | 0
2016-12-06 16:00 | 0 | 0 | 2.635 | 0
2016-12-06 17:00 | 0 | 0 | 2.635 | 0
2016-12-06 18:00 | 0 | 0 | 2.7266 | 0
2016-12-06 19:00 | 0 | 0 | 2.949 | 0
2016-12-06 20:00 | 1.0021 | 0 | 3.226 | 0
2016-12-06 21:00 | 0 | 0 | 5.861 | 0
2016-12-06 22:00 | 1.0515 | 0 | 3.226 | 0
2016-12-06 23:00 | 0.68607 | 0 | 3.226 | 0
2016-12-07 | 0.2304 | 0 | 3.226 | 0
2016-12-07 01:00 | 0 | 0 | 3.0991 | 0
2016-12-07 02:00 | 0 | 0 | 3.0083 | 0
2016-12-07 03:00 | 0 | 0 | 2.8974 | 0
2016-12-07 04:00 | 0 | 0 | 2.764 | 0
2016-12-07 05:00 | 0 | 0.12792 | 2.635 | 0
2016-12-07 06:00 | 0 | 0.39327 | 2.635 | 0
2016-12-07 07:00 | 0 | 0.54003 | 2.635 | 0
2016-12-07 08:00 | 0 | 0.47617 | 2.635 | 0
2016-12-07 09:00 | 0 | 0.29207 | 2.635 | 0
2016-12-07 10:00 | 0 | 0.27651 | 2.635 | 0
2016-12-07 11:00 | 0 | 0.27468 | 2.635 | 0
2016-12-07 12:00 | 0 | 0.15043 | 2.635 | 0
2016-12-07 13:00 | 0 | 0.17641 | 2.635 | 0
2016-12-07 14:00 | 0 | 0.23223 | 2.635 | 0
2016-12-07 15:00 | 0 | 0.099552 | 2.635 | 0
2016-12-07 16:00 | 0 | 0 | 2.635 | 0
2016-12-07 17:00 | 0 | 0 | 2.635 | 0
2016-12-07 18:00 | 0 | 0 | 2.635 | 0
2016-12-07 19:00 | 0 | 0 | 2.8287 | 0
2016-12-07 20:00 | 0.9322 | 0 | 3.226 | 0
2016-12-07 21:00 | 1.079 | 0 | 3.226 | 0
2016-12-07 22:00 | 0.91409 | 0 | 3.226 | 0
2016-12-07 23:00 | 0.66154 | 0 | 3.226 | 0
2016-12-08 | 0.2551 | 0 | 3.226 | 0
2016-12-08 01:00 | 0 | 0 | 3.0802 | 0
2016-12-08 02:00 | 0 | 0 | 2.9114 | 0
2016-12-08 03:00 | 0 | 0 | 2.7719 | 0
2016-12-08 04:00 | 0 | 0 | 2.7032 | 0
2016-12-08 05:00 | 0 | 0.18831 | 2.635 | 0
2016-12-08 06:00 | 0 | 0.38759 | 2.635 | 0
2016-12-08 07:00 | 0 | 0.55504 | 2.635 | 0
2016-12-08 08:00 | 0 | 0.4758 | 2.635 | 0
2016-12-08 09:00 | 0 | 0.27926 | 2.635 | 0
2016-12-08 10:00 | 0 | 0.40681 | 2.635 | 0
2016-12-08 11:00 | 0 | 0.37295 | 2.635 | 0
2016-12-08 12:00 | 0 | 0.2928 | 2.635 | 0
2016-12-08 13:00 | 0 | 0.28383 | 2.635 | 0
2016-12-08 14:00 | 0 | 0.28402 | 2.635 | 0
2016-12-08 15:00 | 0 | 0.21429 | 2.635 | 0
2016-12-08 16:00 | 0 | 0 | 2.635 | 0
2016-12-08 17:00 | 0 | 0.099735 | 2.635 | 0
2016-12-08 18:00 | 0 | 0 | 2.6687 | 0
2016-12-08 19:00 | 0 | 0 | 2.896 | 0
2016-12-08 20:00 | 0.80538 | 0 | 3.226 | 0
2016-12-08 21:00 | 0.99058 | 0 | 3.226 | 0
2016-12-08 22:00 | 0.80081 | 0 | 3.226 | 0
2016-12-08 23:00 | 0.76768 | 0 | 3.226 | 0
2016-12-09 | 0.12773 | 0 | 3.226 | 0
2016-12-09 01:00 | 0 | 0 | 3.0974 | 0
2016-12-09 02:00 | 0 | 0 | 2.8208 | 0
2016-12-09 03:00 | 0 | 0 | 2.635 | 0
2016-12-09 04:00 | 0 | 0 | 2.635 | 0
2016-12-09 05:00 | 0 | 0 | 2.635 | 0
2016-12-09 06:00 | 0 | 0.34056 | 2.635 | 0
2016-12-09 07:00 | 0 | 0.48422 | 2.635 | 0
2016-12-09 08:00 | 0 | 0.40736 | 2.635 | 0
2016-12-09 09:00 | 0 | 0.31256 | 2.635 | 0
2016-12-09 10:00 | 0 | 0.26041 | 2.635 | 0
2016-12-09 11:00 | 0 | 0.28621 | 2.635 | 0
2016-12-09 12:00 | 0 | 0.18501 | 2.635 | 0
2016-12-09 13:00 | 0 | 0.2454 | 2.635 | 0
2016-12-09 14:00 | 0 | 0.26938 | 2.635 | 0
2016-12-09 15:00 | 0 | 0.33672 | 2.635 | 0
2016-12-09 16:00 | 0 | 0.15592 | 2.635 | 0
2016-12-09 17:00 | 0 | 0.19361 | 2.635 | 0
2016-12-09 18:00 | 0 | 0.14256 | 2.635 | 0
2016-12-09 19:00 | 0 | 0 | 2.6872 | 0
2016-12-09 20:00 | 0.59036 | 0 | 3.226 | 0
2016-12-09 21:00 | 0.71901 | 0 | 3.226 | 0
2016-12-09 22:00 | 0.87419 | 0 | 3.226 | 0
2016-12-09 23:00 | 0.55303 | 0 | 3.226 | 0
2016-12-10 | 0.13213 | 0 | 3.226 | 0
2016-12-10 01:00 | 0 | 0 | 3.0182 | 0
2016-12-10 02:00 | 0 | 0 | 2.829 | 0
2016-12-10 03:00 | 0 | 0 | 2.6488 | 0
2016-12-10 04:00 | 0 | 0 | 2.635 | 0
2016-12-10 05:00 | 0 | 0.25638 | 2.635 | 0
2016-12-10 06:00 | 0 | 0.45787 | 2.635 | 0
2016-12-10 07:00 | 0 | 0.59347 | 2.635 | 0
2016-12-10 08:00 | 0 | 0.46189 | 2.635 | 0
2016-12-10 09:00 | 0 | 0.31549 | 2.635 | 0
2016-12-10 10:00 | 0 | 0.183 | 2.635 | 0
2016-12-10 11:00 | 0 | 0.25327 | 2.635 | 0
2016-12-10 12:00 | 0 | 0.16433 | 2.635 | 0
2016-12-10 13:00 | 0 | 0.19691 | 2.635 | 0
2016-12-10 14:00 | 0 | 0.20075 | 2.635 | 0
2016-12-10 15:00 | 0 | 0 | 2.635 | 0
2016-12-10 16:00 | 0 | 0 | 2.6385 | 0
2016-12-10 17:00 | 0 | 0.10852 | 2.635 | 0
2016-12-10 18:00 | 0 | 0 | 2.635 | 0
2016-12-10 19:00 | 0 | 0 | 2.9145 | 0
2016-12-10 20:00 | 1.1037 | 0 | 3.226 | 0
2016-12-10 21:00 | 1.1167 | 0 | 3.226 | 0
2016-12-10 22:00 | 0.96459 | 0 | 3.226 | 0
2016-12-10 23:00 | 0.7384 | 0 | 3.226 | 0
2016-12-11 | 0.35978 | 0 | 3.226 | 0
2016-12-11 01:00 | 0.081435 | 0 | 3.226 | 0
2016-12-11 02:00 | 0 | 0 | 3.0729 | 0
2016-12-11 03:00 | 0 | 0 | 2.7087 | 0
2016-12-11 04:00 | 0 | 0.10413 | 2.635 | 0
2016-12-11 05:00 | 0 | 0.16378 | 2.635 | 0
2016-12-11 06:00 | 0 | 0.40132 | 2.635 | 0
2016-12-11 07:00 | 0 | 0.5737 | 2.635 | 0
2016-12-11 08:00 | 0 | 0.49666 | 2.635 | 0
2016-12-11 09:00 | 0 | 0.3638 | 2.635 | 0
2016-12-11 10:00 | 0 | 0.24668 | 2.635 | 0
2016-12-11 11:00 | 0 | 0.25016 | 2.635 | 0
2016-12-11 12:00 | 0 | 0.18538 | 2.635 | 0
2016-12-11 13:00 | 0 | 0.13121 | 2.635 | 0
2016-12-11 14:00 | 0 | 0.17257 | 2.635 | 0
2016-12-11 15:00 | 0 | 0.22655 | 2.635 | 0
2016-12-11 16:00 | 0 | 0.13743 | 2.635 | 0
2016-12-11 17:00 | 0 | 0.15958 | 2.635 | 0
2016-12-11 18:00 | 0 | 0 | 2.635 | 0
2016-12-11 19:00 | 0 | 0 | 2.9472 | 0
2016-12-11 20:00 | 0.96313 | 0 | 3.226 | 0
2016-12-11 21:00 | 0 | 0 | 5.861 | 0
2016-12-11 22:00 | 1.055 | 0 | 3.226 | 0
2016-12-11 23:00 | 0.72011 | 0 | 3.226 | 0
2016-12-12 | 0.14311 | 0 | 3.226 | 0
2016-12-12 01:00 | 0 | 0 | 3.0599 | 0
2016-12-12 02:00 | 0 | 0 | 2.923 | 0
2016-12-12 03:00 | 0 | 0 | 2.7238 | 0
2016-12-12 04:00 | 0 | 0 | 2.635 | 0
2016-12-12 05:00 | 0 | 0.16909 | 2.635 | 0
2016-12-12 06:00 | 0 | 0.38888 | 2.635 | 0
2016-12-12 07:00 | 0 | 0.59804 | 2.635 | 0
2016-12-12 08:00 | 0 | 0.56346 | 2.635 | 0
2016-12-12 09:00 | 0 | 0.32116 | 2.635 | 0
2016-12-12 10:00 | 0 | 0.2476 | 2.635 | 0
2016-12-12 11:00 | 0 | 0.2357 | 2.635 | 0
2016-12-12 12:00 | 0 | 0 | 2.6628 | 0
2016-12-12 13:00 | 0 | 0 | 2.7357 | 0
2016-12-12 14:00 | 0 | 0 | 2.7471 | 0
2016-12-12 15:00 | 0 | 0 | 2.8328 | 0
2016-12-12 16:00 | 0 | 0 | 2.8777 | 0
2016-12-12 17:00 | 0 | 0 | 2.6799 | 0
2016-12-12 18:00 | 0 | 0 | 2.7302 | 0
2016-12-12 19:00 | 0 | 0 | 3.1076 | 0
2016-12-12 20:00 | 0 | 1.0092 | 5.861 | 0
2016-12-12 21:00 | 0 | 0.69631 | 5.861 | 0
2016-12-12 22:00 | 1.1154 | 0 | 3.226 | 0
2016-12-12 23:00 | 0.92836 | 0 | 3.226 | 0
2016-12-13 | 0.40718 | 0 | 3.226 | 0
2016-12-13 01:00 | 0.070638 | 0 | 3.226 | 0
2016-12-13 02:00 | 0 | 0 | 2.9878 | 0
2016-12-13 03:00 | 0 | 0 | 2.7408 | 0
2016-12-13 04:00 | 0 | 0 | 2.6372 | 0
2016-12-13 05:00 | 0 | 0.15665 | 2.635 | 0
2016-12-13 06:00 | 0 | 0.46848 | 2.635 | 0
2016-12-13 07:00 | 0 | 0.6233 | 2.635 | 0
2016-12-13 08:00 | 0 | 0.45713 | 2.635 | 0
2016-12-13 09:00 | 0 | 0.26663 | 2.635 | 0
2016-12-13 10:00 | 0 | 0.24266 | 2.635 | 0
2016-12-13 11:00 | 0 | 0.23808 | 2.635 | 0
2016-12-13 12:00 | 0 | 0.099918 | 2.635 | 0
2016-12-13 13:00 | 0 | 0 | 2.635 | 0
2016-12-13 14:00 | 0 | 0 | 2.635 | 0
2016-12-13 15:00 | 0 | 0 | 2.7215 | 0
2016-12-13 16:00 | 0 | 0 | 2.7585 | 0
2016-12-13 17:00 | 0 | 0 | 2.635 | 0
2016-12-13 18:00 | 0 | 0 | 2.635 | 0
2016-12-13 19:00 | 0 | 0 | 2.8925 | 0
2016-12-13 20:00 | 1.0812 | 0 | 3.226 | 0
2016-12-13 21:00 | 0 | 0.99113 | 5.861 | 0
2016-12-13 22:00 | 0.91811 | 0 | 3.226 | 0
2016-12-13 23:00 | 0.61159 | 0 | 3.226 | 0
2016-12-14 | 0.19819 | 0 | 3.226 | 0
2016-12-14 01:00 | 0 | 0 | 3.0714 | 0
2016-12-14 02:00 | 0 | 0 | 2.804 | 0
2016-12-14 03:00 | 0 | 0 | 2.6378 | 0
2016-12-14 04:00 | 0 | 0 | 2.635 | 0
2016-12-14 05:00 | 0 | 0.14054 | 2.635 | 0
2016-12-14 06:00 | 0 | 0.44377 | 2.635 | 0
2016-12-14 07:00 | 0 | 0.6125 | 2.635 | 0
2016-12-14 08:00 | 0 | 0.58286 | 2.635 | 0
2016-12-14 09:00 | 0 | 0.40535 | 2.635 | 0
2016-12-14 10:00 | 0 | 0.42566 | 2.635 | 0
2016-12-14 11:00 | 0 | 0.33892 | 2.635 | 0
2016-12-14 12:00 | 0 | 0.20661 | 2.635 | 0
2016-12-14 13:00 | 0 | 0.098454 | 2.635 | 0
2016-12-14 14:00 | 0 | 0 | 2.635 | 0
2016-12-14 15:00 | 0 | 0.11291 | 2.635 | 0
2016-12-14 16:00 | 0 | 0 | 2.635 | 0
2016-12-14 17:00 | 0 | 0.12334 | 2.635 | 0
2016-12-14 18:00 | 0 | 0 | 2.6837 | 0
2016-12-14 19:00 | 0 | 0 | 3.0499 | 0
2016-12-14 20:00 | 0.971 | 0 | 3.226 | 0
2016-12-14 21:00 | 0 | 0 | 5.861 | 0
2016-12-14 22:00 | 1.0021 | 0 | 3.226 | 0
2016-12-14 23:00 | 0.7298 | 0 | 3.226 | 0
2016-12-15 | 0.088572 | 0 | 3.226 | 0
2016-12-15 01:00 | 0 | 0 | 2.9157 | 0
2016-12-15 02:00 | 0 | 0 | 2.7723 | 0
2016-12-15 03:00 | 0 | 0 | 2.635 | 0
2016-12-15 04:00 | 0 | 0 | 2.635 | 0
2016-12-15 05:00 | 0 | 0.15573 | 2.635 | 0
2016-12-15 06:00 | 0 | 0.47562 | 2.635 | 0
2016-12-15 07:00 | 0 | 0.64727 | 2.635 | 0
2016-12-15 08:00 | 0 | 0.59914 | 2.635 | 0
2016-12-15 09:00 | 0 | 0.26462 | 2.635 | 0
2016-12-15 10:00 | 0 | 0.22692 | 2.635 | 0
2016-12-15 11:00 | 0 | 0.3369 | 2.635 | 0
2016-12-15 12:00 | 0 | 0.31696 | 2.635 | 0
2016-12-15 13:00 | 0 | 0.23699 | 2.635 | 0
2016-12-15 14:00 | 0 | 0.22893 | 2.635 | 0
2016-12-15 15:00 | 0 | 0 | 2.635 | 0
2016-12-15 16:00 | 0 | 0 | 2.635 | 0
2016-12-15 17:00 | 0 | 0 | 2.635 | 0
2016-12-15 18:00 | 0 | 0 | 2.7396 | 0
2016-12-15 19:00 | 0 | 0 | 2.9825 | 0
2016-12-15 20:00 | 0.85077 | 0 | 3.226 | 0
2016-12-15 21:00 | 1.0576 | 0 | 3.226 | 0
2016-12-15 22:00 | 0.98582 | 0 | 3.226 | 0
2016-12-15 23:00 | 0.63098 | 0 | 3.226 | 0
2016-12-16 | 0.19837 | 0 | 3.226 | 0
2016-12-16 01:00 | 0 | 0 | 3.1257 | 0
2016-12-16 02:00 | 0 | 0 | 2.9591 | 0
2016-12-16 03:00 | 0 | 0 | 2.7605 | 0
2016-12-16 04:00 | 0 | 0 | 2.69 | 0
2016-12-16 05:00 | 0 | 0 | 2.635 | 0
2016-12-16 06:00 | 0 | 0.42602 | 2.635 | 0
2016-12-16 07:00 | 0 | 0.56108 | 2.635 | 0
2016-12-16 08:00 | 0 | 0.41486 | 2.635 | 0
2016-12-16 09:00 | 0 | 0.26608 | 2.635 | 0
2016-12-16 10:00 | 0 | 0.1658 | 2.635 | 0
2016-12-16 11:00 | 0 | 0.25272 | 2.635 | 0
2016-12-16 12:00 | 0 | 0.17751 | 2.635 | 0
2016-12-16 13:00 | 0 | 0.27194 | 2.635 | 0
2016-12-16 14:00 | 0 | 0.21576 | 2.635 | 0
2016-12-16 15:00 | 0 | 0.29152 | 2.635 | 0
2016-12-16 16:00 | 0 | 0 | 2.635 | 0
2016-12-16 17:00 | 0 | 0.16287 | 2.635 | 0
2016-12-16 18:00 | 0 | 0.11529 | 2.635 | 0
2016-12-16 19:00 | 0 | 0 | 2.8397 | 0
2016-12-16 20:00 | 0 | 1.0546 | 5.861 | 0
2016-12-16 21:00 | 0 | 0 | 5.861 | 0
2016-12-16 22:00 | 0.98326 | 0 | 3.226 | 0
2016-12-16 23:00 | 0.6868 | 0 | 3.226 | 0
2016-12-17 | 0.13267 | 0 | 3.226 | 0
2016-12-17 01:00 | 0 | 0 | 3.1285 | 0
2016-12-17 02:00 | 0 | 0 | 2.9768 | 0
2016-12-17 03:00 | 0 | 0 | 2.7967 | 0
2016-12-17 04:00 | 0 | 0.16873 | 2.635 | 0
2016-12-17 05:00 | 0 | 0.27871 | 2.635 | 0
2016-12-17 06:00 | 0 | 0.47214 | 2.635 | 0
2016-12-17 07:00 | 0 | 0.58761 | 2.635 | 0
2016-12-17 08:00 | 0 | 0.42291 | 2.635 | 0
2016-12-17 09:00 | 0 | 0.22765 | 2.635 | 0
2016-12-17 10:00 | 0 | 0.24394 | 2.635 | 0
2016-12-17 11:00 | 0 | 0.26919 | 2.635 | 0
2016-12-17 12:00 | 0 | 0.16598 | 2.635 | 0
2016-12-17 13:00 | 0 | 0.14164 | 2.635 | 0
2016-12-17 14:00 | 0 | 0 | 2.635 | 0
2016-12-17 15:00 | 0 | 0 | 2.635 | 0
2016-12-17 16:00 | 0 | 0.11364 | 2.635 | 0
2016-12-17 17:00 | 0 | 0.21832 | 2.635 | 0
2016-12-17 18:00 | 0 | 0.11877 | 2.635 | 0
2016-12-17 19:00 | 0 | 0 | 2.7847 | 0
2016-12-17 20:00 | 0.95032 | 0 | 3.226 | 0
2016-12-17 21:00 | 0 | 1.0131 | 5.861 | 0
2016-12-17 22:00 | 0.92799 | 0 | 3.226 | 0
2016-12-17 23:00 | 0.56419 | 0 | 3.226 | 0
2016-12-18 | 0.15976 | 0 | 3.226 | 0
2016-12-18 01:00 | 0 | 0 | 2.9376 | 0
2016-12-18 02:00 | 0 | 0 | 2.7727 | 0
2016-12-18 03:00 | 0 | 0 | 2.7065 | 0
2016-12-18 04:00 | 0 | 0 | 2.635 | 0
2016-12-18 05:00 | 0 | 0 | 2.635 | 0
2016-12-18 06:00 | 0 | 0.38869 | 2.635 | 0
2016-12-18 07:00 | 0 | 0.55394 | 2.635 | 0
2016-12-18 08:00 | 0 | 0.42584 | 2.635 | 0
2016-12-18 09:00 | 0 | 0.17751 | 2.635 | 0
2016-12-18 10:00 | 0 | 0.15537 | 2.635 | 0
2016-12-18 11:00 | 0 | 0.12865 | 2.635 | 0
2016-12-18 12:00 | 0 | 0 | 2.635 | 0
2016-12-18 13:00 | 0 | 0 | 2.635 | 0
2016-12-18 14:00 | 0 | 0 | 2.635 | 0
2016-12-18 15:00 | 0 | 0 | 2.635 | 0
2016-12-18 16:00 | 0 | 0 | 2.635 | 0
2016-12-18 17:00 | 0 | 0.16141 | 2.635 | 0
2016-12-18 18:00 | 0 | 0.1378 | 2.635 | 0
2016-12-18 19:00 | 0 | 0 | 2.9017 | 0
2016-12-18 20:00 | 0.95654 | 0 | 3.226 | 0
2016-12-18 21:00 | 0 | 1.0156 | 5.861 | 0
2016-12-18 22:00 | 0.78031 | 0 | 3.226 | 0
2016-12-18 23:00 | 0.52118 | 0 | 3.226 | 0
2016-12-19 | 0.09516 | 0 | 3.226 | 0
2016-12-19 01:00 | 0 | 0 | 3.097 | 0
2016-12-19 02:00 | 0 | 0 | 3.0142 | 0
2016-12-19 03:00 | 0 | 0 | 2.7686 | 0
2016-12-19 04:00 | 0 | 0 | 2.7924 | 0
2016-12-19 05:00 | 0 | 0 | 2.635 | 0
2016-12-19 06:00 | 0 | 0.37899 | 2.635 | 0
2016-12-19 07:00 | 0 | 0.57133 | 2.635 | 0
2016-12-19 08:00 | 0 | 0.52612 | 2.635 | 0
2016-12-19 09:00 | 0 | 0.23168 | 2.635 | 0
2016-12-19 10:00 | 0 | 0.17952 | 2.635 | 0
2016-12-19 11:00 | 0 | 0.21319 | 2.635 | 0
2016-12-19 12:00 | 0 | 0.2465 | 2.635 | 0
2016-12-19 13:00 | 0 | 0.24522 | 2.635 | 0
2016-12-19 14:00 | 0 | 0 | 2.635 | 0
2016-12-19 15:00 | 0 | 0 | 2.635 | 0
2016-12-19 16:00 | 0 | 0 | 2.6819 | 0
2016-12-19 17:00 | 0 | 0.12005 | 2.635 | 0
2016-12-19 18:00 | 0 | 0 | 2.635 | 0
2016-12-19 19:00 | 0 | 0 | 2.9839 | 0
2016-12-19 20:00 | 1.0409 | 0 | 3.226 | 0
2016-12-19 21:00 | 0 | 0 | 5.861 | 0
2016-12-19 22:00 | 0.99772 | 0 | 3.226 | 0
2016-12-19 23:00 | 0.6696 | 0 | 3.226 | 0
2016-12-20 | 0.24632 | 0 | 3.226 | 0
2016-12-20 01:00 | 0 | 0 | 3.0881 | 0
2016-12-20 02:00 | 0 | 0 | 2.9293 | 0
2016-12-20 03:00 | 0 | 0 | 2.9134 | 0
2016-12-20 04:00 | 0 | 0 | 2.7491 | 0
2016-12-20 05:00 | 0 | 0 | 2.635 | 0
2016-12-20 06:00 | 0 | 0.45841 | 2.635 | 0
2016-12-20 07:00 | 0 | 0.68552 | 2.635 | 0
2016-12-20 08:00 | 0 | 0.62293 | 2.635 | 0
2016-12-20 09:00 | 0 | 0.32922 | 2.635 | 0
2016-12-20 10:00 | 0 | 0.28402 | 2.635 | 0
2016-12-20 11:00 | 0 | 0.28127 | 2.635 | 0
2016-12-20 12:00 | 0 | 0.25894 | 2.635 | 0
2016-12-20 13:00 | 0 | 0.22838 | 2.635 | 0
2016-12-20 14:00 | 0 | 0.18995 | 2.635 | 0
2016-12-20 15:00 | 0 | 0 | 2.635 | 0
2016-12-20 16:00 | 0 | 0 | 2.635 | 0
2016-12-20 17:00 | 0 | 0 | 2.635 | 0
2016-12-20 18:00 | 0 | 0 | 2.6506 | 0
2016-12-20 19:00 | 0 | 0 | 2.9088 | 0
2016-12-20 20:00 | 0.90969 | 0 | 3.226 | 0
2016-12-20 21:00 | 1.1196 | 0 | 3.226 | 0
2016-12-20 22:00 | 1.0213 | 0 | 3.226 | 0
2016-12-20 23:00 | 0.70473 | 0 | 3.226 | 0
2016-12-21 | 0.27889 | 0 | 3.226 | 0
2016-12-21 01:00 | 0 | 0 | 3.0881 | 0
2016-12-21 02:00 | 0 | 0 | 2.9512 | 0
2016-12-21 03:00 | 0 | 0 | 2.8976 | 0
2016-12-21 04:00 | 0 | 0 | 2.7449 | 0
2016-12-21 05:00 | 0 | 0 | 2.635 | 0
2016-12-21 06:00 | 0 | 0.51167 | 2.635 | 0
2016-12-21 07:00 | 0 | 0.66868 | 2.635 | 0
2016-12-21 08:00 | 0 | 0.55998 | 2.635 | 0
2016-12-21 09:00 | 0 | 0.35081 | 2.635 | 0
2016-12-21 10:00 | 0 | 0.38247 | 2.635 | 0
2016-12-21 11:00 | 0 | 0.29811 | 2.635 | 0
2016-12-21 12:00 | 0 | 0.27176 | 2.635 | 0
2016-12-21 13:00 | 0 | 0.15281 | 2.635 | 0
2016-12-21 14:00 | 0 | 0.112 | 2.635 | 0
2016-12-21 15:00 | 0 | 0 | 2.635 | 0
2016-12-21 16:00 | 0 | 0 | 2.635 | 0
2016-12-21 17:00 | 0 | 0.18995 | 2.635 | 0
2016-12-21 18:00 | 0 | 0.1894 | 2.635 | 0
2016-12-21 19:00 | 0 | 0 | 2.7154 | 0
2016-12-21 20:00 | 0.69375 | 0 | 3.226 | 0
2016-12-21 21:00 | 1.0369 | 0 | 3.226 | 0
2016-12-21 22:00 | 0.92525 | 0 | 3.226 | 0
2016-12-21 23:00 | 0.65459 | 0 | 3.226 | 0
2016-12-22 | 0.22527 | 0 | 3.226 | 0
2016-12-22 01:00 | 0 | 0 | 2.9656 | 0
2016-12-22 02:00 | 0 | 0 | 2.8407 | 0
2016-12-22 03:00 | 0 | 0 | 2.7158 | 0
2016-12-22 04:00 | 0 | 0 | 2.635 | 0
2016-12-22 05:00 | 0 | 0.24302 | 2.635 | 0
2016-12-22 06:00 | 0 | 0.51368 | 2.635 | 0
2016-12-22 07:00 | 0 | 0.64745 | 2.635 | 0
2016-12-22 08:00 | 0 | 0.53326 | 2.635 | 0
2016-12-22 09:00 | 0 | 0.38485 | 2.635 | 0
2016-12-22 10:00 | 0 | 0.29189 | 2.635 | 0
2016-12-22 11:00 | 0 | 0.25968 | 2.635 | 0
2016-12-22 12:00 | 0 | 0.16177 | 2.635 | 0
2016-12-22 13:00 | 0 | 0.17019 | 2.635 | 0
2016-12-22 14:00 | 0 | 0.2723 | 2.635 | 0
2016-12-22 15:00 | 0 | 0.20972 | 2.635 | 0
2016-12-22 16:00 | 0 | 0.10614 | 2.635 | 0
2016-12-22 17:00 | 0 | 0.17239 | 2.635 | 0
2016-12-22 18:00 | 0 | 0.14951 | 2.635 | 0
2016-12-22 19:00 | 0 | 0 | 2.6791 | 0
2016-12-22 20:00 | 0.70492 | 0 | 3.226 | 0
2016-12-22 21:00 | 1.0817 | 0 | 3.226 | 0
2016-12-22 22:00 | 0.89963 | 0 | 3.226 | 0
2016-12-22 23:00 | 0.61543 | 0 | 3.226 | 0
2016-12-23 | 0.16543 | 0 | 3.226 | 0
2016-12-23 01:00 | 0 | 0 | 3.0654 | 0
2016-12-23 02:00 | 0 | 0 | 2.9461 | 0
2016-12-23 03:00 | 0 | 0 | 2.7654 | 0
2016-12-23 04:00 | 0 | 0 | 2.635 | 0
2016-12-23 05:00 | 0 | 0.14805 | 2.635 | 0
2016-12-23 06:00 | 0 | 0.45457 | 2.635 | 0
2016-12-23 07:00 | 0 | 0.61964 | 2.635 | 0
2016-12-23 08:00 | 0 | 0.64251 | 2.635 | 0
2016-12-23 09:00 | 0 | 0.50837 | 2.635 | 0
2016-12-23 10:00 | 0 | 0.41395 | 2.635 | 0
2016-12-23 11:00 | 0 | 0.37149 | 2.635 | 0
2016-12-23 12:00 | 0 | 0.25199 | 2.635 | 0
2016-12-23 13:00 | 0 | 0.22399 | 2.635 | 0
2016-12-23 14:00 | 0 | 0.25931 | 2.635 | 0
2016-12-23 15:00 | 0 | 0.15116 | 2.635 | 0
2016-12-23 16:00 | 0 | 0.14018 | 2.635 | 0
2016-12-23 17:00 | 0 | 0.21576 | 2.635 | 0
2016-12-23 18:00 | 0 | 0.20404 | 2.635 | 0
2016-12-23 19:00 | 0 | 0 | 2.7459 | 0
2016-12-23 20:00 | 0.8041 | 0 | 3.226 | 0
2016-12-23 21:00 | 1.0274 | 0 | 3.226 | 0
2016-12-23 22:00 | 1.0394 | 0 | 3.226 | 0
2016-12-23 23:00 | 0.65148 | 0 | 3.226 | 0
2016-12-24 | 0.26169 | 0 | 3.226 | 0
2016-12-24 01:00 | 0 | 0 | 3.0526 | 0
2016-12-24 02:00 | 0 | 0 | 2.9372 | 0
2016-12-24 03:00 | 0 | 0 | 2.6819 | 0
2016-12-24 04:00 | 0 | 0 | 2.635 | 0
2016-12-24 05:00 | 0 | 0 | 2.635 | 0
2016-12-24 06:00 | 0 | 0.40974 | 2.635 | 0
2016-12-24 07:00 | 0 | 0.52558 | 2.635 | 0
2016-12-24 08:00 | 0 | 0.51185 | 2.635 | 0
2016-12-24 09:00 | 0 | 0.3294 | 2.635 | 0
2016-12-24 10:00 | 0 | 0.28859 | 2.635 | 0
2016-12-24 11:00 | 0 | 0.26919 | 2.635 | 0
2016-12-24 12:00 | 0 | 0.19416 | 2.635 | 0
2016-12-24 13:00 | 0 | 0.10266 | 2.635 | 0
2016-12-24 14:00 | 0 | 0 | 2.635 | 0
2016-12-24 15:00 | 0 | 0 | 2.6864 | 0
2016-12-24 16:00 | 0 | 0 | 2.702 | 0
2016-12-24 17:00 | 0 | 0 | 2.635 | 0
2016-12-24 18:00 | 0 | 0.095892 | 2.635 | 0
2016-12-24 19:00 | 0 | 0 | 2.9537 | 0
2016-12-24 20:00 | 1.0656 | 0 | 3.226 | 0
2016-12-24 21:00 | 0 | 0.97868 | 5.861 | 0
2016-12-24 22:00 | 0.98948 | 0 | 3.226 | 0
2016-12-24 23:00 | 0.69558 | 0 | 3.226 | 0
2016-12-25 | 0.21539 | 0 | 3.226 | 0
2016-12-25 01:00 | 0 | 0 | 3.0513 | 0
2016-12-25 02:00 | 0 | 0 | 2.9602 | 0
2016-12-25 03:00 | 0 | 0 | 2.8229 | 0
2016-12-25 04:00 | 0 | 0 | 2.6673 | 0
2016-12-25 05:00 | 0 | 0 | 2.635 | 0
2016-12-25 06:00 | 0 | 0 | 2.635 | 0
2016-12-25 07:00 | 0 | 0.56401 | 2.635 | 0
2016-12-25 08:00 | 0 | 0.46134 | 2.635 | 0
2016-12-25 09:00 | 0 | 0.22198 | 2.635 | 0
2016-12-25 10:00 | 0 | 0.24778 | 2.635 | 0
2016-12-25 11:00 | 0 | 0.17989 | 2.635 | 0
2016-12-25 12:00 | 0 | 0.12517 | 2.635 | 0
2016-12-25 13:00 | 0 | 0.18977 | 2.635 | 0
2016-12-25 14:00 | 0 | 0.11584 | 2.635 | 0
2016-12-25 15:00 | 0 | 0 | 2.6624 | 0
2016-12-25 16:00 | 0 | 0 | 2.7887 | 0
2016-12-25 17:00 | 0 | 0.10266 | 2.635 | 0
2016-12-25 18:00 | 0 | 0.11309 | 2.635 | 0
2016-12-25 19:00 | 0 | 0 | 2.8881 | 0
2016-12-25 20:00 | 0.93769 | 0 | 3.226 | 0
2016-12-25 21:00 | 0 | 0 | 5.861 | 0
2016-12-25 22:00 | 0 | 0.77179 | 5.861 | 0
2016-12-25 23:00 | 0.64764 | 0 | 3.226 | 0
2016-12-26 | 0.10376 | 0 | 3.226 | 0
2016-12-26 01:00 | 0 | 0 | 2.9222 | 0
2016-12-26 02:00 | 0 | 0 | 2.6515 | 0
2016-12-26 03:00 | 0 | 0 | 2.635 | 0
2016-12-26 04:00 | 0 | 0 | 2.635 | 0
2016-12-26 05:00 | 0 | 0 | 2.635 | 0
2016-12-26 06:00 | 0 | 0.29024 | 2.635 | 0
2016-12-26 07:00 | 0 | 0.47397 | 2.635 | 0
2016-12-26 08:00 | 0 | 0.41596 | 2.635 | 0
2016-12-26 09:00 | 0 | 0.30854 | 2.635 | 0
2016-12-26 10:00 | 0 | 0.20002 | 2.635 | 0
2016-12-26 11:00 | 0 | 0.26114 | 2.635 | 0
2016-12-26 12:00 | 0 | 0.14567 | 2.635 | 0
2016-12-26 13:00 | 0 | 0.21997 | 2.635 | 0
2016-12-26 14:00 | 0 | 0.11602 | 2.635 | 0
2016-12-26 15:00 | 0 | 0 | 2.6827 | 0
2016-12-26 16:00 | 0 | 0 | 2.7055 | 0
2016-12-26 17:00 | 0 | 0.1292 | 2.635 | 0
2016-12-26 18:00 | 0 | 0 | 2.635 | 0
2016-12-26 19:00 | 0 | 0 | 2.912 | 0
2016-12-26 20:00 | 0.89359 | 0 | 3.226 | 0
2016-12-26 21:00 | 0 | 0 | 5.861 | 0
2016-12-26 22:00 | 0 | 0 | 5.861 | 0
2016-12-26 23:00 | 1.0286 | 0 | 3.226 | 0
2016-12-27 | 0.57041 | 0 | 3.226 | 0
2016-12-27 01:00 | 0 | 0 | 3.2134 | 0
2016-12-27 02:00 | 0 | 0 | 2.9415 | 0
2016-12-27 03:00 | 0 | 0 | 2.8174 | 0
2016-12-27 04:00 | 0 | 0 | 2.7363 | 0
2016-12-27 05:00 | 0 | 0 | 2.635 | 0
2016-12-27 06:00 | 0 | 0 | 2.635 | 0
2016-12-27 07:00 | 0 | 0.22919 | 2.635 | 0
2016-12-27 08:00 | 0 | 0.54955 | 2.635 | 0
2016-12-27 09:00 | 0 | 0.3832 | 2.635 | 0
2016-12-27 10:00 | 0 | 0 | 2.635 | 0
2016-12-27 11:00 | 0 | 0 | 2.635 | 0
2016-12-27 12:00 | 0 | 0 | 2.635 | 0
2016-12-27 13:00 | 0 | 0 | 2.635 | 0
2016-12-27 14:00 | 0 | 0 | 2.635 | 0
2016-12-27 15:00 | 0 | 0 | 2.6711 | 0
2016-12-27 16:00 | 0 | 0 | 2.8279 | 0
2016-12-27 17:00 | 0 | 0 | 2.7112 | 0
2016-12-27 18:00 | 0 | 0 | 2.7408 | 0
2016-12-27 19:00 | 0 | 0 | 2.9522 | 0
2016-12-27 20:00 | 0.85937 | 0 | 3.226 | 0
2016-12-27 21:00 | 0 | 0.69039 | 5.861 | 0
2016-12-27 22:00 | 0 | 1.0206 | 5.861 | 0
2016-12-27 23:00 | 0.88023 | 0 | 3.226 | 0
2016-12-28 | 0.38522 | 0 | 3.226 | 0
2016-12-28 01:00 | 0 | 0 | 3.1157 | 0
2016-12-28 02:00 | 0 | 0 | 2.908 | 0
2016-12-28 03:00 | 0 | 0 | 2.7865 | 0
2016-12-28 04:00 | 0 | 0 | 2.795 | 0
2016-12-28 05:00 | 0 | 0 | 2.7105 | 0
2016-12-28 06:00 | 0 | 0 | 2.635 | 0
2016-12-28 07:00 | 0 | 0.50709 | 2.635 | 0
2016-12-28 08:00 | 0 | 0.48769 | 2.635 | 0
2016-12-28 09:00 | 0 | 0.39418 | 2.635 | 0
2016-12-28 10:00 | 0 | 0 | 2.635 | 0
2016-12-28 11:00 | 0 | 0.36088 | 2.635 | 0
2016-12-28 12:00 | 0 | 0 | 2.635 | 0
2016-12-28 13:00 | 0 | 0 | 2.635 | 0
2016-12-28 14:00 | 0 | 0 | 2.635 | 0
2016-12-28 15:00 | 0 | 0 | 2.6514 | 0
2016-12-28 16:00 | 0 | 0 | 2.6456 | 0
2016-12-28 17:00 | 0 | 0 | 2.635 | 0
2016-12-28 18:00 | 0 | 0 | 2.664 | 0
2016-12-28 19:00 | 0 | 0 | 2.9951 | 0
2016-12-28 20:00 | 0.90164 | 0 | 3.226 | 0
2016-12-28 21:00 | 0 | 0 | 5.861 | 0
2016-12-28 22:00 | 0 | 0.67525 | 5.861 | 0
2016-12-28 23:00 | 0.75359 | 0 | 3.226 | 0
2016-12-29 | 0.099369 | 0 | 3.226 | 0
2016-12-29 01:00 | 0 | 0 | 2.8793 | 0
2016-12-29 02:00 | 0 | 0 | 2.8019 | 0
2016-12-29 03:00 | 0 | 0 | 2.7751 | 0
2016-12-29 04:00 | 0 | 0 | 2.7207 | 0
2016-12-29 05:00 | 0 | 0 | 2.6494 | 0
2016-12-29 06:00 | 0 | 0.21612 | 2.635 | 0
2016-12-29 07:00 | 0 | 0.41559 | 2.635 | 0
2016-12-29 08:00 | 0 | 0.45073 | 2.635 | 0
2016-12-29 09:00 | 0 | 0.37442 | 2.635 | 0
2016-12-29 10:00 | 0 | 0.45402 | 2.635 | 0
2016-12-29 11:00 | 0 | 0 | 2.635 | 0
2016-12-29 12:00 | 0 | 0.20624 | 2.635 | 0
2016-12-29 13:00 | 0 | 0.19398 | 2.635 | 0
2016-12-29 14:00 | 0 | 0.20514 | 2.635 | 0
2016-12-29 15:00 | 0 | 0 | 2.635 | 0
2016-12-29 16:00 | 0 | 0 | 2.6604 | 0
2016-12-29 17:00 | 0 | 0 | 2.635 | 0
2016-12-29 18:00 | 0 | 0 | 2.6841 | 0
2016-12-29 19:00 | 0 | 0 | 3.003 | 0
2016-12-29 20:00 | 1.0385 | 0 | 3.226 | 0
2016-12-29 21:00 | 0 | 0.7428 | 5.861 | 0
2016-12-29 22:00 | 0 | 0.76915 | 5.861 | 0
2016-12-29 23:00 | 0 | 0 | 5.861 | 0
2016-12-30 | 0.56419 | 0 | 3.226 | 0
2016-12-30 01:00 | 0.034404 | 0 | 3.226 | 0
2016-12-30 02:00 | 0 | 0 | 2.9933 | 0
2016-12-30 03:00 | 0 | 0 | 2.7256 | 0
2016-12-30 04:00 | 0 | 0 | 2.6766 | 0
2016-12-30 05:00 | 0 | 0 | 2.635 | 0
2016-12-30 06:00 | 0 | 0 | 2.635 | 0
2016-12-30 07:00 | 0 | 0.45366 | 2.635 | 0
2016-12-30 08:00 | 0 | 0.49977 | 2.635 | 0
2016-12-30 09:00 | 0 | 0.25126 | 2.635 | 0
2016-12-30 10:00 | 0 | 0.1755 | 2.635 | 0
2016-12-30 11:00 | 0 | 0.12828 | 2.635 | 0
2016-12-30 12:00 | 0 | 0 | 2.635 | 0
2016-12-30 13:00 | 0 | 0.13633 | 2.635 | 0
2016-12-30 14:00 | 0 | 0.10907 | 2.635 | 0
2016-12-30 15:00 | 0 | 0 | 2.635 | 0
2016-12-30 16:00 | 0 | 0 | 2.6884 | 0
2016-12-30 17:00 | 0 | 0 | 2.635 | 0
2016-12-30 18:00 | 0 | 0 | 2.6665 | 0
2016-12-30 19:00 | 0 | 0 | 3.0725 | 0
2016-12-30 20:00 | 0 | 0.97997 | 5.861 | 0
2016-12-30 21:00 | 0 | 0 | 5.861 | 0
2016-12-30 22:00 | 1.1147 | 0 | 3.226 | 0
2016-12-30 23:00 | 0.79697 | 0 | 3.226 | 0
2016-12-31 | 0.34697 | 0 | 3.226 | 0
2016-12-31 01:00 | 0.043371 | 0 | 3.226 | 0
2016-12-31 02:00 | 0 | 0 | 3.0223 | 0
2016-12-31 03:00 | 0 | 0 | 2.8515 | 0
2016-12-31 04:00 | 0 | 0 | 2.7467 | 0
2016-12-31 05:00 | 0 | 0 | 2.635 | 0
2016-12-31 06:00 | 0 | 0.37149 | 2.635 | 0
2016-12-31 07:00 | 0 | 0.54534 | 2.635 | 0
2016-12-31 08:00 | 0 | 0.49465 | 2.635 | 0
2016-12-31 09:00 | 0 | 0.18757 | 2.635 | 0
2016-12-31 10:00 | 0 | 0 | 2.635 | 0
2016-12-31 11:00 | 0 | 0 | 2.6986 | 0
2016-12-31 12:00 | 0 | 0 | 2.7965 | 0
2016-12-31 13:00 | 0 | 0 | 2.7406 | 0
2016-12-31 14:00 | 0 | 0 | 2.6618 | 0
2016-12-31 15:00 | 0 | 0 | 2.635 | 0
2016-12-31 16:00 | 0 | 0 | 2.7406 | 0
2016-12-31 17:00 | 0 | 0 | 2.635 | 0
2016-12-31 18:00 | 0 | 0 | 2.635 | 0
2016-12-31 19:00 | 0 | 0 | 3.0276 | 0
2016-12-31 20:00 | 0.99332 | 0 | 3.226 | 0
2016-12-31 21:00 | 0 | 1.0061 | 5.861 | 0
2016-12-31 22:00 | 1.0305 | 0 | 3.226 | 0
2016-12-31 23:00 | 0.74993 | 0 | 3.226 | 0
2017-01-01 | 0.25419 | 0 | 3.226 | 0
2017-01-01 01:00 | 0 | 0 | 2.9088 | 0
2017-01-01 02:00 | 0 | 0 | 2.7235 | 0
2017-01-01 03:00 | 0 | 0 | 2.635 | 0
2017-01-01 04:00 | 0 | 0 | 2.635 | 0
2017-01-01 05:00 | 0 | 0 | 2.635 | 0
2017-01-01 06:00 | 0 | 0.36582 | 2.635 | 0
2017-01-01 07:00 | 0 | 0.77372 | 2.635 | 0
2017-01-01 08:00 | 0 | 0.65203 | 2.635 | 0
2017-01-01 09:00 | 0 | 0.4553 | 2.635 | 0
2017-01-01 10:00 | 0 | 0 | 2.635 | 0
2017-01-01 11:00 | 0 | 0 | 2.635 | 0
2017-01-01 12:00 | 0 | 0 | 2.635 | 0
2017-01-01 13:00 | 0 | 0.26077 | 2.635 | 0
2017-01-01 14:00 | 0 | 0.23351 | 2.635 | 0
2017-01-01 15:00 | 0 | 0.19956 | 2.635 | 0
2017-01-01 16:00 | 0 | 0 | 2.635 | 0
2017-01-01 17:00 | 0 | 0 | 2.635 | 0
2017-01-01 18:00 | 0 | 0 | 2.635 | 0
2017-01-01 19:00 | 0 | 0 | 2.635 | 0
2017-01-01 20:00 | 0.34532 | 0 | 3.226 | 0
2017-01-01 21:00 | 0.74353 | 0 | 3.226 | 0
2017-01-01 22:00 | 0.74518 | 0 | 3.226 | 0
2017-01-01 23:00 | 0.34093 | 0 | 3.226 | 0
2017-01-02 | 0 | 0 | 3.1927 | 0
2017-01-02 01:00 | 0 | 0 | 2.9502 | 0
2017-01-02 02:00 | 0 | 0 | 2.872 | 0
2017-01-02 03:00 | 0 | 0 | 2.8151 | 0
2017-01-02 04:00 | 0 | 0 | 2.6742 | 0
2017-01-02 05:00 | 0 | 0.19654 | 2.635 | 0
2017-01-02 06:00 | 0 | 0.37442 | 2.635 | 0
2017-01-02 07:00 | 0 | 0.79422 | 2.635 | 0
2017-01-02 08:00 | 0 | 0.72999 | 2.635 | 0
2017-01-02 09:00 | 0 | 0.55742 | 2.635 | 0
2017-01-02 10:00 | 0 | 0.46976 | 2.635 | 0
2017-01-02 11:00 | 0 | 0.43737 | 2.635 | 0
2017-01-02 12:00 | 0 | 0.34001 | 2.635 | 0
2017-01-02 13:00 | 0 | 0.32098 | 2.635 | 0
2017-01-02 14:00 | 0 | 0.23095 | 2.635 | 0
2017-01-02 15:00 | 0 | 0 | 2.635 | 0
2017-01-02 16:00 | 0 | 0.19654 | 2.635 | 0
2017-01-02 17:00 | 0 | 0.20697 | 2.635 | 0
2017-01-02 18:00 | 0 | 0.20368 | 2.635 | 0
2017-01-02 19:00 | 0 | 0 | 2.635 | 0
2017-01-02 20:00 | 0.44561 | 0 | 3.226 | 0
2017-01-02 21:00 | 0.97576 | 0 | 3.226 | 0
2017-01-02 22:00 | 1.031 | 0 | 3.226 | 0
2017-01-02 23:00 | 0.47068 | 0 | 3.226 | 0
2017-01-03 | 0.026169 | 0 | 3.226 | 0
2017-01-03 01:00 | 0 | 0 | 2.9798 | 0
2017-01-03 02:00 | 0 | 0 | 2.8568 | 0
2017-01-03 03:00 | 0 | 0 | 2.7694 | 0
2017-01-03 04:00 | 0 | 0 | 2.6908 | 0
2017-01-03 05:00 | 0 | 0 | 2.635 | 0
2017-01-03 06:00 | 0 | 0.35099 | 2.635 | 0
2017-01-03 07:00 | 0 | 0.76219 | 2.635 | 0
2017-01-03 08:00 | 0 | 0.78233 | 2.635 | 0
2017-01-03 09:00 | 0 | 0.69211 | 2.635 | 0
2017-01-03 10:00 | 0 | 0.58523 | 2.635 | 0
2017-01-03 11:00 | 0 | 0.53125 | 2.635 | 0
2017-01-03 12:00 | 0 | 0.34715 | 2.635 | 0
2017-01-03 13:00 | 0 | 0.38027 | 2.635 | 0
2017-01-03 14:00 | 0 | 0.31549 | 2.635 | 0
2017-01-03 15:00 | 0 | 0.25602 | 2.635 | 0
2017-01-03 16:00 | 0 | 0.30396 | 2.635 | 0
2017-01-03 17:00 | 0 | 0.32208 | 2.635 | 0
2017-01-03 18:00 | 0 | 0.25181 | 2.635 | 0
2017-01-03 19:00 | 0 | 0 | 2.635 | 0
2017-01-03 20:00 | 0.31018 | 0 | 3.226 | 0
2017-01-03 21:00 | 0.76146 | 0 | 3.226 | 0
2017-01-03 22:00 | 0.75853 | 0 | 3.226 | 0
2017-01-03 23:00 | 0.5232 | 0 | 3.226 | 0
2017-01-04 | 0 | 0 | 3.1167 | 0
2017-01-04 01:00 | 0 | 0 | 2.9303 | 0
2017-01-04 02:00 | 0 | 0 | 2.7859 | 0
2017-01-04 03:00 | 0 | 0 | 2.6986 | 0
2017-01-04 04:00 | 0 | 0 | 2.635 | 0
2017-01-04 05:00 | 0 | 0 | 2.635 | 0
2017-01-04 06:00 | 0 | 0.35264 | 2.635 | 0
2017-01-04 07:00 | 0 | 0.73365 | 2.635 | 0
2017-01-04 08:00 | 0 | 0.71754 | 2.635 | 0
2017-01-04 09:00 | 0 | 0.52301 | 2.635 | 0
2017-01-04 10:00 | 0 | 0.51258 | 2.635 | 0
2017-01-04 11:00 | 0 | 0.47379 | 2.635 | 0
2017-01-04 12:00 | 0 | 0.38064 | 2.635 | 0
2017-01-04 13:00 | 0 | 0.31604 | 2.635 | 0
2017-01-04 14:00 | 0 | 0.38101 | 2.635 | 0
2017-01-04 15:00 | 0 | 0.2315 | 2.635 | 0
2017-01-04 16:00 | 0 | 0.32226 | 2.635 | 0
2017-01-04 17:00 | 0 | 0.28237 | 2.635 | 0
2017-01-04 18:00 | 0 | 0.19746 | 2.635 | 0
2017-01-04 19:00 | 0 | 0 | 2.635 | 0
2017-01-04 20:00 | 0.47232 | 0 | 3.226 | 0
2017-01-04 21:00 | 0.97576 | 0 | 3.226 | 0
2017-01-04 22:00 | 0.94337 | 0 | 3.226 | 0
2017-01-04 23:00 | 0.5038 | 0 | 3.226 | 0
2017-01-05 | 0.086376 | 0 | 3.226 | 0
2017-01-05 01:00 | 0 | 0 | 3.031 | 0
2017-01-05 02:00 | 0 | 0 | 2.8836 | 0
2017-01-05 03:00 | 0 | 0 | 2.6391 | 0
2017-01-05 04:00 | 0 | 0 | 2.635 | 0
2017-01-05 05:00 | 0 | 0.2185 | 2.635 | 0
2017-01-05 06:00 | 0 | 0.27359 | 2.635 | 0
2017-01-05 07:00 | 0 | 0.69796 | 2.635 | 0
2017-01-05 08:00 | 0 | 0.66045 | 2.635 | 0
2017-01-05 09:00 | 0 | 0.23925 | 2.635 | 0
2017-01-05 10:00 | 0 | 0 | 2.635 | 0
2017-01-05 11:00 | 0 | 0 | 2.635 | 0
2017-01-05 12:00 | 0 | 0 | 2.635 | 0
2017-01-05 13:00 | 0 | 0 | 2.635 | 0
2017-01-05 14:00 | 0 | 0 | 2.635 | 0
2017-01-05 15:00 | 0 | 0 | 2.635 | 0
2017-01-05 16:00 | 0 | 0 | 2.635 | 0
2017-01-05 17:00 | 0 | 0 | 2.635 | 0
2017-01-05 18:00 | 0 | 0 | 2.635 | 0
2017-01-05 19:00 | 0 | 0 | 2.635 | 0
2017-01-05 20:00 | 0.60902 | 0 | 3.226 | 0
2017-01-05 21:00 | 1.0984 | 0 | 3.226 | 0
2017-01-05 22:00 | 0.92195 | 0 | 3.226 | 0
2017-01-05 23:00 | 0.52558 | 0 | 3.226 | 0
2017-01-06 | 0.055998 | 0 | 3.226 | 0
2017-01-06 01:00 | 0 | 0 | 3.1764 | 0
2017-01-06 02:00 | 0 | 0 | 2.847 | 0
2017-01-06 03:00 | 0 | 0 | 2.7302 | 0
2017-01-06 04:00 | 0 | 0 | 2.635 | 0
2017-01-06 05:00 | 0 | 0 | 2.635 | 0
2017-01-06 06:00 | 0 | 0.17531 | 2.635 | 0
2017-01-06 07:00 | 0 | 0.53052 | 2.635 | 0
2017-01-06 08:00 | 0 | 0.57956 | 2.635 | 0
2017-01-06 09:00 | 0 | 0.47781 | 2.635 | 0
2017-01-06 10:00 | 0 | 0.31696 | 2.635 | 0
2017-01-06 11:00 | 0 | 0.38833 | 2.635 | 0
2017-01-06 12:00 | 0 | 0.29152 | 2.635 | 0
2017-01-06 13:00 | 0 | 0.19636 | 2.635 | 0
2017-01-06 14:00 | 0 | 0.26608 | 2.635 | 0
2017-01-06 15:00 | 0 | 0.22674 | 2.635 | 0
2017-01-06 16:00 | 0 | 0.27706 | 2.635 | 0
2017-01-06 17:00 | 0 | 0.30085 | 2.635 | 0
2017-01-06 18:00 | 0 | 0.19124 | 2.635 | 0
2017-01-06 19:00 | 0 | 0 | 2.6647 | 0
2017-01-06 20:00 | 0.60701 | 0 | 3.226 | 0
2017-01-06 21:00 | 0.94227 | 0 | 3.226 | 0
2017-01-06 22:00 | 0.8493 | 0 | 3.226 | 0
2017-01-06 23:00 | 0.5329 | 0 | 3.226 | 0
2017-01-07 | 0.040992 | 0 | 3.226 | 0
2017-01-07 01:00 | 0 | 0 | 2.9498 | 0
2017-01-07 02:00 | 0 | 0 | 2.8458 | 0
2017-01-07 03:00 | 0 | 0 | 2.7235 | 0
2017-01-07 04:00 | 0 | 0 | 2.635 | 0
2017-01-07 05:00 | 0 | 0 | 2.635 | 0
2017-01-07 06:00 | 0 | 0.22289 | 2.635 | 0
2017-01-07 07:00 | 0 | 0.53637 | 2.635 | 0
2017-01-07 08:00 | 0 | 0.52246 | 2.635 | 0
2017-01-07 09:00 | 0 | 0.35264 | 2.635 | 0
2017-01-07 10:00 | 0 | 0.33416 | 2.635 | 0
2017-01-07 11:00 | 0 | 0.30707 | 2.635 | 0
2017-01-07 12:00 | 0 | 0.19727 | 2.635 | 0
2017-01-07 13:00 | 0 | 0.16964 | 2.635 | 0
2017-01-07 14:00 | 0 | 0.21612 | 2.635 | 0
2017-01-07 15:00 | 0 | 0.12865 | 2.635 | 0
2017-01-07 16:00 | 0 | 0.20075 | 2.635 | 0
2017-01-07 17:00 | 0 | 0.21795 | 2.635 | 0
2017-01-07 18:00 | 0 | 0.12334 | 2.635 | 0
2017-01-07 19:00 | 0 | 0 | 2.7542 | 0
2017-01-07 20:00 | 0.60591 | 0 | 3.226 | 0
2017-01-07 21:00 | 0.99113 | 0 | 3.226 | 0
2017-01-07 22:00 | 1.0043 | 0 | 3.226 | 0
2017-01-07 23:00 | 0.67911 | 0 | 3.226 | 0
2017-01-08 | 0.10083 | 0 | 3.226 | 0
2017-01-08 01:00 | 0 | 0 | 3.0205 | 0
2017-01-08 02:00 | 0 | 0 | 2.7989 | 0
2017-01-08 03:00 | 0 | 0 | 2.6726 | 0
2017-01-08 04:00 | 0 | 0 | 2.635 | 0
2017-01-08 05:00 | 0 | 0 | 2.635 | 0
2017-01-08 06:00 | 0 | 0.22344 | 2.635 | 0
2017-01-08 07:00 | 0 | 0.67838 | 2.635 | 0
2017-01-08 08:00 | 0 | 0.65148 | 2.635 | 0
2017-01-08 09:00 | 0 | 0.54205 | 2.635 | 0
2017-01-08 10:00 | 0 | 0.41486 | 2.635 | 0
2017-01-08 11:00 | 0 | 0.40059 | 2.635 | 0
2017-01-08 12:00 | 0 | 0.18501 | 2.635 | 0
2017-01-08 13:00 | 0 | 0.18611 | 2.635 | 0
2017-01-08 14:00 | 0 | 0.13121 | 2.635 | 0
2017-01-08 15:00 | 0 | 0.10925 | 2.635 | 0
2017-01-08 16:00 | 0 | 0.27212 | 2.635 | 0
2017-01-08 17:00 | 0 | 0 | 2.635 | 0
2017-01-08 18:00 | 0 | 0.27505 | 2.635 | 0
2017-01-08 19:00 | 0 | 0.11108 | 2.635 | 0
2017-01-08 20:00 | 0.53344 | 0 | 3.226 | 0
2017-01-08 21:00 | 0 | 0 | 5.861 | 0
2017-01-08 22:00 | 1.008 | 0 | 3.226 | 0
2017-01-08 23:00 | 0.63373 | 0 | 3.226 | 0
2017-01-09 | 0.14695 | 0 | 3.226 | 0
2017-01-09 01:00 | 0 | 0 | 3.0404 | 0
2017-01-09 02:00 | 0 | 0 | 3.071 | 0
2017-01-09 03:00 | 0 | 0 | 2.8086 | 0
2017-01-09 04:00 | 0 | 0 | 2.6843 | 0
2017-01-09 05:00 | 0 | 0.12462 | 2.635 | 0
2017-01-09 06:00 | 0 | 0.27926 | 2.635 | 0
2017-01-09 07:00 | 0 | 0.69302 | 2.635 | 0
2017-01-09 08:00 | 0 | 0.63373 | 2.635 | 0
2017-01-09 09:00 | 0 | 0.44085 | 2.635 | 0
2017-01-09 10:00 | 0 | 0.33782 | 2.635 | 0
2017-01-09 11:00 | 0 | 0.28493 | 2.635 | 0
2017-01-09 12:00 | 0 | 0.13451 | 2.635 | 0
2017-01-09 13:00 | 0 | 0 | 2.635 | 0
2017-01-09 14:00 | 0 | 0.10577 | 2.635 | 0
2017-01-09 15:00 | 0 | 0.10339 | 2.635 | 0
2017-01-09 16:00 | 0 | 0.16159 | 2.635 | 0
2017-01-09 17:00 | 0 | 0.17111 | 2.635 | 0
2017-01-09 18:00 | 0 | 0.19691 | 2.635 | 0
2017-01-09 19:00 | 0 | 0 | 2.635 | 0
2017-01-09 20:00 | 0.64123 | 0 | 3.226 | 0
2017-01-09 21:00 | 1.1101 | 0 | 3.226 | 0
2017-01-09 22:00 | 0.96349 | 0 | 3.226 | 0
2017-01-09 23:00 | 0.66795 | 0 | 3.226 | 0
2017-01-10 | 0.26645 | 0 | 3.226 | 0
2017-01-10 01:00 | 0 | 0 | 3.1232 | 0
2017-01-10 02:00 | 0 | 0 | 2.9114 | 0
2017-01-10 03:00 | 0 | 0 | 2.6931 | 0
2017-01-10 04:00 | 0 | 0 | 2.635 | 0
2017-01-10 05:00 | 0 | 0.14018 | 2.635 | 0
2017-01-10 06:00 | 0 | 0.30305 | 2.635 | 0
2017-01-10 07:00 | 0 | 0.70803 | 2.635 | 0
2017-01-10 08:00 | 0 | 0.7525 | 2.635 | 0
2017-01-10 09:00 | 0 | 0.62312 | 2.635 | 0
2017-01-10 10:00 | 0 | 0.5554 | 2.635 | 0
2017-01-10 11:00 | 0 | 0.40059 | 2.635 | 0
2017-01-10 12:00 | 0 | 0.29774 | 2.635 | 0
2017-01-10 13:00 | 0 | 0.23534 | 2.635 | 0
2017-01-10 14:00 | 0 | 0.24559 | 2.635 | 0
2017-01-10 15:00 | 0 | 0.19673 | 2.635 | 0
2017-01-10 16:00 | 0 | 0.24943 | 2.635 | 0
2017-01-10 17:00 | 0 | 0.21942 | 2.635 | 0
2017-01-10 18:00 | 0 | 0.13176 | 2.635 | 0
2017-01-10 19:00 | 0 | 0 | 2.635 | 0
2017-01-10 20:00 | 0.43444 | 0 | 3.226 | 0
2017-01-10 21:00 | 0.8418 | 0 | 3.226 | 0
2017-01-10 22:00 | 0.80374 | 0 | 3.226 | 0
2017-01-10 23:00 | 0.53582 | 0 | 3.226 | 0
2017-01-11 | 0.052887 | 0 | 3.226 | 0
2017-01-11 01:00 | 0 | 0 | 3.0347 | 0
2017-01-11 02:00 | 0 | 0 | 2.8651 | 0
2017-01-11 03:00 | 0 | 0 | 2.635 | 0
2017-01-11 04:00 | 0 | 0.10815 | 2.635 | 0
2017-01-11 05:00 | 0 | 0.20203 | 2.635 | 0
2017-01-11 06:00 | 0 | 0.28164 | 2.635 | 0
2017-01-11 07:00 | 0 | 0.62714 | 2.635 | 0
2017-01-11 08:00 | 0 | 0.66008 | 2.635 | 0
2017-01-11 09:00 | 0 | 0.5554 | 2.635 | 0
2017-01-11 10:00 | 0 | 0.41596 | 2.635 | 0
2017-01-11 11:00 | 0 | 0.33233 | 2.635 | 0
2017-01-11 12:00 | 0 | 0.21466 | 2.635 | 0
2017-01-11 13:00 | 0 | 0.14054 | 2.635 | 0
2017-01-11 14:00 | 0 | 0.15354 | 2.635 | 0
2017-01-11 15:00 | 0 | 0.15939 | 2.635 | 0
2017-01-11 16:00 | 0 | 0.17348 | 2.635 | 0
2017-01-11 17:00 | 0 | 0.24302 | 2.635 | 0
2017-01-11 18:00 | 0 | 0.25858 | 2.635 | 0
2017-01-11 19:00 | 0 | 0.099735 | 2.635 | 0
2017-01-11 20:00 | 0.44359 | 0 | 3.226 | 0
2017-01-11 21:00 | 0.94812 | 0 | 3.226 | 0
2017-01-11 22:00 | 0.94849 | 0 | 3.226 | 0
2017-01-11 23:00 | 0.5953 | 0 | 3.226 | 0
2017-01-12 | 0.069906 | 0 | 3.226 | 0
2017-01-12 01:00 | 0 | 0 | 3.0282 | 0
2017-01-12 02:00 | 0 | 0 | 2.8058 | 0
2017-01-12 03:00 | 0 | 0 | 2.635 | 0
2017-01-12 04:00 | 0 | 0 | 2.635 | 0
2017-01-12 05:00 | 0 | 0.17788 | 2.635 | 0
2017-01-12 06:00 | 0 | 0.32391 | 2.635 | 0
2017-01-12 07:00 | 0 | 0.66722 | 2.635 | 0
2017-01-12 08:00 | 0 | 0.67911 | 2.635 | 0
2017-01-12 09:00 | 0 | 0.55046 | 2.635 | 0
2017-01-12 10:00 | 0 | 0.3854 | 2.635 | 0
2017-01-12 11:00 | 0 | 0.33782 | 2.635 | 0
2017-01-12 12:00 | 0 | 0.23607 | 2.635 | 0
2017-01-12 13:00 | 0 | 0.17074 | 2.635 | 0
2017-01-12 14:00 | 0 | 0.11145 | 2.635 | 0
2017-01-12 15:00 | 0 | 0 | 2.635 | 0
2017-01-12 16:00 | 0 | 0.17696 | 2.635 | 0
2017-01-12 17:00 | 0 | 0.21686 | 2.635 | 0
2017-01-12 18:00 | 0 | 0.20423 | 2.635 | 0
2017-01-12 19:00 | 0 | 0 | 2.635 | 0
2017-01-12 20:00 | 0.46299 | 0 | 3.226 | 0
2017-01-12 21:00 | 0.8945 | 0 | 3.226 | 0
2017-01-12 22:00 | 0.90567 | 0 | 3.226 | 0
2017-01-12 23:00 | 0.57444 | 0 | 3.226 | 0
2017-01-13 | 0.046482 | 0 | 3.226 | 0
2017-01-13 01:00 | 0 | 0 | 2.8572 | 0
2017-01-13 02:00 | 0 | 0 | 2.635 | 0
2017-01-13 03:00 | 0 | 0 | 2.635 | 0
2017-01-13 04:00 | 0 | 0.30561 | 2.635 | 0
2017-01-13 05:00 | 0 | 0.30012 | 2.635 | 0
2017-01-13 06:00 | 0 | 0.37643 | 2.635 | 0
2017-01-13 07:00 | 0 | 0.69558 | 2.635 | 0
2017-01-13 08:00 | 0 | 0.7331 | 2.635 | 0
2017-01-13 09:00 | 0 | 0.51972 | 2.635 | 0
2017-01-13 10:00 | 0 | 0.3929 | 2.635 | 0
2017-01-13 11:00 | 0 | 0.4015 | 2.635 | 0
2017-01-13 12:00 | 0 | 0.3391 | 2.635 | 0
2017-01-13 13:00 | 0 | 0.29555 | 2.635 | 0
2017-01-13 14:00 | 0 | 0.23644 | 2.635 | 0
2017-01-13 15:00 | 0 | 0.1356 | 2.635 | 0
2017-01-13 16:00 | 0 | 0.17806 | 2.635 | 0
2017-01-13 17:00 | 0 | 0.23021 | 2.635 | 0
2017-01-13 18:00 | 0 | 0.17477 | 2.635 | 0
2017-01-13 19:00 | 0 | 0 | 2.635 | 0
2017-01-13 20:00 | 0.55321 | 0 | 3.226 | 0
2017-01-13 21:00 | 1.0279 | 0 | 3.226 | 0
2017-01-13 22:00 | 0.99955 | 0 | 3.226 | 0
2017-01-13 23:00 | 0.67527 | 0 | 3.226 | 0
2017-01-14 | 0.018117 | 0 | 3.226 | 0
2017-01-14 01:00 | 0 | 0 | 2.9593 | 0
2017-01-14 02:00 | 0 | 0 | 2.6724 | 0
2017-01-14 03:00 | 0 | 0 | 2.635 | 0
2017-01-14 04:00 | 0 | 0.16159 | 2.635 | 0
2017-01-14 05:00 | 0 | 0.2174 | 2.635 | 0
2017-01-14 06:00 | 0 | 0.36399 | 2.635 | 0
2017-01-14 07:00 | 0 | 0.6707 | 2.635 | 0
2017-01-14 08:00 | 0 | 0.5662 | 2.635 | 0
2017-01-14 09:00 | 0 | 0.43938 | 2.635 | 0
2017-01-14 10:00 | 0 | 0.33398 | 2.635 | 0
2017-01-14 11:00 | 0 | 0.36545 | 2.635 | 0
2017-01-14 12:00 | 0 | 0.28859 | 2.635 | 0
2017-01-14 13:00 | 0 | 0.31988 | 2.635 | 0
2017-01-14 14:00 | 0 | 0.30872 | 2.635 | 0
2017-01-14 15:00 | 0 | 0.22582 | 2.635 | 0
2017-01-14 16:00 | 0 | 0.12352 | 2.635 | 0
2017-01-14 17:00 | 0 | 0.24833 | 2.635 | 0
2017-01-14 18:00 | 0 | 0.19142 | 2.635 | 0
2017-01-14 19:00 | 0 | 0 | 2.635 | 0
2017-01-14 20:00 | 0.48092 | 0 | 3.226 | 0
2017-01-14 21:00 | 1.0199 | 0 | 3.226 | 0
2017-01-14 22:00 | 0.88609 | 0 | 3.226 | 0
2017-01-14 23:00 | 0.46482 | 0 | 3.226 | 0
2017-01-15 | 0 | 0 | 3.2116 | 0
2017-01-15 01:00 | 0 | 0 | 2.9736 | 0
2017-01-15 02:00 | 0 | 0 | 2.8088 | 0
2017-01-15 03:00 | 0 | 0 | 2.7138 | 0
2017-01-15 04:00 | 0 | 0 | 2.7173 | 0
2017-01-15 05:00 | 0 | 0 | 2.635 | 0
2017-01-15 06:00 | 0 | 0.34093 | 2.635 | 0
2017-01-15 07:00 | 0 | 0.689 | 2.635 | 0
2017-01-15 08:00 | 0 | 0.67783 | 2.635 | 0
2017-01-15 09:00 | 0 | 0.45787 | 2.635 | 0
2017-01-15 10:00 | 0 | 0.3208 | 2.635 | 0
2017-01-15 11:00 | 0 | 0.29317 | 2.635 | 0
2017-01-15 12:00 | 0 | 0.21502 | 2.635 | 0
2017-01-15 13:00 | 0 | 0.21155 | 2.635 | 0
2017-01-15 14:00 | 0 | 0.1927 | 2.635 | 0
2017-01-15 15:00 | 0 | 0.18099 | 2.635 | 0
2017-01-15 16:00 | 0 | 0.18721 | 2.635 | 0
2017-01-15 17:00 | 0 | 0.21082 | 2.635 | 0
2017-01-15 18:00 | 0 | 0.14658 | 2.635 | 0
2017-01-15 19:00 | 0 | 0 | 2.635 | 0
2017-01-15 20:00 | 0.63098 | 0 | 3.226 | 0
2017-01-15 21:00 | 1.0674 | 0 | 3.226 | 0
2017-01-15 22:00 | 0.85132 | 0 | 3.226 | 0
2017-01-15 23:00 | 0.55815 | 0 | 3.226 | 0
2017-01-16 | 0.03111 | 0 | 3.226 | 0
2017-01-16 01:00 | 0 | 0 | 2.9794 | 0
2017-01-16 02:00 | 0 | 0 | 2.8836 | 0
2017-01-16 03:00 | 0 | 0 | 2.777 | 0
2017-01-16 04:00 | 0 | 0 | 2.689 | 0
2017-01-16 05:00 | 0 | 0 | 2.6389 | 0
2017-01-16 06:00 | 0 | 0.27212 | 2.635 | 0
2017-01-16 07:00 | 0 | 0.7148 | 2.635 | 0
2017-01-16 08:00 | 0 | 0.65514 | 2.635 | 0
2017-01-16 09:00 | 0 | 0.40992 | 2.635 | 0
2017-01-16 10:00 | 0 | 0.34935 | 2.635 | 0
2017-01-16 11:00 | 0 | 0.27962 | 2.635 | 0
2017-01-16 12:00 | 0 | 0.33507 | 2.635 | 0
2017-01-16 13:00 | 0 | 0.30854 | 2.635 | 0
2017-01-16 14:00 | 0 | 0.32226 | 2.635 | 0
2017-01-16 15:00 | 0 | 0.22363 | 2.635 | 0
2017-01-16 16:00 | 0 | 0.11657 | 2.635 | 0
2017-01-16 17:00 | 0 | 0.14695 | 2.635 | 0
2017-01-16 18:00 | 0 | 0.10211 | 2.635 | 0
2017-01-16 19:00 | 0 | 0 | 2.635 | 0
2017-01-16 20:00 | 0.50398 | 0 | 3.226 | 0
2017-01-16 21:00 | 0.85809 | 0 | 3.226 | 0
2017-01-16 22:00 | 0.84143 | 0 | 3.226 | 0
2017-01-16 23:00 | 0.54095 | 0 | 3.226 | 0
2017-01-17 | 0.095526 | 0 | 3.226 | 0
2017-01-17 01:00 | 0 | 0 | 3.1218 | 0
2017-01-17 02:00 | 0 | 0 | 2.9114 | 0
2017-01-17 03:00 | 0 | 0 | 2.7944 | 0
2017-01-17 04:00 | 0 | 0 | 2.6807 | 0
2017-01-17 05:00 | 0 | 0 | 2.635 | 0
2017-01-17 06:00 | 0 | 0.32556 | 2.635 | 0
2017-01-17 07:00 | 0 | 0.71919 | 2.635 | 0
2017-01-17 08:00 | 0 | 0.6663 | 2.635 | 0
2017-01-17 09:00 | 0 | 0.4597 | 2.635 | 0
2017-01-17 10:00 | 0 | 0.29445 | 2.635 | 0
2017-01-17 11:00 | 0 | 0.26535 | 2.635 | 0
2017-01-17 12:00 | 0 | 0.24229 | 2.635 | 0
2017-01-17 13:00 | 0 | 0.22051 | 2.635 | 0
2017-01-17 14:00 | 0 | 0.23479 | 2.635 | 0
2017-01-17 15:00 | 0 | 0.12206 | 2.635 | 0
2017-01-17 16:00 | 0 | 0 | 2.635 | 0
2017-01-17 17:00 | 0 | 0.18263 | 2.635 | 0
2017-01-17 18:00 | 0 | 0.21759 | 2.635 | 0
2017-01-17 19:00 | 0 | 0.2013 | 2.635 | 0
2017-01-17 20:00 | 0.25291 | 0 | 3.226 | 0
2017-01-17 21:00 | 0.8762 | 0 | 3.226 | 0
2017-01-17 22:00 | 0.97393 | 0 | 3.226 | 0
2017-01-17 23:00 | 0.65514 | 0 | 3.226 | 0
2017-01-18 | 0.21686 | 0 | 3.226 | 0
2017-01-18 01:00 | 0 | 0 | 3.1444 | 0
2017-01-18 02:00 | 0 | 0 | 2.9654 | 0
2017-01-18 03:00 | 0 | 0 | 2.6573 | 0
2017-01-18 04:00 | 0 | 0 | 2.635 | 0
2017-01-18 05:00 | 0 | 0 | 2.635 | 0
2017-01-18 06:00 | 0 | 0.27999 | 2.635 | 0
2017-01-18 07:00 | 0 | 0.70565 | 2.635 | 0
2017-01-18 08:00 | 0 | 0.68899 | 2.635 | 0
2017-01-18 09:00 | 0 | 0.50819 | 2.635 | 0
2017-01-18 10:00 | 0 | 0.48623 | 2.635 | 0
2017-01-18 11:00 | 0 | 0.43627 | 2.635 | 0
2017-01-18 12:00 | 0 | 0.37442 | 2.635 | 0
2017-01-18 13:00 | 0 | 0.16561 | 2.635 | 0
2017-01-18 14:00 | 0 | 0.20807 | 2.635 | 0
2017-01-18 15:00 | 0 | 0 | 2.6628 | 0
2017-01-18 16:00 | 0 | 0 | 2.635 | 0
2017-01-18 17:00 | 0 | 0.16854 | 2.635 | 0
2017-01-18 18:00 | 0 | 0.25565 | 2.635 | 0
2017-01-18 19:00 | 0 | 0.18026 | 2.635 | 0
2017-01-18 20:00 | 0.45713 | 0 | 3.226 | 0
2017-01-18 21:00 | 0.93842 | 0 | 3.226 | 0
2017-01-18 22:00 | 0.95636 | 0 | 3.226 | 0
2017-01-18 23:00 | 0.66337 | 0 | 3.226 | 0
2017-01-19 | 0.098454 | 0 | 3.226 | 0
2017-01-19 01:00 | 0 | 0 | 3.0779 | 0
2017-01-19 02:00 | 0 | 0 | 2.8125 | 0
2017-01-19 03:00 | 0 | 0 | 2.7575 | 0
2017-01-19 04:00 | 0 | 0 | 2.635 | 0
2017-01-19 05:00 | 0 | 0 | 2.635 | 0
2017-01-19 06:00 | 0 | 0.22729 | 2.635 | 0
2017-01-19 07:00 | 0 | 0.62787 | 2.635 | 0
2017-01-19 08:00 | 0 | 0.67747 | 2.635 | 0
2017-01-19 09:00 | 0 | 0.50142 | 2.635 | 0
2017-01-19 10:00 | 0 | 0.30049 | 2.635 | 0
2017-01-19 11:00 | 0 | 0.34404 | 2.635 | 0
2017-01-19 12:00 | 0 | 0.24394 | 2.635 | 0
2017-01-19 13:00 | 0 | 0.15262 | 2.635 | 0
2017-01-19 14:00 | 0 | 0.1098 | 2.635 | 0
2017-01-19 15:00 | 0 | 0 | 2.635 | 0
2017-01-19 16:00 | 0 | 0 | 2.635 | 0
2017-01-19 17:00 | 0 | 0.14878 | 2.635 | 0
2017-01-19 18:00 | 0 | 0.16379 | 2.635 | 0
2017-01-19 19:00 | 0 | 0 | 2.635 | 0
2017-01-19 20:00 | 0.48495 | 0 | 3.226 | 0
2017-01-19 21:00 | 1.0253 | 0 | 3.226 | 0
2017-01-19 22:00 | 0.90274 | 0 | 3.226 | 0
2017-01-19 23:00 | 0.57608 | 0 | 3.226 | 0
2017-01-20 | 0.1894 | 0 | 3.226 | 0
2017-01-20 01:00 | 0 | 0 | 3.0794 | 0
2017-01-20 02:00 | 0 | 0 | 2.9366 | 0
2017-01-20 03:00 | 0 | 0 | 2.7441 | 0
2017-01-20 04:00 | 0 | 0 | 2.635 | 0
2017-01-20 05:00 | 0 | 0 | 2.635 | 0
2017-01-20 06:00 | 0 | 0.29847 | 2.635 | 0
2017-01-20 07:00 | 0 | 0.68277 | 2.635 | 0
2017-01-20 08:00 | 0 | 0.61415 | 2.635 | 0
2017-01-20 09:00 | 0 | 0.37295 | 2.635 | 0
2017-01-20 10:00 | 0 | 0.24778 | 2.635 | 0
2017-01-20 11:00 | 0 | 0.29664 | 2.635 | 0
2017-01-20 12:00 | 0 | 0.22235 | 2.635 | 0
2017-01-20 13:00 | 0 | 0.15555 | 2.635 | 0
2017-01-20 14:00 | 0 | 0.1389 | 2.635 | 0
2017-01-20 15:00 | 0 | 0.17513 | 2.635 | 0
2017-01-20 16:00 | 0 | 0.22619 | 2.635 | 0
2017-01-20 17:00 | 0 | 0.20112 | 2.635 | 0
2017-01-20 18:00 | 0 | 0.12334 | 2.635 | 0
2017-01-20 19:00 | 0 | 0 | 2.6884 | 0
2017-01-20 20:00 | 0.55467 | 0 | 3.226 | 0
2017-01-20 21:00 | 0 | 0 | 5.861 | 0
2017-01-20 22:00 | 1.0361 | 0 | 3.226 | 0
2017-01-20 23:00 | 0.66813 | 0 | 3.226 | 0
2017-01-21 | 0.092415 | 0 | 3.226 | 0
2017-01-21 01:00 | 0 | 0 | 2.9945 | 0
2017-01-21 02:00 | 0 | 0 | 2.91 | 0
2017-01-21 03:00 | 0 | 0 | 2.8937 | 0
2017-01-21 04:00 | 0 | 0 | 2.7055 | 0
2017-01-21 05:00 | 0 | 0 | 2.635 | 0
2017-01-21 06:00 | 0 | 0.2454 | 2.635 | 0
2017-01-21 07:00 | 0 | 0.69705 | 2.635 | 0
2017-01-21 08:00 | 0 | 0.67747 | 2.635 | 0
2017-01-21 09:00 | 0 | 0.49062 | 2.635 | 0
2017-01-21 10:00 | 0 | 0.41596 | 2.635 | 0
2017-01-21 11:00 | 0 | 0.4134 | 2.635 | 0
2017-01-21 12:00 | 0 | 0.33818 | 2.635 | 0
2017-01-21 13:00 | 0 | 0.20606 | 2.635 | 0
2017-01-21 14:00 | 0 | 0.20514 | 2.635 | 0
2017-01-21 15:00 | 0 | 0.2271 | 2.635 | 0
2017-01-21 16:00 | 0 | 0.15189 | 2.635 | 0
2017-01-21 17:00 | 0 | 0.29518 | 2.635 | 0
2017-01-21 18:00 | 0 | 0.27743 | 2.635 | 0
2017-01-21 19:00 | 0 | 0.15079 | 2.635 | 0
2017-01-21 20:00 | 0.31238 | 0 | 3.226 | 0
2017-01-21 21:00 | 0.89835 | 0 | 3.226 | 0
2017-01-21 22:00 | 0.93019 | 0 | 3.226 | 0
2017-01-21 23:00 | 0.6125 | 0 | 3.226 | 0
2017-01-22 | 0.12371 | 0 | 3.226 | 0
2017-01-22 01:00 | 0 | 0 | 2.9597 | 0
2017-01-22 02:00 | 0 | 0 | 2.7889 | 0
2017-01-22 03:00 | 0 | 0 | 2.6376 | 0
2017-01-22 04:00 | 0 | 0 | 2.635 | 0
2017-01-22 05:00 | 0 | 0.29664 | 2.635 | 0
2017-01-22 06:00 | 0 | 0.46976 | 2.635 | 0
2017-01-22 07:00 | 0 | 0 | 2.635 | 0
2017-01-22 08:00 | 0 | 0.78525 | 2.635 | 0
2017-01-22 09:00 | 0 | 0.64965 | 2.635 | 0
2017-01-22 10:00 | 0 | 0.46738 | 2.635 | 0
2017-01-22 11:00 | 0 | 0.39674 | 2.635 | 0
2017-01-22 12:00 | 0 | 0.25748 | 2.635 | 0
2017-01-22 13:00 | 0 | 0.32281 | 2.635 | 0
2017-01-22 14:00 | 0 | 0.32391 | 2.635 | 0
2017-01-22 15:00 | 0 | 0.2207 | 2.635 | 0
2017-01-22 16:00 | 0 | 0.20661 | 2.635 | 0
2017-01-22 17:00 | 0 | 0.24248 | 2.635 | 0
2017-01-22 18:00 | 0 | 0.18648 | 2.635 | 0
2017-01-22 19:00 | 0 | 0.1389 | 2.635 | 0
2017-01-22 20:00 | 0.43627 | 0 | 3.226 | 0
2017-01-22 21:00 | 0.84381 | 0 | 3.226 | 0
2017-01-22 22:00 | 0.97942 | 0 | 3.226 | 0
2017-01-22 23:00 | 0.5856 | 0 | 3.226 | 0
2017-01-23 | 0.086193 | 0 | 3.226 | 0
2017-01-23 01:00 | 0 | 0 | 2.9638 | 0
2017-01-23 02:00 | 0 | 0 | 2.74 | 0
2017-01-23 03:00 | 0 | 0 | 2.635 | 0
2017-01-23 04:00 | 0 | 0 | 2.6746 | 0
2017-01-23 05:00 | 0 | 0.11822 | 2.635 | 0
2017-01-23 06:00 | 0 | 0.32958 | 2.635 | 0
2017-01-23 07:00 | 0 | 0.69101 | 2.635 | 0
2017-01-23 08:00 | 0 | 0.6319 | 2.635 | 0
2017-01-23 09:00 | 0 | 0.51771 | 2.635 | 0
2017-01-23 10:00 | 0 | 0.35667 | 2.635 | 0
2017-01-23 11:00 | 0 | 0.31622 | 2.635 | 0
2017-01-23 12:00 | 0 | 0.20679 | 2.635 | 0
2017-01-23 13:00 | 0 | 0.14091 | 2.635 | 0
2017-01-23 14:00 | 0 | 0.17037 | 2.635 | 0
2017-01-23 15:00 | 0 | 0 | 2.635 | 0
2017-01-23 16:00 | 0 | 0 | 2.635 | 0
2017-01-23 17:00 | 0 | 0 | 2.635 | 0
2017-01-23 18:00 | 0 | 0.11255 | 2.635 | 0
2017-01-23 19:00 | 0 | 0 | 2.6415 | 0
2017-01-23 20:00 | 0.55357 | 0 | 3.226 | 0
2017-01-23 21:00 | 0.96899 | 0 | 3.226 | 0
2017-01-23 22:00 | 0.83759 | 0 | 3.226 | 0
2017-01-23 23:00 | 0.45494 | 0 | 3.226 | 0
2017-01-24 | 0.14347 | 0 | 3.226 | 0
2017-01-24 01:00 | 0 | 0 | 3.148 | 0
2017-01-24 02:00 | 0 | 0 | 2.8044 | 0
2017-01-24 03:00 | 0 | 0 | 2.6973 | 0
2017-01-24 04:00 | 0 | 0.13597 | 2.635 | 0
2017-01-24 05:00 | 0 | 0 | 2.635 | 0
2017-01-24 06:00 | 0 | 0.27907 | 2.635 | 0
2017-01-24 07:00 | 0 | 0.69833 | 2.635 | 0
2017-01-24 08:00 | 0 | 0.7115 | 2.635 | 0
2017-01-24 09:00 | 0 | 0.50197 | 2.635 | 0
2017-01-24 10:00 | 0 | 0.42218 | 2.635 | 0
2017-01-24 11:00 | 0 | 0.37954 | 2.635 | 0
2017-01-24 12:00 | 0 | 0.2121 | 2.635 | 0
2017-01-24 13:00 | 0 | 0.25986 | 2.635 | 0
2017-01-24 14:00 | 0 | 0.27725 | 2.635 | 0
2017-01-24 15:00 | 0 | 0.11383 | 2.635 | 0
2017-01-24 16:00 | 0 | 0 | 2.635 | 0
2017-01-24 17:00 | 0 | 0 | 2.635 | 0
2017-01-24 18:00 | 0 | 0 | 2.649 | 0
2017-01-24 19:00 | 0 | 0 | 2.6376 | 0
2017-01-24 20:00 | 0.47415 | 0 | 3.226 | 0
2017-01-24 21:00 | 1.0039 | 0 | 3.226 | 0
2017-01-24 22:00 | 0.9064 | 0 | 3.226 | 0
2017-01-24 23:00 | 0.54314 | 0 | 3.226 | 0
2017-01-25 | 0.19727 | 0 | 3.226 | 0
2017-01-25 01:00 | 0 | 0 | 3.2165 | 0
2017-01-25 02:00 | 0 | 0 | 2.9043 | 0
2017-01-25 03:00 | 0 | 0 | 2.8247 | 0
2017-01-25 04:00 | 0 | 0 | 2.635 | 0
2017-01-25 05:00 | 0 | 0 | 2.664 | 0
2017-01-25 06:00 | 0 | 0.20423 | 2.635 | 0
2017-01-25 07:00 | 0 | 0.60719 | 2.635 | 0
2017-01-25 08:00 | 0 | 0.60591 | 2.635 | 0
2017-01-25 09:00 | 0 | 0.51698 | 2.635 | 0
2017-01-25 10:00 | 0 | 0.41541 | 2.635 | 0
2017-01-25 11:00 | 0 | 0.41102 | 2.635 | 0
2017-01-25 12:00 | 0 | 0.32592 | 2.635 | 0
2017-01-25 13:00 | 0 | 0.27468 | 2.635 | 0
2017-01-25 14:00 | 0 | 0.30982 | 2.635 | 0
2017-01-25 15:00 | 0 | 0.19489 | 2.635 | 0
2017-01-25 16:00 | 0 | 0.13707 | 2.635 | 0
2017-01-25 17:00 | 0 | 0.20185 | 2.635 | 0
2017-01-25 18:00 | 0 | 0.20185 | 2.635 | 0
2017-01-25 19:00 | 0 | 0.10047 | 2.635 | 0
2017-01-25 20:00 | 0.58615 | 0 | 3.226 | 0
2017-01-25 21:00 | 0.816 | 0 | 3.226 | 0
2017-01-25 22:00 | 0.87913 | 0 | 3.226 | 0
2017-01-25 23:00 | 0.44377 | 0 | 3.226 | 0
2017-01-26 | 0.16964 | 0 | 3.226 | 0
2017-01-26 01:00 | 0 | 0 | 3.1417 | 0
2017-01-26 02:00 | 0 | 0 | 2.9652 | 0
2017-01-26 03:00 | 0 | 0 | 2.7189 | 0
2017-01-26 04:00 | 0 | 0 | 2.635 | 0
2017-01-26 05:00 | 0 | 0.18666 | 2.635 | 0
2017-01-26 06:00 | 0 | 0.25163 | 2.635 | 0
2017-01-26 07:00 | 0 | 0.58871 | 2.635 | 0
2017-01-26 08:00 | 0 | 0.59475 | 2.635 | 0
2017-01-26 09:00 | 0 | 0.51716 | 2.635 | 0
2017-01-26 10:00 | 0 | 0.44487 | 2.635 | 0
2017-01-26 11:00 | 0 | 0.38924 | 2.635 | 0
2017-01-26 12:00 | 0 | 0.282 | 2.635 | 0
2017-01-26 13:00 | 0 | 0.17422 | 2.635 | 0
2017-01-26 14:00 | 0 | 0.21777 | 2.635 | 0
2017-01-26 15:00 | 0 | 0.10449 | 2.635 | 0
2017-01-26 16:00 | 0 | 0.1475 | 2.635 | 0
2017-01-26 17:00 | 0 | 0.14549 | 2.635 | 0
2017-01-26 18:00 | 0 | 0.16214 | 2.635 | 0
2017-01-26 19:00 | 0 | 0 | 2.635 | 0
2017-01-26 20:00 | 0.45402 | 0 | 3.226 | 0
2017-01-26 21:00 | 1.001 | 0 | 3.226 | 0
2017-01-26 22:00 | 1.1174 | 0 | 3.226 | 0
2017-01-26 23:00 | 0.68076 | 0 | 3.226 | 0
2017-01-27 | 0.21777 | 0 | 3.226 | 0
2017-01-27 01:00 | 0.038613 | 0 | 3.226 | 0
2017-01-27 02:00 | 0 | 0 | 2.9939 | 0
2017-01-27 03:00 | 0 | 0 | 2.756 | 0
2017-01-27 04:00 | 0 | 0 | 2.635 | 0
2017-01-27 05:00 | 0 | 0 | 2.635 | 0
2017-01-27 06:00 | 0 | 0.21155 | 2.635 | 0
2017-01-27 07:00 | 0 | 0.57828 | 2.635 | 0
2017-01-27 08:00 | 0 | 0.57993 | 2.635 | 0
2017-01-27 09:00 | 0 | 0.45457 | 2.635 | 0
2017-01-27 10:00 | 0 | 0.40644 | 2.635 | 0
2017-01-27 11:00 | 0 | 0.38979 | 2.635 | 0
2017-01-27 12:00 | 0 | 0.2734 | 2.635 | 0
2017-01-27 13:00 | 0 | 0.24668 | 2.635 | 0
2017-01-27 14:00 | 0 | 0.16616 | 2.635 | 0
2017-01-27 15:00 | 0 | 0.24851 | 2.635 | 0
2017-01-27 16:00 | 0 | 0.22033 | 2.635 | 0
2017-01-27 17:00 | 0 | 0.16214 | 2.635 | 0
2017-01-27 18:00 | 0 | 0.12133 | 2.635 | 0
2017-01-27 19:00 | 0 | 0 | 2.635 | 0
2017-01-27 20:00 | 0.39876 | 0 | 3.226 | 0
2017-01-27 21:00 | 0.93348 | 0 | 3.226 | 0
2017-01-27 22:00 | 0.91061 | 0 | 3.226 | 0
2017-01-27 23:00 | 0.56895 | 0 | 3.226 | 0
2017-01-28 | 0.07503 | 0 | 3.226 | 0
2017-01-28 01:00 | 0 | 0 | 3.0251 | 0
2017-01-28 02:00 | 0 | 0 | 2.8147 | 0
2017-01-28 03:00 | 0 | 0 | 2.7225 | 0
2017-01-28 04:00 | 0 | 0 | 2.7288 | 0
2017-01-28 05:00 | 0 | 0 | 2.7857 | 0
2017-01-28 06:00 | 0 | 0 | 2.635 | 0
2017-01-28 07:00 | 0 | 0.49703 | 2.635 | 0
2017-01-28 08:00 | 0 | 0.5975 | 2.635 | 0
2017-01-28 09:00 | 0 | 0.4597 | 2.635 | 0
2017-01-28 10:00 | 0 | 0.41212 | 2.635 | 0
2017-01-28 11:00 | 0 | 0.4037 | 2.635 | 0
2017-01-28 12:00 | 0 | 0.43609 | 2.635 | 0
2017-01-28 13:00 | 0 | 0.33599 | 2.635 | 0
2017-01-28 14:00 | 0 | 0.28914 | 2.635 | 0
2017-01-28 15:00 | 0 | 0.1852 | 2.635 | 0
2017-01-28 16:00 | 0 | 0.16378 | 2.635 | 0
2017-01-28 17:00 | 0 | 0.23753 | 2.635 | 0
2017-01-28 18:00 | 0 | 0.2315 | 2.635 | 0
2017-01-28 19:00 | 0 | 0.17513 | 2.635 | 0
2017-01-28 20:00 | 0.33507 | 0 | 3.226 | 0
2017-01-28 21:00 | 0.91665 | 0 | 3.226 | 0
2017-01-28 22:00 | 1.0334 | 0 | 3.226 | 0
2017-01-28 23:00 | 0.80923 | 0 | 3.226 | 0
2017-01-29 | 0.13542 | 0 | 3.226 | 0
2017-01-29 01:00 | 0 | 0 | 3.0158 | 0
2017-01-29 02:00 | 0 | 0 | 2.909 | 0
2017-01-29 03:00 | 0 | 0 | 2.8716 | 0
2017-01-29 04:00 | 0 | 0 | 2.7528 | 0
2017-01-29 05:00 | 0 | 0 | 2.635 | 0
2017-01-29 06:00 | 0 | 0 | 2.635 | 0
2017-01-29 07:00 | 0 | 0 | 2.635 | 0
2017-01-29 08:00 | 0 | 0.74481 | 2.635 | 0
2017-01-29 09:00 | 0 | 0 | 2.635 | 0
2017-01-29 10:00 | 0 | 0 | 2.635 | 0
2017-01-29 11:00 | 0 | 0 | 2.635 | 0
2017-01-29 12:00 | 0 | 0 | 2.635 | 0
2017-01-29 13:00 | 0 | 0 | 2.635 | 0
2017-01-29 14:00 | 0 | 0 | 2.635 | 0
2017-01-29 15:00 | 0 | 0 | 2.635 | 0
2017-01-29 16:00 | 0 | 0 | 2.635 | 0
2017-01-29 17:00 | 0 | 0.19032 | 2.635 | 0
2017-01-29 18:00 | 0 | 0 | 2.635 | 0
2017-01-29 19:00 | 0 | 0.14841 | 2.635 | 0
2017-01-29 20:00 | 0.3272 | 0 | 3.226 | 0
2017-01-29 21:00 | 0.92305 | 0 | 3.226 | 0
2017-01-29 22:00 | 0.84491 | 0 | 3.226 | 0
2017-01-29 23:00 | 0.65898 | 0 | 3.226 | 0
2017-01-30 | 0.086376 | 0 | 3.226 | 0
2017-01-30 01:00 | 0 | 0 | 2.9291 | 0
2017-01-30 02:00 | 0 | 0 | 2.7171 | 0
2017-01-30 03:00 | 0 | 0 | 2.635 | 0
2017-01-30 04:00 | 0 | 0 | 2.635 | 0
2017-01-30 05:00 | 0 | 0 | 2.635 | 0
2017-01-30 06:00 | 0 | 0 | 2.635 | 0
2017-01-30 07:00 | 0 | 0.70803 | 2.635 | 0
2017-01-30 08:00 | 0 | 0.74902 | 2.635 | 0
2017-01-30 09:00 | 0 | 0 | 2.635 | 0
2017-01-30 10:00 | 0 | 0 | 2.635 | 0
2017-01-30 11:00 | 0 | 0 | 2.635 | 0
2017-01-30 12:00 | 0 | 0 | 2.635 | 0
2017-01-30 13:00 | 0 | 0 | 2.635 | 0
2017-01-30 14:00 | 0 | 0 | 2.635 | 0
2017-01-30 15:00 | 0 | 0 | 2.635 | 0
2017-01-30 16:00 | 0 | 0 | 2.635 | 0
2017-01-30 17:00 | 0 | 0 | 2.635 | 0
2017-01-30 18:00 | 0 | 0 | 2.635 | 0
2017-01-30 19:00 | 0 | 0 | 2.635 | 0
2017-01-30 20:00 | 0.51643 | 0 | 3.226 | 0
2017-01-30 21:00 | 1.0019 | 0 | 3.226 | 0
2017-01-30 22:00 | 1.0332 | 0 | 3.226 | 0
2017-01-30 23:00 | 0.72779 | 0 | 3.226 | 0
2017-01-31 | 0.26553 | 0 | 3.226 | 0
2017-01-31 01:00 | 0.02562 | 0 | 3.226 | 0
2017-01-31 02:00 | 0 | 0 | 2.9279 | 0
2017-01-31 03:00 | 0 | 0 | 2.6586 | 0
2017-01-31 04:00 | 0 | 0 | 2.635 | 0
2017-01-31 05:00 | 0 | 0 | 2.635 | 0
2017-01-31 06:00 | 0 | 0 | 2.635 | 0
2017-01-31 07:00 | 0 | 0.69375 | 2.635 | 0
2017-01-31 08:00 | 0 | 0.70675 | 2.635 | 0
2017-01-31 09:00 | 0 | 0 | 2.635 | 0
2017-01-31 10:00 | 0 | 0 | 2.635 | 0
2017-01-31 11:00 | 0 | 0 | 2.635 | 0
2017-01-31 12:00 | 0 | 0 | 2.635 | 0
2017-01-31 13:00 | 0 | 0 | 2.635 | 0
2017-01-31 14:00 | 0 | 0.23387 | 2.635 | 0
2017-01-31 15:00 | 0 | 0.19105 | 2.635 | 0
2017-01-31 16:00 | 0 | 0 | 2.635 | 0
2017-01-31 17:00 | 0 | 0.18904 | 2.635 | 0
2017-01-31 18:00 | 0 | 0 | 2.635 | 0
2017-01-31 19:00 | 0 | 0 | 2.635 | 0
2017-01-31 20:00 | 0.50362 | 0 | 3.226 | 0
2017-01-31 21:00 | 1.0224 | 0 | 3.226 | 0
2017-01-31 22:00 | 0.79495 | 0 | 3.226 | 0
2017-01-31 23:00 | 0.49501 | 0 | 3.226 | 0
2017-02-01 | 0.066246 | 0 | 3.226 | 0
2017-02-01 01:00 | 0 | 0 | 2.9774 | 0
2017-02-01 02:00 | 0 | 0 | 2.7688 | 0
2017-02-01 03:00 | 0 | 0 | 2.6553 | 0
2017-02-01 04:00 | 0 | 0 | 2.635 | 0
2017-02-01 05:00 | 0 | 0 | 2.635 | 0
2017-02-01 06:00 | 0 | 0 | 2.635 | 0
2017-02-01 07:00 | 0 | 0 | 2.635 | 0
2017-02-01 08:00 | 0 | 0.64343 | 2.635 | 0
2017-02-01 09:00 | 0 | 0.51149 | 2.635 | 0
2017-02-01 10:00 | 0 | 0 | 2.635 | 0
2017-02-01 11:00 | 0 | 0 | 2.635 | 0
2017-02-01 12:00 | 0 | 0.42877 | 2.635 | 0
2017-02-01 13:00 | 0 | 0.37588 | 2.635 | 0
2017-02-01 14:00 | 0 | 0 | 2.635 | 0
2017-02-01 15:00 | 0 | 0.29596 | 2.635 | 0
2017-02-01 16:00 | 0 | 0.29207 | 2.635 | 0
2017-02-01 17:00 | 0 | 0.37021 | 2.635 | 0
2017-02-01 18:00 | 0 | 0.29683 | 2.635 | 0
2017-02-01 19:00 | 0 | 0 | 2.635 | 0
2017-02-01 20:00 | 0.60902 | 0 | 3.226 | 0
2017-02-01 21:00 | 0.73511 | 0 | 3.226 | 0
2017-02-01 22:00 | 0.65404 | 0 | 3.226 | 0
2017-02-01 23:00 | 0.37936 | 0 | 3.226 | 0
2017-02-02 | 0 | 0 | 3.0601 | 0
2017-02-02 01:00 | 0 | 0 | 2.7546 | 0
2017-02-02 02:00 | 0 | 0 | 2.6486 | 0
2017-02-02 03:00 | 0 | 0 | 2.6569 | 0
2017-02-02 04:00 | 0 | 0 | 2.7156 | 0
2017-02-02 05:00 | 0 | 0 | 2.635 | 0
2017-02-02 06:00 | 0 | 0.0026499 | 2.635 | 0
2017-02-02 07:00 | 0 | 0.58286 | 2.635 | 0
2017-02-02 08:00 | 0 | 0.67948 | 2.635 | 0
2017-02-02 09:00 | 0 | 0.57901 | 2.635 | 0
2017-02-02 10:00 | 0 | 0.48074 | 2.635 | 0
2017-02-02 11:00 | 0 | 0.45988 | 2.635 | 0
2017-02-02 12:00 | 0 | 0.47031 | 2.635 | 0
2017-02-02 13:00 | 0 | 0 | 2.635 | 0
2017-02-02 14:00 | 0 | 0.43865 | 2.635 | 0
2017-02-02 15:00 | 0 | 0 | 2.635 | 0
2017-02-02 16:00 | 0 | 0 | 2.635 | 0
2017-02-02 17:00 | 0 | 0 | 2.635 | 0
2017-02-02 18:00 | 0 | 0 | 2.635 | 0
2017-02-02 19:00 | 0 | 0 | 2.635 | 0
2017-02-02 20:00 | 0.57224 | 0 | 3.226 | 0
2017-02-02 21:00 | 0.9247 | 0 | 3.226 | 0
2017-02-02 22:00 | 0.77684 | 0 | 3.226 | 0
2017-02-02 23:00 | 0.42804 | 0 | 3.226 | 0
2017-02-03 | 0 | 0 | 3.096 | 0
2017-02-03 01:00 | 0 | 0 | 2.8464 | 0
2017-02-03 02:00 | 0 | 0 | 2.6799 | 0
2017-02-03 03:00 | 0 | 0 | 2.635 | 0
2017-02-03 04:00 | 0 | 0 | 2.635 | 0
2017-02-03 05:00 | 0 | 0 | 2.635 | 0
2017-02-03 06:00 | 0 | 0 | 2.635 | 0
2017-02-03 07:00 | 0 | 0.50142 | 2.635 | 0
2017-02-03 08:00 | 0 | 0.62257 | 2.635 | 0
2017-02-03 09:00 | 0 | 0.49831 | 2.635 | 0
2017-02-03 10:00 | 0 | 0.4683 | 2.635 | 0
2017-02-03 11:00 | 0 | 0.41267 | 2.635 | 0
2017-02-03 12:00 | 0 | 0 | 2.635 | 0
2017-02-03 13:00 | 0 | 0.23735 | 2.635 | 0
2017-02-03 14:00 | 0 | 0 | 2.635 | 0
2017-02-03 15:00 | 0 | 0 | 2.635 | 0
2017-02-03 16:00 | 0 | 0 | 2.635 | 0
2017-02-03 17:00 | 0 | 0 | 2.635 | 0
2017-02-03 18:00 | 0 | 0.18831 | 2.635 | 0
2017-02-03 19:00 | 0 | 0 | 2.7629 | 0
2017-02-03 20:00 | 0.87767 | 0 | 3.226 | 0
2017-02-03 21:00 | 0 | 0 | 5.861 | 0
2017-02-03 22:00 | 0.83009 | 0 | 3.226 | 0
2017-02-03 23:00 | 0.48843 | 0 | 3.226 | 0
2017-02-04 | 0 | 0 | 3.1425 | 0
2017-02-04 01:00 | 0 | 0 | 2.9112 | 0
2017-02-04 02:00 | 0 | 0 | 2.8259 | 0
2017-02-04 03:00 | 0 | 0 | 2.741 | 0
2017-02-04 04:00 | 0 | 0 | 2.6403 | 0
2017-02-04 05:00 | 0 | 0 | 2.635 | 0
2017-02-04 06:00 | 0 | 0 | 2.635 | 0
2017-02-04 07:00 | 0 | 0.55669 | 2.635 | 0
2017-02-04 08:00 | 0 | 0.60573 | 2.635 | 0
2017-02-04 09:00 | 0 | 0.49117 | 2.635 | 0
2017-02-04 10:00 | 0 | 0.39034 | 2.635 | 0
2017-02-04 11:00 | 0 | 0 | 2.635 | 0
2017-02-04 12:00 | 0 | 0 | 2.635 | 0
2017-02-04 13:00 | 0 | 0 | 2.635 | 0
2017-02-04 14:00 | 0 | 0.26981 | 2.635 | 0
2017-02-04 15:00 | 0 | 0.31714 | 2.635 | 0
2017-02-04 16:00 | 0 | 0.36179 | 2.635 | 0
2017-02-04 17:00 | 0 | 0.44396 | 2.635 | 0
2017-02-04 18:00 | 0 | 0.32482 | 2.635 | 0
2017-02-04 19:00 | 0 | 0 | 2.635 | 0
2017-02-04 20:00 | 0.58633 | 0 | 3.226 | 0
2017-02-04 21:00 | 0.93623 | 0 | 3.226 | 0
2017-02-04 22:00 | 0.7977 | 0 | 3.226 | 0
2017-02-04 23:00 | 0.46171 | 0 | 3.226 | 0
2017-02-05 | 0 | 0 | 3.199 | 0
2017-02-05 01:00 | 0 | 0 | 2.8917 | 0
2017-02-05 02:00 | 0 | 0 | 2.6476 | 0
2017-02-05 03:00 | 0 | 0 | 2.6596 | 0
2017-02-05 04:00 | 0 | 0 | 2.725 | 0
2017-02-05 05:00 | 0 | 0 | 2.6425 | 0
2017-02-05 06:00 | 0 | 0 | 2.635 | 0
2017-02-05 07:00 | 0 | 0.58395 | 2.635 | 0
2017-02-05 08:00 | 0 | 0.65221 | 2.635 | 0
2017-02-05 09:00 | 0 | 0.52777 | 2.635 | 0
2017-02-05 10:00 | 0 | 0.42419 | 2.635 | 0
2017-02-05 11:00 | 0 | 0.38595 | 2.635 | 0
2017-02-05 12:00 | 0 | 0 | 2.635 | 0
2017-02-05 13:00 | 0 | 0 | 2.635 | 0
2017-02-05 14:00 | 0 | 0.046695 | 2.635 | 0
2017-02-05 15:00 | 0 | 0.22381 | 2.635 | 0
2017-02-05 16:00 | 0 | 0.35813 | 2.635 | 0
2017-02-05 17:00 | 0 | 0.38796 | 2.635 | 0
2017-02-05 18:00 | 0 | 0.32665 | 2.635 | 0
2017-02-05 19:00 | 0 | 0 | 2.635 | 0
2017-02-05 20:00 | 0.70583 | 0 | 3.226 | 0
2017-02-05 21:00 | 0.87218 | 0 | 3.226 | 0
2017-02-05 22:00 | 0.75487 | 0 | 3.226 | 0
2017-02-05 23:00 | 0.5285 | 0 | 3.226 | 0
2017-02-06 | 0.035868 | 0 | 3.226 | 0
2017-02-06 01:00 | 0 | 0 | 2.9348 | 0
2017-02-06 02:00 | 0 | 0 | 2.7707 | 0
2017-02-06 03:00 | 0 | 0 | 2.7593 | 0
2017-02-06 04:00 | 0 | 0 | 2.635 | 0
2017-02-06 05:00 | 0 | 0 | 2.635 | 0
2017-02-06 06:00 | 0 | 0 | 2.635 | 0
2017-02-06 07:00 | 0 | 0.63409 | 2.635 | 0
2017-02-06 08:00 | 0 | 0.77025 | 2.635 | 0
2017-02-06 09:00 | 0 | 0.648 | 2.635 | 0
2017-02-06 10:00 | 0 | 0.5975 | 2.635 | 0
2017-02-06 11:00 | 0 | 0.47434 | 2.635 | 0
2017-02-06 12:00 | 0 | 0.36216 | 2.635 | 0
2017-02-06 13:00 | 0 | 0 | 2.635 | 0
2017-02-06 14:00 | 0 | 0.3951 | 2.635 | 0
2017-02-06 15:00 | 0 | 0.35648 | 2.635 | 0
2017-02-06 16:00 | 0 | 0 | 2.635 | 0
2017-02-06 17:00 | 0 | 0.33123 | 2.635 | 0
2017-02-06 18:00 | 0 | 0.21686 | 2.635 | 0
2017-02-06 19:00 | 0 | 0 | 2.7307 | 0
2017-02-06 20:00 | 0.65825 | 0 | 3.226 | 0
2017-02-06 21:00 | 0.81435 | 0 | 3.226 | 0
2017-02-06 22:00 | 0.76677 | 0 | 3.226 | 0
2017-02-06 23:00 | 0.47781 | 0 | 3.226 | 0
2017-02-07 | 0.20368 | 0 | 3.226 | 0
2017-02-07 01:00 | 0 | 0 | 3.0775 | 0
2017-02-07 02:00 | 0 | 0 | 2.9013 | 0
2017-02-07 03:00 | 0 | 0 | 2.635 | 0
2017-02-07 04:00 | 0 | 0 | 2.635 | 0
2017-02-07 05:00 | 0 | 0 | 2.635 | 0
2017-02-07 06:00 | 0 | 0.23003 | 2.635 | 0
2017-02-07 07:00 | 0 | 0.67728 | 2.635 | 0
2017-02-07 08:00 | 0 | 0.74207 | 2.635 | 0
2017-02-07 09:00 | 0 | 0.57517 | 2.635 | 0
2017-02-07 10:00 | 0 | 0.51094 | 2.635 | 0
2017-02-07 11:00 | 0 | 0.43023 | 2.635 | 0
2017-02-07 12:00 | 0 | 0.32501 | 2.635 | 0
2017-02-07 13:00 | 0 | 0.2282 | 2.635 | 0
2017-02-07 14:00 | 0 | 0.29939 | 2.635 | 0
2017-02-07 15:00 | 0 | 0.34935 | 2.635 | 0
2017-02-07 16:00 | 0 | 0.43883 | 2.635 | 0
2017-02-07 17:00 | 0 | 0.39766 | 2.635 | 0
2017-02-07 18:00 | 0 | 0.27816 | 2.635 | 0
2017-02-07 19:00 | 0 | 0 | 2.635 | 0
2017-02-07 20:00 | 0.79861 | 0 | 3.226 | 0
2017-02-07 21:00 | 1.0735 | 0 | 3.226 | 0
2017-02-07 22:00 | 0.80264 | 0 | 3.226 | 0
2017-02-07 23:00 | 0.43115 | 0 | 3.226 | 0
2017-02-08 | 0.058926 | 0 | 3.226 | 0
2017-02-08 01:00 | 0 | 0 | 2.8643 | 0
2017-02-08 02:00 | 0 | 0 | 2.6545 | 0
2017-02-08 03:00 | 0 | 0 | 2.635 | 0
2017-02-08 04:00 | 0 | 0 | 2.635 | 0
2017-02-08 05:00 | 0 | 0 | 2.635 | 0
2017-02-08 06:00 | 0 | 0 | 2.635 | 0
2017-02-08 07:00 | 0 | 0 | 2.635 | 0
2017-02-08 08:00 | 0 | 0 | 2.635 | 0
2017-02-08 09:00 | 0 | 0 | 2.635 | 0
2017-02-08 10:00 | 0 | 0.36114 | 2.635 | 0
2017-02-08 11:00 | 0 | 0.44341 | 2.635 | 0
2017-02-08 12:00 | 0 | 0.338 | 2.635 | 0
2017-02-08 13:00 | 0 | 0.2842 | 2.635 | 0
2017-02-08 14:00 | 0 | 0.39363 | 2.635 | 0
2017-02-08 15:00 | 0 | 0.37039 | 2.635 | 0
2017-02-08 16:00 | 0 | 0.33306 | 2.635 | 0
2017-02-08 17:00 | 0 | 0.31659 | 2.635 | 0
2017-02-08 18:00 | 0 | 0 | 2.635 | 0
2017-02-08 19:00 | 0 | 0 | 2.751 | 0
2017-02-08 20:00 | 0.70967 | 0 | 3.226 | 0
2017-02-08 21:00 | 0.79953 | 0 | 3.226 | 0
2017-02-08 22:00 | 0.60042 | 0 | 3.226 | 0
2017-02-08 23:00 | 0.30616 | 0 | 3.226 | 0
2017-02-09 | 0 | 0 | 3.0448 | 0
2017-02-09 01:00 | 0 | 0 | 2.8669 | 0
2017-02-09 02:00 | 0 | 0 | 2.7404 | 0
2017-02-09 03:00 | 0 | 0 | 2.6588 | 0
2017-02-09 04:00 | 0 | 0 | 2.635 | 0
2017-02-09 05:00 | 0 | 0.16507 | 2.635 | 0
2017-02-09 06:00 | 0 | 0 | 2.635 | 0
2017-02-09 07:00 | 0 | 0 | 2.635 | 0
2017-02-09 08:00 | 0 | 0.69101 | 2.635 | 0
2017-02-09 09:00 | 0 | 0.51496 | 2.635 | 0
2017-02-09 10:00 | 0 | 0.43664 | 2.635 | 0
2017-02-09 11:00 | 0 | 0.41962 | 2.635 | 0
2017-02-09 12:00 | 0 | 0.42493 | 2.635 | 0
2017-02-09 13:00 | 0 | 0.3003 | 2.635 | 0
2017-02-09 14:00 | 0 | 0.33068 | 2.635 | 0
2017-02-09 15:00 | 0 | 0.30707 | 2.635 | 0
2017-02-09 16:00 | 0 | 0.26608 | 2.635 | 0
2017-02-09 17:00 | 0 | 0.39125 | 2.635 | 0
2017-02-09 18:00 | 0 | 0 | 2.635 | 0
2017-02-09 19:00 | 0 | 0 | 2.7382 | 0
2017-02-09 20:00 | 0.76457 | 0 | 3.226 | 0
2017-02-09 21:00 | 1.0078 | 0 | 3.226 | 0
2017-02-09 22:00 | 0.71333 | 0 | 3.226 | 0
2017-02-09 23:00 | 0.41395 | 0 | 3.226 | 0
2017-02-10 | 0 | 0 | 3.1811 | 0
2017-02-10 01:00 | 0 | 0 | 2.934 | 0
2017-02-10 02:00 | 0 | 0 | 2.6393 | 0
2017-02-10 03:00 | 0 | 0 | 2.635 | 0
2017-02-10 04:00 | 0 | 0 | 2.635 | 0
2017-02-10 05:00 | 0 | 0.14384 | 2.635 | 0
2017-02-10 06:00 | 0 | 0 | 2.635 | 0
2017-02-10 07:00 | 0 | 0.61964 | 2.635 | 0
2017-02-10 08:00 | 0 | 0.71553 | 2.635 | 0
2017-02-10 09:00 | 0 | 0.62055 | 2.635 | 0
2017-02-10 10:00 | 0 | 0.5931 | 2.635 | 0
2017-02-10 11:00 | 0 | 0.49575 | 2.635 | 0
2017-02-10 12:00 | 0 | 0.35758 | 2.635 | 0
2017-02-10 13:00 | 0 | 0.29042 | 2.635 | 0
2017-02-10 14:00 | 0 | 0.36801 | 2.635 | 0
2017-02-10 15:00 | 0 | 0.35447 | 2.635 | 0
2017-02-10 16:00 | 0 | 0.30836 | 2.635 | 0
2017-02-10 17:00 | 0 | 0.39107 | 2.635 | 0
2017-02-10 18:00 | 0 | 0.27322 | 2.635 | 0
2017-02-10 19:00 | 0 | 0 | 2.7697 | 0
2017-02-10 20:00 | 0.71553 | 0 | 3.226 | 0
2017-02-10 21:00 | 0.87712 | 0 | 3.226 | 0
2017-02-10 22:00 | 0.64874 | 0 | 3.226 | 0
2017-02-10 23:00 | 0.27505 | 0 | 3.226 | 0
2017-02-11 | 0 | 0 | 3.1285 | 0
2017-02-11 01:00 | 0 | 0 | 2.8525 | 0
2017-02-11 02:00 | 0 | 0 | 2.7073 | 0
2017-02-11 03:00 | 0 | 0 | 2.635 | 0
2017-02-11 04:00 | 0 | 0 | 2.635 | 0
2017-02-11 05:00 | 0 | 0 | 2.635 | 0
2017-02-11 06:00 | 0 | 0 | 2.635 | 0
2017-02-11 07:00 | 0 | 0.61195 | 2.635 | 0
2017-02-11 08:00 | 0 | 0.71187 | 2.635 | 0
2017-02-11 09:00 | 0 | 0.53107 | 2.635 | 0
2017-02-11 10:00 | 0 | 0.4145 | 2.635 | 0
2017-02-11 11:00 | 0 | 0.32135 | 2.635 | 0
2017-02-11 12:00 | 0 | 0.30378 | 2.635 | 0
2017-02-11 13:00 | 0 | 0.30287 | 2.635 | 0
2017-02-11 14:00 | 0 | 0.29884 | 2.635 | 0
2017-02-11 15:00 | 0 | 0 | 2.635 | 0
2017-02-11 16:00 | 0 | 0 | 2.635 | 0
2017-02-11 17:00 | 0 | 0.30579 | 2.635 | 0
2017-02-11 18:00 | 0 | 0.27029 | 2.635 | 0
2017-02-11 19:00 | 0 | 0 | 2.635 | 0
2017-02-11 20:00 | 0.5049 | 0 | 3.226 | 0
2017-02-11 21:00 | 0.73163 | 0 | 3.226 | 0
2017-02-11 22:00 | 0.68314 | 0 | 3.226 | 0
2017-02-11 23:00 | 0.4187 | 0 | 3.226 | 0
2017-02-12 | 0 | 0 | 3.203 | 0
2017-02-12 01:00 | 0 | 0 | 2.7993 | 0
2017-02-12 02:00 | 0 | 0 | 2.635 | 0
2017-02-12 03:00 | 0 | 0 | 2.635 | 0
2017-02-12 04:00 | 0 | 0 | 2.635 | 0
2017-02-12 05:00 | 0 | 0.13981 | 2.635 | 0
2017-02-12 06:00 | 0 | 0 | 2.635 | 0
2017-02-12 07:00 | 0 | 0.64471 | 2.635 | 0
2017-02-12 08:00 | 0 | 0.70052 | 2.635 | 0
2017-02-12 09:00 | 0 | 0.63684 | 2.635 | 0
2017-02-12 10:00 | 0 | 0.50142 | 2.635 | 0
2017-02-12 11:00 | 0 | 0.48605 | 2.635 | 0
2017-02-12 12:00 | 0 | 0.29353 | 2.635 | 0
2017-02-12 13:00 | 0 | 0 | 2.635 | 0
2017-02-12 14:00 | 0 | 0 | 2.635 | 0
2017-02-12 15:00 | 0 | 0 | 2.635 | 0
2017-02-12 16:00 | 0 | 0 | 2.635 | 0
2017-02-12 17:00 | 0 | 0.27633 | 2.635 | 0
2017-02-12 18:00 | 0 | 0.26407 | 2.635 | 0
2017-02-12 19:00 | 0 | 0 | 2.635 | 0
2017-02-12 20:00 | 0.71956 | 0 | 3.226 | 0
2017-02-12 21:00 | 0.98234 | 0 | 3.226 | 0
2017-02-12 22:00 | 0.86285 | 0 | 3.226 | 0
2017-02-12 23:00 | 0.37021 | 0 | 3.226 | 0
2017-02-13 | 0 | 0 | 3.1529 | 0
2017-02-13 01:00 | 0 | 0 | 2.8728 | 0
2017-02-13 02:00 | 0 | 0 | 2.635 | 0
2017-02-13 03:00 | 0 | 0 | 2.635 | 0
2017-02-13 04:00 | 0 | 0 | 2.635 | 0
2017-02-13 05:00 | 0 | 0 | 2.6525 | 0
2017-02-13 06:00 | 0 | 0 | 2.635 | 0
2017-02-13 07:00 | 0 | 0.54113 | 2.635 | 0
2017-02-13 08:00 | 0 | 0 | 2.635 | 0
2017-02-13 09:00 | 0 | 0.5285 | 2.635 | 0
2017-02-13 10:00 | 0 | 0.52173 | 2.635 | 0
2017-02-13 11:00 | 0 | 0.3477 | 2.635 | 0
2017-02-13 12:00 | 0 | 0.25657 | 2.635 | 0
2017-02-13 13:00 | 0 | 0 | 2.635 | 0
2017-02-13 14:00 | 0 | 0 | 2.635 | 0
2017-02-13 15:00 | 0 | 0 | 2.635 | 0
2017-02-13 16:00 | 0 | 0 | 2.635 | 0
2017-02-13 17:00 | 0 | 0 | 2.635 | 0
2017-02-13 18:00 | 0 | 0 | 2.635 | 0
2017-02-13 19:00 | 0 | 0 | 2.6464 | 0
2017-02-13 20:00 | 0.55778 | 0 | 3.226 | 0
2017-02-13 21:00 | 0.71791 | 0 | 3.226 | 0
2017-02-13 22:00 | 0.83649 | 0 | 3.226 | 0
2017-02-13 23:00 | 0.49117 | 0 | 3.226 | 0
2017-02-14 | 0.12151 | 0 | 3.226 | 0
2017-02-14 01:00 | 0 | 0 | 3.082 | 0
2017-02-14 02:00 | 0 | 0 | 2.8021 | 0
2017-02-14 03:00 | 0 | 0 | 2.6537 | 0
2017-02-14 04:00 | 0 | 0 | 2.6466 | 0
2017-02-14 05:00 | 0 | 0 | 2.635 | 0
2017-02-14 06:00 | 0 | 0 | 2.635 | 0
2017-02-14 07:00 | 0 | 0.47928 | 2.635 | 0
2017-02-14 08:00 | 0 | 0.58523 | 2.635 | 0
2017-02-14 09:00 | 0 | 0.41395 | 2.635 | 0
2017-02-14 10:00 | 0 | 0.42383 | 2.635 | 0
2017-02-14 11:00 | 0 | 0.3283 | 2.635 | 0
2017-02-14 12:00 | 0 | 0.35777 | 2.635 | 0
2017-02-14 13:00 | 0 | 0 | 2.635 | 0
2017-02-14 14:00 | 0 | 0 | 2.635 | 0
2017-02-14 15:00 | 0 | 0 | 2.635 | 0
2017-02-14 16:00 | 0 | 0 | 2.635 | 0
2017-02-14 17:00 | 0 | 0 | 2.635 | 0
2017-02-14 18:00 | 0 | 0 | 2.635 | 0
2017-02-14 19:00 | 0 | 0 | 2.7099 | 0
2017-02-14 20:00 | 0.64288 | 0 | 3.226 | 0
2017-02-14 21:00 | 0.97393 | 0 | 3.226 | 0
2017-02-14 22:00 | 0.90274 | 0 | 3.226 | 0
2017-02-14 23:00 | 0.45457 | 0 | 3.226 | 0
2017-02-15 | 0 | 0 | 3.216 | 0
2017-02-15 01:00 | 0 | 0 | 2.991 | 0
2017-02-15 02:00 | 0 | 0 | 2.9857 | 0
2017-02-15 03:00 | 0 | 0 | 2.9118 | 0
2017-02-15 04:00 | 0 | 0 | 2.8074 | 0
2017-02-15 05:00 | 0 | 0 | 2.6805 | 0
2017-02-15 06:00 | 0 | 0 | 2.6393 | 0
2017-02-15 07:00 | 0 | 0.50471 | 2.635 | 0
2017-02-15 08:00 | 0 | 0.5878 | 2.635 | 0
2017-02-15 09:00 | 0 | 0.53527 | 2.635 | 0
2017-02-15 10:00 | 0 | 0.42456 | 2.635 | 0
2017-02-15 11:00 | 0 | 0.35227 | 2.635 | 0
2017-02-15 12:00 | 0 | 0.30213 | 2.635 | 0
2017-02-15 13:00 | 0 | 0 | 2.635 | 0
2017-02-15 14:00 | 0 | 0.3219 | 2.635 | 0
2017-02-15 15:00 | 0 | 0.25968 | 2.635 | 0
2017-02-15 16:00 | 0 | 0.14128 | 2.635 | 0
2017-02-15 17:00 | 0 | 0 | 2.635 | 0
2017-02-15 18:00 | 0 | 0 | 2.635 | 0
2017-02-15 19:00 | 0 | 0 | 2.7794 | 0
2017-02-15 20:00 | 0.72706 | 0 | 3.226 | 0
2017-02-15 21:00 | 0.94702 | 0 | 3.226 | 0
2017-02-15 22:00 | 0.7664 | 0 | 3.226 | 0
2017-02-15 23:00 | 0.48221 | 0 | 3.226 | 0
2017-02-16 | 0.055815 | 0 | 3.226 | 0
2017-02-16 01:00 | 0 | 0 | 3.0859 | 0
2017-02-16 02:00 | 0 | 0 | 3.0093 | 0
2017-02-16 03:00 | 0 | 0 | 2.8681 | 0
2017-02-16 04:00 | 0 | 0 | 2.7934 | 0
2017-02-16 05:00 | 0 | 0 | 2.635 | 0
2017-02-16 06:00 | 0 | 0.14713 | 2.635 | 0
2017-02-16 07:00 | 0 | 0.57645 | 2.635 | 0
2017-02-16 08:00 | 0 | 0 | 2.635 | 0
2017-02-16 09:00 | 0 | 0.5834 | 2.635 | 0
2017-02-16 10:00 | 0 | 0.46683 | 2.635 | 0
2017-02-16 11:00 | 0 | 0.45841 | 2.635 | 0
2017-02-16 12:00 | 0 | 0.33214 | 2.635 | 0
2017-02-16 13:00 | 0 | 0.26517 | 2.635 | 0
2017-02-16 14:00 | 0 | 0.31879 | 2.635 | 0
2017-02-16 15:00 | 0 | 0.26114 | 2.635 | 0
2017-02-16 16:00 | 0 | 0.32665 | 2.635 | 0
2017-02-16 17:00 | 0 | 0.35374 | 2.635 | 0
2017-02-16 18:00 | 0 | 0.25181 | 2.635 | 0
2017-02-16 19:00 | 0 | 0 | 2.7831 | 0
2017-02-16 20:00 | 0.90493 | 0 | 3.226 | 0
2017-02-16 21:00 | 1.0985 | 0 | 3.226 | 0
2017-02-16 22:00 | 0.95178 | 0 | 3.226 | 0
2017-02-16 23:00 | 0.61598 | 0 | 3.226 | 0
2017-02-17 | 0.12901 | 0 | 3.226 | 0
2017-02-17 01:00 | 0 | 0 | 3.0812 | 0
2017-02-17 02:00 | 0 | 0 | 2.8088 | 0
2017-02-17 03:00 | 0 | 0 | 2.6636 | 0
2017-02-17 04:00 | 0 | 0 | 2.635 | 0
2017-02-17 05:00 | 0 | 0 | 2.635 | 0
2017-02-17 06:00 | 0 | 0 | 2.635 | 0
2017-02-17 07:00 | 0 | 0 | 2.635 | 0
2017-02-17 08:00 | 0 | 0.72102 | 2.635 | 0
2017-02-17 09:00 | 0 | 0.57352 | 2.635 | 0
2017-02-17 10:00 | 0 | 0.45549 | 2.635 | 0
2017-02-17 11:00 | 0 | 0.37149 | 2.635 | 0
2017-02-17 12:00 | 0 | 0.40205 | 2.635 | 0
2017-02-17 13:00 | 0 | 0.36655 | 2.635 | 0
2017-02-17 14:00 | 0 | 0.38741 | 2.635 | 0
2017-02-17 15:00 | 0 | 0.31275 | 2.635 | 0
2017-02-17 16:00 | 0 | 0.27047 | 2.635 | 0
2017-02-17 17:00 | 0 | 0.33086 | 2.635 | 0
2017-02-17 18:00 | 0 | 0.27578 | 2.635 | 0
2017-02-17 19:00 | 0 | 0 | 2.7134 | 0
2017-02-17 20:00 | 0.69247 | 0 | 3.226 | 0
2017-02-17 21:00 | 0 | 0 | 5.861 | 0
2017-02-17 22:00 | 0.90018 | 0 | 3.226 | 0
2017-02-17 23:00 | 0.65972 | 0 | 3.226 | 0
2017-02-18 | 0.089487 | 0 | 3.226 | 0
2017-02-18 01:00 | 0 | 0 | 3.0436 | 0
2017-02-18 02:00 | 0 | 0 | 2.7938 | 0
2017-02-18 03:00 | 0 | 0 | 2.6844 | 0
2017-02-18 04:00 | 0 | 0 | 2.635 | 0
2017-02-18 05:00 | 0 | 0 | 2.635 | 0
2017-02-18 06:00 | 0 | 0 | 2.635 | 0
2017-02-18 07:00 | 0 | 0.6147 | 2.635 | 0
2017-02-18 08:00 | 0 | 0.67673 | 2.635 | 0
2017-02-18 09:00 | 0 | 0.6125 | 2.635 | 0
2017-02-18 10:00 | 0 | 0.48678 | 2.635 | 0
2017-02-18 11:00 | 0 | 0.38503 | 2.635 | 0
2017-02-18 12:00 | 0 | 0.38796 | 2.635 | 0
2017-02-18 13:00 | 0 | 0.323 | 2.635 | 0
2017-02-18 14:00 | 0 | 0.32885 | 2.635 | 0
2017-02-18 15:00 | 0 | 0.33324 | 2.635 | 0
2017-02-18 16:00 | 0 | 0.33379 | 2.635 | 0
2017-02-18 17:00 | 0 | 0.35319 | 2.635 | 0
2017-02-18 18:00 | 0 | 0 | 2.635 | 0
2017-02-18 19:00 | 0 | 0 | 2.7134 | 0
2017-02-18 20:00 | 0.76274 | 0 | 3.226 | 0
2017-02-18 21:00 | 0.84546 | 0 | 3.226 | 0
2017-02-18 22:00 | 0.69741 | 0 | 3.226 | 0
2017-02-18 23:00 | 0.45841 | 0 | 3.226 | 0
2017-02-19 | 0.022509 | 0 | 3.226 | 0
2017-02-19 01:00 | 0 | 0 | 2.9963 | 0
2017-02-19 02:00 | 0 | 0 | 2.6789 | 0
2017-02-19 03:00 | 0 | 0 | 2.635 | 0
2017-02-19 04:00 | 0 | 0 | 2.635 | 0
2017-02-19 05:00 | 0 | 0 | 2.635 | 0
2017-02-19 06:00 | 0 | 0 | 2.635 | 0
2017-02-19 07:00 | 0 | 0.70601 | 2.635 | 0
2017-02-19 08:00 | 0 | 0.69284 | 2.635 | 0
2017-02-19 09:00 | 0 | 0.58889 | 2.635 | 0
2017-02-19 10:00 | 0 | 0.48989 | 2.635 | 0
2017-02-19 11:00 | 0 | 0.41669 | 2.635 | 0
2017-02-19 12:00 | 0 | 0.38997 | 2.635 | 0
2017-02-19 13:00 | 0 | 0.26096 | 2.635 | 0
2017-02-19 14:00 | 0 | 0.32482 | 2.635 | 0
2017-02-19 15:00 | 0 | 0 | 2.635 | 0
2017-02-19 16:00 | 0 | 0.26114 | 2.635 | 0
2017-02-19 17:00 | 0 | 0 | 2.635 | 0
2017-02-19 18:00 | 0 | 0.30909 | 2.635 | 0
2017-02-19 19:00 | 0 | 0 | 2.635 | 0
2017-02-19 20:00 | 0.58615 | 0 | 3.226 | 0
2017-02-19 21:00 | 0.80996 | 0 | 3.226 | 0
2017-02-19 22:00 | 0.58597 | 0 | 3.226 | 0
2017-02-19 23:00 | 0.37222 | 0 | 3.226 | 0
2017-02-20 | 0 | 0 | 3.1844 | 0
2017-02-20 01:00 | 0 | 0 | 2.9173 | 0
2017-02-20 02:00 | 0 | 0 | 2.6722 | 0
2017-02-20 03:00 | 0 | 0 | 2.635 | 0
2017-02-20 04:00 | 0 | 0 | 2.635 | 0
2017-02-20 05:00 | 0 | 0 | 2.635 | 0
2017-02-20 06:00 | 0 | 0 | 2.635 | 0
2017-02-20 07:00 | 0 | 0.55431 | 2.635 | 0
2017-02-20 08:00 | 0 | 0 | 2.635 | 0
2017-02-20 09:00 | 0 | 0.50197 | 2.635 | 0
2017-02-20 10:00 | 0 | 0.4866 | 2.635 | 0
2017-02-20 11:00 | 0 | 0.39656 | 2.635 | 0
2017-02-20 12:00 | 0 | 0.35264 | 2.635 | 0
2017-02-20 13:00 | 0 | 0.33837 | 2.635 | 0
2017-02-20 14:00 | 0 | 0.3316 | 2.635 | 0
2017-02-20 15:00 | 0 | 0.2928 | 2.635 | 0
2017-02-20 16:00 | 0 | 0 | 2.635 | 0
2017-02-20 17:00 | 0 | 0.30726 | 2.635 | 0
2017-02-20 18:00 | 0 | 0 | 2.635 | 0
2017-02-20 19:00 | 0 | 0 | 2.8265 | 0
2017-02-20 20:00 | 0.89048 | 0 | 3.226 | 0
2017-02-20 21:00 | 1.1039 | 0 | 3.226 | 0
2017-02-20 22:00 | 0.80557 | 0 | 3.226 | 0
2017-02-20 23:00 | 0.35356 | 0 | 3.226 | 0
2017-02-21 | 0 | 0 | 3.1831 | 0
2017-02-21 01:00 | 0 | 0 | 2.8322 | 0
2017-02-21 02:00 | 0 | 0 | 2.7053 | 0
2017-02-21 03:00 | 0 | 0 | 2.6933 | 0
2017-02-21 04:00 | 0 | 0 | 2.635 | 0
2017-02-21 05:00 | 0 | 0 | 2.635 | 0
2017-02-21 06:00 | 0 | 0.18044 | 2.635 | 0
2017-02-21 07:00 | 0 | 0.62183 | 2.635 | 0
2017-02-21 08:00 | 0 | 0.69558 | 2.635 | 0
2017-02-21 09:00 | 0 | 0.57425 | 2.635 | 0
2017-02-21 10:00 | 0 | 0.52887 | 2.635 | 0
2017-02-21 11:00 | 0 | 0 | 2.635 | 0
2017-02-21 12:00 | 0 | 0.37881 | 2.635 | 0
2017-02-21 13:00 | 0 | 0.34276 | 2.635 | 0
2017-02-21 14:00 | 0 | 0.30561 | 2.635 | 0
2017-02-21 15:00 | 0 | 0 | 2.635 | 0
2017-02-21 16:00 | 0 | 0 | 2.635 | 0
2017-02-21 17:00 | 0 | 0.32482 | 2.635 | 0
2017-02-21 18:00 | 0 | 0 | 2.635 | 0
2017-02-21 19:00 | 0 | 0 | 2.8521 | 0
2017-02-21 20:00 | 0.72139 | 0 | 3.226 | 0
2017-02-21 21:00 | 0.96734 | 0 | 3.226 | 0
2017-02-21 22:00 | 0.76732 | 0 | 3.226 | 0
2017-02-21 23:00 | 0.45841 | 0 | 3.226 | 0
2017-02-22 | 0 | 0 | 3.2106 | 0
2017-02-22 01:00 | 0 | 0 | 2.9803 | 0
2017-02-22 02:00 | 0 | 0 | 2.7634 | 0
2017-02-22 03:00 | 0 | 0 | 2.7727 | 0
2017-02-22 04:00 | 0 | 0 | 2.6387 | 0
2017-02-22 05:00 | 0 | 0 | 2.635 | 0
2017-02-22 06:00 | 0 | 0 | 2.635 | 0
2017-02-22 07:00 | 0 | 0.57993 | 2.635 | 0
2017-02-22 08:00 | 0 | 0 | 2.635 | 0
2017-02-22 09:00 | 0 | 0.60811 | 2.635 | 0
2017-02-22 10:00 | 0 | 0.50874 | 2.635 | 0
2017-02-22 11:00 | 0 | 0.39382 | 2.635 | 0
2017-02-22 12:00 | 0 | 0.27596 | 2.635 | 0
2017-02-22 13:00 | 0 | 0 | 2.635 | 0
2017-02-22 14:00 | 0 | 0.28493 | 2.635 | 0
2017-02-22 15:00 | 0 | 0 | 2.635 | 0
2017-02-22 16:00 | 0 | 0 | 2.635 | 0
2017-02-22 17:00 | 0 | 0 | 2.635 | 0
2017-02-22 18:00 | 0 | 0 | 2.635 | 0
2017-02-22 19:00 | 0 | 0 | 2.7073 | 0
2017-02-22 20:00 | 0.58706 | 0 | 3.226 | 0
2017-02-22 21:00 | 0.86888 | 0 | 3.226 | 0
2017-02-22 22:00 | 0.72633 | 0 | 3.226 | 0
2017-02-22 23:00 | 0.47928 | 0 | 3.226 | 0
2017-02-23 | 0.16141 | 0 | 3.226 | 0
2017-02-23 01:00 | 0 | 0 | 3.1033 | 0
2017-02-23 02:00 | 0 | 0 | 2.8288 | 0
2017-02-23 03:00 | 0 | 0 | 2.8149 | 0
2017-02-23 04:00 | 0 | 0 | 2.664 | 0
2017-02-23 05:00 | 0 | 0 | 2.6805 | 0
2017-02-23 06:00 | 0 | 0 | 2.635 | 0
2017-02-23 07:00 | 0 | 0.51917 | 2.635 | 0
2017-02-23 08:00 | 0 | 0.61122 | 2.635 | 0
2017-02-23 09:00 | 0 | 0.56254 | 2.635 | 0
2017-02-23 10:00 | 0 | 0.40663 | 2.635 | 0
2017-02-23 11:00 | 0 | 0.33635 | 2.635 | 0
2017-02-23 12:00 | 0 | 0.30561 | 2.635 | 0
2017-02-23 13:00 | 0 | 0 | 2.635 | 0
2017-02-23 14:00 | 0 | 0.26773 | 2.635 | 0
2017-02-23 15:00 | 0 | 0 | 2.635 | 0
2017-02-23 16:00 | 0 | 0 | 2.635 | 0
2017-02-23 17:00 | 0 | 0 | 2.635 | 0
2017-02-23 18:00 | 0 | 0 | 2.635 | 0
2017-02-23 19:00 | 0 | 0 | 2.7625 | 0
2017-02-23 20:00 | 0.74463 | 0 | 3.226 | 0
2017-02-23 21:00 | 0.93934 | 0 | 3.226 | 0
2017-02-23 22:00 | 0.80904 | 0 | 3.226 | 0
2017-02-23 23:00 | 0.37497 | 0 | 3.226 | 0
2017-02-24 | 0 | 0 | 3.1708 | 0
2017-02-24 01:00 | 0 | 0 | 2.8558 | 0
2017-02-24 02:00 | 0 | 0 | 2.7266 | 0
2017-02-24 03:00 | 0 | 0 | 2.7097 | 0
2017-02-24 04:00 | 0 | 0 | 2.635 | 0
2017-02-24 05:00 | 0 | 0 | 2.635 | 0
2017-02-24 06:00 | 0 | 0 | 2.635 | 0
2017-02-24 07:00 | 0 | 0 | 2.635 | 0
2017-02-24 08:00 | 0 | 0.71571 | 2.635 | 0
2017-02-24 09:00 | 0 | 0.6394 | 2.635 | 0
2017-02-24 10:00 | 0 | 0.51313 | 2.635 | 0
2017-02-24 11:00 | 0 | 0.40937 | 2.635 | 0
2017-02-24 12:00 | 0 | 0.39254 | 2.635 | 0
2017-02-24 13:00 | 0 | 0.27176 | 2.635 | 0
2017-02-24 14:00 | 0 | 0.29335 | 2.635 | 0
2017-02-24 15:00 | 0 | 0 | 2.635 | 0
2017-02-24 16:00 | 0 | 0 | 2.635 | 0
2017-02-24 17:00 | 0 | 0.28566 | 2.635 | 0
2017-02-24 18:00 | 0 | 0 | 2.635 | 0
2017-02-24 19:00 | 0 | 0 | 2.8074 | 0
2017-02-24 20:00 | 0.69796 | 0 | 3.226 | 0
2017-02-24 21:00 | 1.0495 | 0 | 3.226 | 0
2017-02-24 22:00 | 0.83521 | 0 | 3.226 | 0
2017-02-24 23:00 | 0.54479 | 0 | 3.226 | 0
2017-02-25 | 0.042822 | 0 | 3.226 | 0
2017-02-25 01:00 | 0 | 0 | 3.0044 | 0
2017-02-25 02:00 | 0 | 0 | 2.7991 | 0
2017-02-25 03:00 | 0 | 0 | 2.6565 | 0
2017-02-25 04:00 | 0 | 0 | 2.7481 | 0
2017-02-25 05:00 | 0 | 0 | 2.6592 | 0
2017-02-25 06:00 | 0 | 0 | 2.635 | 0
2017-02-25 07:00 | 0 | 0 | 2.635 | 0
2017-02-25 08:00 | 0 | 0.69485 | 2.635 | 0
2017-02-25 09:00 | 0 | 0.5554 | 2.635 | 0
2017-02-25 10:00 | 0 | 0.52063 | 2.635 | 0
2017-02-25 11:00 | 0 | 0.48147 | 2.635 | 0
2017-02-25 12:00 | 0 | 0.48422 | 2.635 | 0
2017-02-25 13:00 | 0 | 0.37295 | 2.635 | 0
2017-02-25 14:00 | 0 | 0.37314 | 2.635 | 0
2017-02-25 15:00 | 0 | 0.36051 | 2.635 | 0
2017-02-25 16:00 | 0 | 0.38741 | 2.635 | 0
2017-02-25 17:00 | 0 | 0.41779 | 2.635 | 0
2017-02-25 18:00 | 0 | 0.34496 | 2.635 | 0
2017-02-25 19:00 | 0 | 0 | 2.635 | 0
2017-02-25 20:00 | 0.85607 | 0 | 3.226 | 0
2017-02-25 21:00 | 0 | 0 | 5.861 | 0
2017-02-25 22:00 | 0.95251 | 0 | 3.226 | 0
2017-02-25 23:00 | 0.65093 | 0 | 3.226 | 0
2017-02-26 | 0.23991 | 0 | 3.226 | 0
2017-02-26 01:00 | 0 | 0 | 3.0832 | 0
2017-02-26 02:00 | 0 | 0 | 2.7562 | 0
2017-02-26 03:00 | 0 | 0 | 2.6415 | 0
2017-02-26 04:00 | 0 | 0 | 2.635 | 0
2017-02-26 05:00 | 0 | 0 | 2.635 | 0
2017-02-26 06:00 | 0 | 0 | 2.635 | 0
2017-02-26 07:00 | 0 | 0.57151 | 2.635 | 0
2017-02-26 08:00 | 0 | 0 | 2.635 | 0
2017-02-26 09:00 | 0 | 0.48257 | 2.635 | 0
2017-02-26 10:00 | 0 | 0.37314 | 2.635 | 0
2017-02-26 11:00 | 0 | 0 | 2.635 | 0
2017-02-26 12:00 | 0 | 0.28786 | 2.635 | 0
2017-02-26 13:00 | 0 | 0.26389 | 2.635 | 0
2017-02-26 14:00 | 0 | 0.41578 | 2.635 | 0
2017-02-26 15:00 | 0 | 0.3003 | 2.635 | 0
2017-02-26 16:00 | 0 | 0.27542 | 2.635 | 0
2017-02-26 17:00 | 0 | 0.41559 | 2.635 | 0
2017-02-26 18:00 | 0 | 0.30305 | 2.635 | 0
2017-02-26 19:00 | 0 | 0 | 2.6417 | 0
2017-02-26 20:00 | 0.71773 | 0 | 3.226 | 0
2017-02-26 21:00 | 0.89707 | 0 | 3.226 | 0
2017-02-26 22:00 | 0.79349 | 0 | 3.226 | 0
2017-02-26 23:00 | 0.58871 | 0 | 3.226 | 0
2017-02-27 | 0.19307 | 0 | 3.226 | 0
2017-02-27 01:00 | 0 | 0 | 3.1029 | 0
2017-02-27 02:00 | 0 | 0 | 2.7997 | 0
2017-02-27 03:00 | 0 | 0 | 2.6695 | 0
2017-02-27 04:00 | 0 | 0 | 2.635 | 0
2017-02-27 05:00 | 0 | 0 | 2.635 | 0
2017-02-27 06:00 | 0 | 0 | 2.635 | 0
2017-02-27 07:00 | 0 | 0.56712 | 2.635 | 0
2017-02-27 08:00 | 0 | 0 | 2.635 | 0
2017-02-27 09:00 | 0 | 0 | 2.635 | 0
2017-02-27 10:00 | 0 | 0.45238 | 2.635 | 0
2017-02-27 11:00 | 0 | 0.40205 | 2.635 | 0
2017-02-27 12:00 | 0 | 0.30799 | 2.635 | 0
2017-02-27 13:00 | 0 | 0.28054 | 2.635 | 0
2017-02-27 14:00 | 0 | 0 | 2.635 | 0
2017-02-27 15:00 | 0 | 0.31732 | 2.635 | 0
2017-02-27 16:00 | 0 | 0.33489 | 2.635 | 0
2017-02-27 17:00 | 0 | 0.38576 | 2.635 | 0
2017-02-27 18:00 | 0 | 0 | 2.635 | 0
2017-02-27 19:00 | 0 | 0 | 2.635 | 0
2017-02-27 20:00 | 0.60134 | 0 | 3.226 | 0
2017-02-27 21:00 | 0.96715 | 0 | 3.226 | 0
2017-02-27 22:00 | 0.79861 | 0 | 3.226 | 0
2017-02-27 23:00 | 0.57499 | 0 | 3.226 | 0
2017-02-28 | 0.10687 | 0 | 3.226 | 0
2017-02-28 01:00 | 0 | 0 | 2.9228 | 0
2017-02-28 02:00 | 0 | 0 | 2.7077 | 0
2017-02-28 03:00 | 0 | 0 | 2.635 | 0
2017-02-28 04:00 | 0 | 0 | 2.635 | 0
2017-02-28 05:00 | 0 | 0 | 2.635 | 0
2017-02-28 06:00 | 0 | 0.21374 | 2.635 | 0
2017-02-28 07:00 | 0 | 0.53601 | 2.635 | 0
2017-02-28 08:00 | 0 | 0 | 2.635 | 0
2017-02-28 09:00 | 0 | 0.5931 | 2.635 | 0
2017-02-28 10:00 | 0 | 0.57846 | 2.635 | 0
2017-02-28 11:00 | 0 | 0.41907 | 2.635 | 0
2017-02-28 12:00 | 0 | 0.34075 | 2.635 | 0
2017-02-28 13:00 | 0 | 0.2831 | 2.635 | 0
2017-02-28 14:00 | 0 | 0.31201 | 2.635 | 0
2017-02-28 15:00 | 0 | 0 | 2.635 | 0
2017-02-28 16:00 | 0 | 0 | 2.635 | 0
2017-02-28 17:00 | 0 | 0 | 2.635 | 0
2017-02-28 18:00 | 0 | 0 | 2.635 | 0
2017-02-28 19:00 | 0 | 0 | 2.7036 | 0
2017-02-28 20:00 | 0.66612 | 0 | 3.226 | 0
2017-02-28 21:00 | 0.94227 | 0 | 3.226 | 0
2017-02-28 22:00 | 0.81161 | 0 | 3.226 | 0
2017-02-28 23:00 | 0.41578 | 0 | 3.226 | 0
2017-03-01 | 0 | 0 | 3.1943 | 0
2017-03-01 01:00 | 0 | 0 | 2.6882 | 0
2017-03-01 02:00 | 0 | 0 | 2.635 | 0
2017-03-01 03:00 | 0 | 0 | 2.635 | 0
2017-03-01 04:00 | 0 | 0 | 2.635 | 0
2017-03-01 05:00 | 0 | 0 | 2.635 | 0
2017-03-01 06:00 | 0 | 0 | 2.635 | 0
2017-03-01 07:00 | 0 | 0.52741 | 2.635 | 0
2017-03-01 08:00 | 0 | 0.72376 | 2.635 | 0
2017-03-01 09:00 | 0 | 0.71571 | 2.635 | 0
2017-03-01 10:00 | 0 | 0 | 2.635 | 0
2017-03-01 11:00 | 0 | 0 | 2.635 | 0
2017-03-01 12:00 | 0 | 0 | 2.635 | 0
2017-03-01 13:00 | 0 | 0.4941 | 2.635 | 0
2017-03-01 14:00 | 0 | 0 | 2.635 | 0
2017-03-01 15:00 | 0 | 0 | 2.635 | 0
2017-03-01 16:00 | 0 | 0.45384 | 2.635 | 0
2017-03-01 17:00 | 0 | 0.4478 | 2.635 | 0
2017-03-01 18:00 | 0 | 0.24195 | 2.635 | 0
2017-03-01 19:00 | 0 | 0 | 2.9843 | 0
2017-03-01 20:00 | 0.83411 | 0 | 3.226 | 0
2017-03-01 21:00 | 0.87694 | 0 | 3.226 | 0
2017-03-01 22:00 | 0.7029 | 0 | 3.226 | 0
2017-03-01 23:00 | 0.25199 | 0 | 3.226 | 0
2017-03-02 | 0 | 0 | 2.934 | 0
2017-03-02 01:00 | 0 | 0 | 2.635 | 0
2017-03-02 02:00 | 0 | 0 | 2.635 | 0
2017-03-02 03:00 | 0 | 0 | 2.635 | 0
2017-03-02 04:00 | 0 | 0 | 2.635 | 0
2017-03-02 05:00 | 0 | 0 | 2.635 | 0
2017-03-02 06:00 | 0 | 0 | 2.635 | 0
2017-03-02 07:00 | 0 | 0 | 2.635 | 0
2017-03-02 08:00 | 0 | 0 | 2.635 | 0
2017-03-02 09:00 | 0 | 0.76512 | 2.635 | 0
2017-03-02 10:00 | 0 | 0.77116 | 2.635 | 0
2017-03-02 11:00 | 0 | 0.69009 | 2.635 | 0
2017-03-02 12:00 | 0 | 0 | 2.635 | 0
2017-03-02 13:00 | 0 | 0 | 2.635 | 0
2017-03-02 14:00 | 0 | 0.46079 | 2.635 | 0
2017-03-02 15:00 | 0 | 0.53418 | 2.635 | 0
2017-03-02 16:00 | 0 | 0.53948 | 2.635 | 0
2017-03-02 17:00 | 0 | 0.57773 | 2.635 | 0
2017-03-02 18:00 | 0 | 0 | 2.635 | 0
2017-03-02 19:00 | 0 | 0 | 2.9057 | 0
2017-03-02 20:00 | 0.70181 | 0 | 3.226 | 0
2017-03-02 21:00 | 0.82588 | 0 | 3.226 | 0
2017-03-02 22:00 | 0.60079 | 0 | 3.226 | 0
2017-03-02 23:00 | 0.18391 | 0 | 3.226 | 0
2017-03-03 | 0 | 0 | 2.9831 | 0
2017-03-03 01:00 | 0 | 0 | 2.635 | 0
2017-03-03 02:00 | 0 | 0 | 2.635 | 0
2017-03-03 03:00 | 0 | 0 | 2.635 | 0
2017-03-03 04:00 | 0 | 0 | 2.635 | 0
2017-03-03 05:00 | 0 | 0 | 2.635 | 0
2017-03-03 06:00 | 0 | 0 | 2.635 | 0
2017-03-03 07:00 | 0 | 0 | 2.635 | 0
2017-03-03 08:00 | 0 | 0 | 2.635 | 0
2017-03-03 09:00 | 0 | 0.80227 | 2.635 | 0
2017-03-03 10:00 | 0 | 0.72614 | 2.635 | 0
2017-03-03 11:00 | 0 | 0.69741 | 2.635 | 0
2017-03-03 12:00 | 0 | 0 | 2.635 | 0
2017-03-03 13:00 | 0 | 0.50325 | 2.635 | 0
2017-03-03 14:00 | 0 | 0.41486 | 2.635 | 0
2017-03-03 15:00 | 0 | 0.44432 | 2.635 | 0
2017-03-03 16:00 | 0 | 0.49337 | 2.635 | 0
2017-03-03 17:00 | 0 | 0.47379 | 2.635 | 0
2017-03-03 18:00 | 0 | 0 | 2.635 | 0
2017-03-03 19:00 | 0 | 0 | 2.9451 | 0
2017-03-03 20:00 | 0.81545 | 0 | 3.226 | 0
2017-03-03 21:00 | 0.89139 | 0 | 3.226 | 0
2017-03-03 22:00 | 0.70217 | 0 | 3.226 | 0
2017-03-03 23:00 | 0.40425 | 0 | 3.226 | 0
2017-03-04 | 0 | 0 | 2.9425 | 0
2017-03-04 01:00 | 0 | 0 | 2.635 | 0
2017-03-04 02:00 | 0 | 0 | 2.635 | 0
2017-03-04 03:00 | 0 | 0 | 2.635 | 0
2017-03-04 04:00 | 0 | 0 | 2.635 | 0
2017-03-04 05:00 | 0 | 0 | 2.635 | 0
2017-03-04 06:00 | 0 | 0 | 2.635 | 0
2017-03-04 07:00 | 0 | 0 | 2.635 | 0
2017-03-04 08:00 | 0 | 0.79459 | 2.635 | 0
2017-03-04 09:00 | 0 | 0.78745 | 2.635 | 0
2017-03-04 10:00 | 0 | 0.76988 | 2.635 | 0
2017-03-04 11:00 | 0 | 0.71352 | 2.635 | 0
2017-03-04 12:00 | 0 | 0 | 2.635 | 0
2017-03-04 13:00 | 0 | 0.51826 | 2.635 | 0
2017-03-04 14:00 | 0 | 0.46628 | 2.635 | 0
2017-03-04 15:00 | 0 | 0 | 2.635 | 0
2017-03-04 16:00 | 0 | 0.48788 | 2.635 | 0
2017-03-04 17:00 | 0 | 0 | 2.635 | 0
2017-03-04 18:00 | 0 | 0 | 2.635 | 0
2017-03-04 19:00 | 0 | 0 | 2.911 | 0
2017-03-04 20:00 | 0.79111 | 0 | 3.226 | 0
2017-03-04 21:00 | 0.99351 | 0 | 3.226 | 0
2017-03-04 22:00 | 0.87474 | 0 | 3.226 | 0
2017-03-04 23:00 | 0.44652 | 0 | 3.226 | 0
2017-03-05 | 0 | 0 | 2.9752 | 0
2017-03-05 01:00 | 0 | 0 | 2.6852 | 0
2017-03-05 02:00 | 0 | 0 | 2.635 | 0
2017-03-05 03:00 | 0 | 0 | 2.635 | 0
2017-03-05 04:00 | 0 | 0 | 2.635 | 0
2017-03-05 05:00 | 0 | 0 | 2.635 | 0
2017-03-05 06:00 | 0 | 0 | 2.635 | 0
2017-03-05 07:00 | 0 | 0 | 2.635 | 0
2017-03-05 08:00 | 0 | 0 | 2.635 | 0
2017-03-05 09:00 | 0 | 0.71425 | 2.635 | 0
2017-03-05 10:00 | 0 | 0.74682 | 2.635 | 0
2017-03-05 11:00 | 0 | 0.75725 | 2.635 | 0
2017-03-05 12:00 | 0 | 0.56437 | 2.635 | 0
2017-03-05 13:00 | 0 | 0.47342 | 2.635 | 0
2017-03-05 14:00 | 0 | 0 | 2.635 | 0
2017-03-05 15:00 | 0 | 0 | 2.635 | 0
2017-03-05 16:00 | 0 | 0 | 2.635 | 0
2017-03-05 17:00 | 0 | 0 | 2.635 | 0
2017-03-05 18:00 | 0 | 0 | 2.635 | 0
2017-03-05 19:00 | 0 | 0 | 3.0863 | 0
2017-03-05 20:00 | 0.96825 | 0 | 3.226 | 0
2017-03-05 21:00 | 0 | 0 | 5.861 | 0
2017-03-05 22:00 | 0.85534 | 0 | 3.226 | 0
2017-03-05 23:00 | 0.39931 | 0 | 3.226 | 0
2017-03-06 | 0 | 0 | 3.068 | 0
2017-03-06 01:00 | 0 | 0 | 2.6807 | 0
2017-03-06 02:00 | 0 | 0 | 2.635 | 0
2017-03-06 03:00 | 0 | 0 | 2.635 | 0
2017-03-06 04:00 | 0 | 0 | 2.635 | 0
2017-03-06 05:00 | 0 | 0 | 2.635 | 0
2017-03-06 06:00 | 0 | 0 | 2.635 | 0
2017-03-06 07:00 | 0 | 0.52612 | 2.635 | 0
2017-03-06 08:00 | 0 | 0 | 2.635 | 0
2017-03-06 09:00 | 0 | 0 | 2.635 | 0
2017-03-06 10:00 | 0 | 0.68863 | 2.635 | 0
2017-03-06 11:00 | 0 | 0 | 2.635 | 0
2017-03-06 12:00 | 0 | 0.5512 | 2.635 | 0
2017-03-06 13:00 | 0 | 0 | 2.635 | 0
2017-03-06 14:00 | 0 | 0.52155 | 2.635 | 0
2017-03-06 15:00 | 0 | 0.50032 | 2.635 | 0
2017-03-06 16:00 | 0 | 0.47891 | 2.635 | 0
2017-03-06 17:00 | 0 | 0.45256 | 2.635 | 0
2017-03-06 18:00 | 0 | 0 | 2.635 | 0
2017-03-06 19:00 | 0 | 0 | 2.9021 | 0
2017-03-06 20:00 | 0.73932 | 0 | 3.226 | 0
2017-03-06 21:00 | 0.92031 | 0 | 3.226 | 0
2017-03-06 22:00 | 0.83064 | 0 | 3.226 | 0
2017-03-06 23:00 | 0.42566 | 0 | 3.226 | 0
2017-03-07 | 0 | 0 | 3.1133 | 0
2017-03-07 01:00 | 0 | 0 | 2.7534 | 0
2017-03-07 02:00 | 0 | 0 | 2.635 | 0
2017-03-07 03:00 | 0 | 0 | 2.635 | 0
2017-03-07 04:00 | 0 | 0 | 2.635 | 0
2017-03-07 05:00 | 0 | 0 | 2.635 | 0
2017-03-07 06:00 | 0 | 0 | 2.635 | 0
2017-03-07 07:00 | 0 | 0 | 2.635 | 0
2017-03-07 08:00 | 0 | 0 | 2.635 | 0
2017-03-07 09:00 | 0 | 0 | 2.635 | 0
2017-03-07 10:00 | 0 | 0 | 2.635 | 0
2017-03-07 11:00 | 0 | 0.79806 | 2.635 | 0
2017-03-07 12:00 | 0 | 0 | 2.635 | 0
2017-03-07 13:00 | 0 | 0.4866 | 2.635 | 0
2017-03-07 14:00 | 0 | 0.39144 | 2.635 | 0
2017-03-07 15:00 | 0 | 0.13795 | 2.635 | 0
2017-03-07 16:00 | 0 | 0 | 2.635 | 0
2017-03-07 17:00 | 0 | 0 | 2.635 | 0
2017-03-07 18:00 | 0 | 0 | 2.635 | 0
2017-03-07 19:00 | 0 | 0 | 3.0115 | 0
2017-03-07 20:00 | 0.89359 | 0 | 3.226 | 0
2017-03-07 21:00 | 1.018 | 0 | 3.226 | 0
2017-03-07 22:00 | 0.86394 | 0 | 3.226 | 0
2017-03-07 23:00 | 0.28896 | 0 | 3.226 | 0
2017-03-08 | 0 | 0 | 2.9876 | 0
2017-03-08 01:00 | 0 | 0 | 2.635 | 0
2017-03-08 02:00 | 0 | 0 | 2.635 | 0
2017-03-08 03:00 | 0 | 0 | 2.635 | 0
2017-03-08 04:00 | 0 | 0 | 2.635 | 0
2017-03-08 05:00 | 0 | 0 | 2.635 | 0
2017-03-08 06:00 | 0 | 0 | 2.635 | 0
2017-03-08 07:00 | 0 | 0 | 2.635 | 0
2017-03-08 08:00 | 0 | 0.25815 | 2.635 | 0
2017-03-08 09:00 | 0 | 0.80191 | 2.635 | 0
2017-03-08 10:00 | 0 | 0 | 2.635 | 0
2017-03-08 11:00 | 0 | 0 | 2.635 | 0
2017-03-08 12:00 | 0 | 0 | 2.635 | 0
2017-03-08 13:00 | 0 | 0.52594 | 2.635 | 0
2017-03-08 14:00 | 0 | 0.51954 | 2.635 | 0
2017-03-08 15:00 | 0 | 0.42383 | 2.635 | 0
2017-03-08 16:00 | 0 | 0.46994 | 2.635 | 0
2017-03-08 17:00 | 0 | 0.4683 | 2.635 | 0
2017-03-08 18:00 | 0 | 0.40022 | 2.635 | 0
2017-03-08 19:00 | 0 | 0 | 2.8633 | 0
2017-03-08 20:00 | 0.63373 | 0 | 3.226 | 0
2017-03-08 21:00 | 0.77482 | 0 | 3.226 | 0
2017-03-08 22:00 | 0.62824 | 0 | 3.226 | 0
2017-03-08 23:00 | 0.13743 | 0 | 3.226 | 0
2017-03-09 | 0 | 0 | 2.861 | 0
2017-03-09 01:00 | 0 | 0 | 2.635 | 0
2017-03-09 02:00 | 0 | 0 | 2.635 | 0
2017-03-09 03:00 | 0 | 0 | 2.635 | 0
2017-03-09 04:00 | 0 | 0 | 2.635 | 0
2017-03-09 05:00 | 0 | 0 | 2.635 | 0
2017-03-09 06:00 | 0 | 0 | 2.635 | 0
2017-03-09 07:00 | 0 | 0 | 2.635 | 0
2017-03-09 08:00 | 0 | 0 | 2.635 | 0
2017-03-09 09:00 | 0 | 0 | 2.635 | 0
2017-03-09 10:00 | 0 | 0 | 2.635 | 0
2017-03-09 11:00 | 0 | 0 | 2.635 | 0
2017-03-09 12:00 | 0 | 0.73273 | 2.635 | 0
2017-03-09 13:00 | 0 | 0 | 2.635 | 0
2017-03-09 14:00 | 0 | 0.51515 | 2.635 | 0
2017-03-09 15:00 | 0 | 0.52777 | 2.635 | 0
2017-03-09 16:00 | 0 | 0.46775 | 2.635 | 0
2017-03-09 17:00 | 0 | 0.50673 | 2.635 | 0
2017-03-09 18:00 | 0 | 0.36875 | 2.635 | 0
2017-03-09 19:00 | 0 | 0 | 2.8946 | 0
2017-03-09 20:00 | 0.75323 | 0 | 3.226 | 0
2017-03-09 21:00 | 0.82057 | 0 | 3.226 | 0
2017-03-09 22:00 | 0.67692 | 0 | 3.226 | 0
2017-03-09 23:00 | 0.21869 | 0 | 3.226 | 0
2017-03-10 | 0 | 0 | 3.0889 | 0
2017-03-10 01:00 | 0 | 0 | 2.6965 | 0
2017-03-10 02:00 | 0 | 0 | 2.635 | 0
2017-03-10 03:00 | 0 | 0 | 2.635 | 0
2017-03-10 04:00 | 0 | 0 | 2.635 | 0
2017-03-10 05:00 | 0 | 0 | 2.635 | 0
2017-03-10 06:00 | 0 | 0.38686 | 2.635 | 0
2017-03-10 07:00 | 0 | 0 | 2.635 | 0
2017-03-10 08:00 | 0 | 0 | 2.635 | 0
2017-03-10 09:00 | 0 | 0 | 2.635 | 0
2017-03-10 10:00 | 0 | 0 | 2.635 | 0
2017-03-10 11:00 | 0 | 0.78068 | 2.635 | 0
2017-03-10 12:00 | 0 | 0.72084 | 2.635 | 0
2017-03-10 13:00 | 0 | 0 | 2.635 | 0
2017-03-10 14:00 | 0 | 0.54534 | 2.635 | 0
2017-03-10 15:00 | 0 | 0.46738 | 2.635 | 0
2017-03-10 16:00 | 0 | 0.47543 | 2.635 | 0
2017-03-10 17:00 | 0 | 0.51954 | 2.635 | 0
2017-03-10 18:00 | 0 | 0 | 2.635 | 0
2017-03-10 19:00 | 0 | 0 | 3.0036 | 0
2017-03-10 20:00 | 0.94538 | 0 | 3.226 | 0
2017-03-10 21:00 | 1.0561 | 0 | 3.226 | 0
2017-03-10 22:00 | 0.96807 | 0 | 3.226 | 0
2017-03-10 23:00 | 0.43572 | 0 | 3.226 | 0
2017-03-11 | 0 | 0 | 3.1094 | 0
2017-03-11 01:00 | 0 | 0 | 2.7759 | 0
2017-03-11 02:00 | 0 | 0 | 2.635 | 0
2017-03-11 03:00 | 0 | 0 | 2.635 | 0
2017-03-11 04:00 | 0 | 0 | 2.635 | 0
2017-03-11 05:00 | 0 | 0 | 2.635 | 0
2017-03-11 06:00 | 0 | 0.021894 | 2.635 | 0
2017-03-11 07:00 | 0 | 0 | 2.635 | 0
2017-03-11 08:00 | 0 | 0 | 2.635 | 0
2017-03-11 09:00 | 0 | 0.73895 | 2.635 | 0
2017-03-11 10:00 | 0 | 0.77921 | 2.635 | 0
2017-03-11 11:00 | 0 | 0 | 2.635 | 0
2017-03-11 12:00 | 0 | 0.54479 | 2.635 | 0
2017-03-11 13:00 | 0 | 0 | 2.635 | 0
2017-03-11 14:00 | 0 | 0.41999 | 2.635 | 0
2017-03-11 15:00 | 0 | 0.45238 | 2.635 | 0
2017-03-11 16:00 | 0 | 0.53857 | 2.635 | 0
2017-03-11 17:00 | 0 | 0 | 2.635 | 0
2017-03-11 18:00 | 0 | 0.45421 | 2.635 | 0
2017-03-11 19:00 | 0 | 0 | 2.8834 | 0
2017-03-11 20:00 | 0.9064 | 0 | 3.226 | 0
2017-03-11 21:00 | 0.89926 | 0 | 3.226 | 0
2017-03-11 22:00 | 0.81508 | 0 | 3.226 | 0
2017-03-11 23:00 | 0.30067 | 0 | 3.226 | 0
2017-03-12 | 0 | 0 | 2.952 | 0
2017-03-12 01:00 | 0 | 0 | 2.635 | 0
2017-03-12 02:00 | 0 | 0 | 2.635 | 0
2017-03-12 03:00 | 0 | 0 | 2.635 | 0
2017-03-12 04:00 | 0 | 0 | 2.635 | 0
2017-03-12 05:00 | 0 | 0 | 2.635 | 0
2017-03-12 06:00 | 0 | 0.022965 | 2.635 | 0
2017-03-12 07:00 | 0 | 0 | 2.635 | 0
2017-03-12 08:00 | 0 | 0 | 2.635 | 0
2017-03-12 09:00 | 0 | 0.74115 | 2.635 | 0
2017-03-12 10:00 | 0 | 0.73712 | 2.635 | 0
2017-03-12 11:00 | 0 | 0.72578 | 2.635 | 0
2017-03-12 12:00 | 0 | 0 | 2.635 | 0
2017-03-12 13:00 | 0 | 0 | 2.635 | 0
2017-03-12 14:00 | 0 | 0.36746 | 2.635 | 0
2017-03-12 15:00 | 0 | 0 | 2.635 | 0
2017-03-12 16:00 | 0 | 0.40333 | 2.635 | 0
2017-03-12 17:00 | 0 | 0.50105 | 2.635 | 0
2017-03-12 18:00 | 0 | 0 | 2.635 | 0
2017-03-12 19:00 | 0 | 0 | 2.9035 | 0
2017-03-12 20:00 | 0.70894 | 0 | 3.226 | 0
2017-03-12 21:00 | 0.81344 | 0 | 3.226 | 0
2017-03-12 22:00 | 0.53454 | 0 | 3.226 | 0
2017-03-12 23:00 | 0.063684 | 0 | 3.226 | 0
2017-03-13 | 0 | 0 | 2.9819 | 0
2017-03-13 01:00 | 0 | 0 | 2.635 | 0
2017-03-13 02:00 | 0 | 0 | 2.635 | 0
2017-03-13 03:00 | 0 | 0 | 2.635 | 0
2017-03-13 04:00 | 0 | 0 | 2.635 | 0
2017-03-13 05:00 | 0 | 0 | 2.635 | 0
2017-03-13 06:00 | 0 | 0 | 2.635 | 0
2017-03-13 07:00 | 0 | 0 | 2.635 | 0
2017-03-13 08:00 | 0 | 0 | 2.635 | 0
2017-03-13 09:00 | 0 | 0.67344 | 2.635 | 0
2017-03-13 10:00 | 0 | 0 | 2.635 | 0
2017-03-13 11:00 | 0 | 0 | 2.635 | 0
2017-03-13 12:00 | 0 | 0 | 2.635 | 0
2017-03-13 13:00 | 0 | 0 | 2.635 | 0
2017-03-13 14:00 | 0 | 0.46043 | 2.635 | 0
2017-03-13 15:00 | 0 | 0.42621 | 2.635 | 0
2017-03-13 16:00 | 0 | 0.4575 | 2.635 | 0
2017-03-13 17:00 | 0 | 0.45951 | 2.635 | 0
2017-03-13 18:00 | 0 | 0 | 2.635 | 0
2017-03-13 19:00 | 0 | 0 | 2.9987 | 0
2017-03-13 20:00 | 0.82259 | 0 | 3.226 | 0
2017-03-13 21:00 | 0.8784 | 0 | 3.226 | 0
2017-03-13 22:00 | 0.51624 | 0 | 3.226 | 0
2017-03-13 23:00 | 0.081984 | 0 | 3.226 | 0
2017-03-14 | 0 | 0 | 2.8677 | 0
2017-03-14 01:00 | 0 | 0 | 2.635 | 0
2017-03-14 02:00 | 0 | 0 | 2.635 | 0
2017-03-14 03:00 | 0 | 0 | 2.635 | 0
2017-03-14 04:00 | 0 | 0 | 2.635 | 0
2017-03-14 05:00 | 0 | 0 | 2.635 | 0
2017-03-14 06:00 | 0 | 0 | 2.635 | 0
2017-03-14 07:00 | 0 | 0.49209 | 2.635 | 0
2017-03-14 08:00 | 0 | 0 | 2.635 | 0
2017-03-14 09:00 | 0 | 0 | 2.635 | 0
2017-03-14 10:00 | 0 | 0.75945 | 2.635 | 0
2017-03-14 11:00 | 0 | 0 | 2.635 | 0
2017-03-14 12:00 | 0 | 0.72578 | 2.635 | 0
2017-03-14 13:00 | 0 | 0.59438 | 2.635 | 0
2017-03-14 14:00 | 0 | 0.49136 | 2.635 | 0
2017-03-14 15:00 | 0 | 0.45293 | 2.635 | 0
2017-03-14 16:00 | 0 | 0.46848 | 2.635 | 0.0061674
2017-03-14 17:00 | 0 | 0.55156 | 2.635 | 0
2017-03-14 18:00 | 0 | 0.46171 | 2.635 | 0
2017-03-14 19:00 | 0 | 0 | 2.8312 | 0
2017-03-14 20:00 | 0.74518 | 0 | 3.226 | 0
2017-03-14 21:00 | 1.0468 | 0 | 3.226 | 0
2017-03-14 22:00 | 0.81929 | 0 | 3.226 | 0
2017-03-14 23:00 | 0.29463 | 0 | 3.226 | 0
2017-03-15 | 0 | 0 | 3.0146 | 0
2017-03-15 01:00 | 0 | 0 | 2.635 | 0
2017-03-15 02:00 | 0 | 0 | 2.635 | 0
2017-03-15 03:00 | 0 | 0 | 2.635 | 0
2017-03-15 04:00 | 0 | 0 | 2.635 | 0
2017-03-15 05:00 | 0 | 0 | 2.635 | 0
2017-03-15 06:00 | 0 | 0 | 2.635 | 0
2017-03-15 07:00 | 0 | 0 | 2.635 | 0
2017-03-15 08:00 | 0 | 0 | 2.635 | 0
2017-03-15 09:00 | 0 | 0.7417 | 2.635 | 0
2017-03-15 10:00 | 0 | 0.71919 | 2.635 | 0
2017-03-15 11:00 | 0 | 0.68735 | 2.635 | 0
2017-03-15 12:00 | 0 | 0.60408 | 2.635 | 0
2017-03-15 13:00 | 0 | 0.54022 | 2.635 | 0
2017-03-15 14:00 | 0 | 0.50288 | 2.635 | 0
2017-03-15 15:00 | 0 | 0.4919 | 2.635 | 0
2017-03-15 16:00 | 0 | 0.54644 | 2.635 | 0
2017-03-15 17:00 | 0 | 0 | 2.635 | 0
2017-03-15 18:00 | 0 | 0.437 | 2.635 | 0
2017-03-15 19:00 | 0 | 0 | 2.9851 | 0
2017-03-15 20:00 | 0.92049 | 0 | 3.226 | 0
2017-03-15 21:00 | 1.0435 | 0 | 3.226 | 0
2017-03-15 22:00 | 0.74371 | 0 | 3.226 | 0
2017-03-15 23:00 | 0.27212 | 0 | 3.226 | 0
2017-03-16 | 0 | 0 | 3.1419 | 0
2017-03-16 01:00 | 0 | 0 | 2.7483 | 0
2017-03-16 02:00 | 0 | 0 | 2.635 | 0
2017-03-16 03:00 | 0 | 0 | 2.635 | 0
2017-03-16 04:00 | 0 | 0 | 2.635 | 0
2017-03-16 05:00 | 0 | 0 | 2.635 | 0
2017-03-16 06:00 | 0 | 0 | 2.635 | 0
2017-03-16 07:00 | 0 | 0 | 2.635 | 0
2017-03-16 08:00 | 0 | 0 | 2.635 | 0
2017-03-16 09:00 | 0 | 0.72614 | 2.635 | 0
2017-03-16 10:00 | 0 | 0.7126 | 2.635 | 0
2017-03-16 11:00 | 0 | 0.69631 | 2.635 | 0
2017-03-16 12:00 | 0 | 0 | 2.635 | 0
2017-03-16 13:00 | 0 | 0 | 2.635 | 0
2017-03-16 14:00 | 0 | 0.53601 | 2.635 | 0
2017-03-16 15:00 | 0 | 0.49483 | 2.635 | 0
2017-03-16 16:00 | 0 | 0.48037 | 2.635 | 0
2017-03-16 17:00 | 0 | 0.51954 | 2.635 | 0
2017-03-16 18:00 | 0 | 0 | 2.635 | 0
2017-03-16 19:00 | 0 | 0 | 3.0954 | 0
2017-03-16 20:00 | 1.0113 | 0 | 3.226 | 0
2017-03-16 21:00 | 0 | 0 | 5.861 | 0
2017-03-16 22:00 | 1.0072 | 0 | 3.226 | 0
2017-03-16 23:00 | 0.51496 | 0 | 3.226 | 0
2017-03-17 | 0 | 0 | 3.212 | 0
2017-03-17 01:00 | 0 | 0 | 2.7845 | 0
2017-03-17 02:00 | 0 | 0 | 2.635 | 0
2017-03-17 03:00 | 0 | 0 | 2.635 | 0
2017-03-17 04:00 | 0 | 0 | 2.635 | 0
2017-03-17 05:00 | 0 | 0.18203 | 2.635 | 0
2017-03-17 06:00 | 0 | 0 | 2.635 | 0
2017-03-17 07:00 | 0 | 0 | 2.635 | 0
2017-03-17 08:00 | 0 | 0 | 2.635 | 0
2017-03-17 09:00 | 0 | 0 | 2.635 | 0
2017-03-17 10:00 | 0 | 0 | 2.635 | 0
2017-03-17 11:00 | 0 | 0 | 2.635 | 0
2017-03-17 12:00 | 0 | 0 | 2.635 | 0
2017-03-17 13:00 | 0 | 0 | 2.635 | 0
2017-03-17 14:00 | 0 | 0 | 2.635 | 0
2017-03-17 15:00 | 0 | 0 | 2.635 | 0
2017-03-17 16:00 | 0 | 0 | 2.635 | 0
2017-03-17 17:00 | 0 | 0 | 2.635 | 0
2017-03-17 18:00 | 0 | 0 | 2.635 | 0
2017-03-17 19:00 | 0 | 0 | 2.9794 | 0
2017-03-17 20:00 | 0.97631 | 0 | 3.226 | 0
2017-03-17 21:00 | 0 | 0 | 5.861 | 0
2017-03-17 22:00 | 1.0103 | 0 | 3.226 | 0
2017-03-17 23:00 | 0.39839 | 0 | 3.226 | 0
2017-03-18 | 0 | 0 | 3.1831 | 0
2017-03-18 01:00 | 0 | 0 | 2.8164 | 0
2017-03-18 02:00 | 0 | 0 | 2.635 | 0
2017-03-18 03:00 | 0 | 0 | 2.635 | 0
2017-03-18 04:00 | 0 | 0 | 2.635 | 0
2017-03-18 05:00 | 0 | 0 | 2.635 | 0
2017-03-18 06:00 | 0 | 0 | 2.635 | 0
2017-03-18 07:00 | 0 | 0 | 2.635 | 0
2017-03-18 08:00 | 0 | 0 | 2.635 | 0
2017-03-18 09:00 | 0 | 0.71626 | 2.635 | 0
2017-03-18 10:00 | 0 | 0.7126 | 2.635 | 0
2017-03-18 11:00 | 0 | 0.69943 | 2.635 | 0
2017-03-18 12:00 | 0 | 0.67985 | 2.635 | 0
2017-03-18 13:00 | 0 | 0 | 2.635 | 0
2017-03-18 14:00 | 0 | 0 | 2.635 | 0
2017-03-18 15:00 | 0 | 0 | 2.635 | 0
2017-03-18 16:00 | 0 | 0.41944 | 2.635 | 0
2017-03-18 17:00 | 0 | 0.52027 | 2.635 | 0
2017-03-18 18:00 | 0 | 0.40718 | 2.635 | 0
2017-03-18 19:00 | 0 | 0 | 2.8598 | 0
2017-03-18 20:00 | 0.84235 | 0 | 3.226 | 0
2017-03-18 21:00 | 1.0857 | 0 | 3.226 | 0
2017-03-18 22:00 | 0.8418 | 0 | 3.226 | 0
2017-03-18 23:00 | 0.30927 | 0 | 3.226 | 0
2017-03-19 | 0 | 0 | 2.9504 | 0
2017-03-19 01:00 | 0 | 0 | 2.635 | 0
2017-03-19 02:00 | 0 | 0 | 2.635 | 0
2017-03-19 03:00 | 0 | 0 | 2.635 | 0
2017-03-19 04:00 | 0 | 0 | 2.635 | 0
2017-03-19 05:00 | 0 | 0 | 2.635 | 0
2017-03-19 06:00 | 0 | 0 | 2.635 | 0
2017-03-19 07:00 | 0 | 0.5146 | 2.635 | 0
2017-03-19 08:00 | 0 | 0 | 2.635 | 0
2017-03-19 09:00 | 0 | 0.68497 | 2.635 | 0
2017-03-19 10:00 | 0 | 0.71773 | 2.635 | 0
2017-03-19 11:00 | 0 | 0 | 2.635 | 0
2017-03-19 12:00 | 0 | 0 | 2.635 | 0
2017-03-19 13:00 | 0 | 0.48239 | 2.635 | 0
2017-03-19 14:00 | 0 | 0.44561 | 2.635 | 0
2017-03-19 15:00 | 0 | 0 | 2.635 | 0
2017-03-19 16:00 | 0 | 0.29582 | 2.635 | 0
2017-03-19 17:00 | 0 | 0.51167 | 2.635 | 0
2017-03-19 18:00 | 0 | 0.37442 | 2.635 | 0
2017-03-19 19:00 | 0 | 0 | 2.9342 | 0
2017-03-19 20:00 | 0.87547 | 0 | 3.226 | 0
2017-03-19 21:00 | 0.9979 | 0 | 3.226 | 0
2017-03-19 22:00 | 0.88444 | 0 | 3.226 | 0
2017-03-19 23:00 | 0.2207 | 0 | 3.226 | 0
2017-03-20 | 0 | 0 | 3.0162 | 0
2017-03-20 01:00 | 0 | 0 | 2.6923 | 0
2017-03-20 02:00 | 0 | 0 | 2.635 | 0
2017-03-20 03:00 | 0 | 0 | 2.635 | 0
2017-03-20 04:00 | 0 | 0 | 2.635 | 0
2017-03-20 05:00 | 0 | 0 | 2.635 | 0
2017-03-20 06:00 | 0 | 0 | 2.635 | 0
2017-03-20 07:00 | 0 | 0 | 2.635 | 0
2017-03-20 08:00 | 0 | 0 | 2.635 | 0
2017-03-20 09:00 | 0 | 0 | 2.635 | 0
2017-03-20 10:00 | 0 | 0.19616 | 2.635 | 0
2017-03-20 11:00 | 0 | 0.70254 | 2.635 | 0
2017-03-20 12:00 | 0 | 0 | 2.635 | 0
2017-03-20 13:00 | 0 | 0 | 2.635 | 0
2017-03-20 14:00 | 0 | 0.48202 | 2.635 | 0
2017-03-20 15:00 | 0 | 0.4683 | 2.635 | 0
2017-03-20 16:00 | 0 | 0.47415 | 2.635 | 0
2017-03-20 17:00 | 0 | 0.49556 | 2.635 | 0
2017-03-20 18:00 | 0 | 0 | 2.635 | 0
2017-03-20 19:00 | 0 | 0 | 2.8001 | 0
2017-03-20 20:00 | 0.49593 | 0 | 3.226 | 0
2017-03-20 21:00 | 0.75835 | 0 | 3.226 | 0
2017-03-20 22:00 | 0.60976 | 0 | 3.226 | 0
2017-03-20 23:00 | 0.2207 | 0 | 3.226 | 0
2017-03-21 | 0 | 0 | 3.0209 | 0